## REDACTED
Redacted Version
Redacted Version

## Option Compare (R)
Total Cost Comparison | 2014 | 2015 | 2016 | 2017 | 2018 | 2019 | 2020 | 2021 | 2022 | 2023
L+G Contracted Costs | 30.6433 | 31.8636 | 17.8312 | 13.9443 | 13.9864 | 14.5981 | 15.3067 | 16.0579 | 16.8539 | 17.6894
Option 1: Outsource | 31.0286 | 32.9443 | 26.2944 | 24.9222 | 25.2071 | 26.028 | 27.1095 | 28.3702 | 29.7152 | 31.1375
Option 2: Insource | 30.6984 | 32.6776 | 26.4179 | 25.0527 | 25.3387 | 26.1602 | 27.2429 | 28.5067 | 29.8569 | 31.2861
XXXXXX | XXXXXX | XXXXXX | XXXXXX | XXXXXX | XXXXXX | XXXXXX | XXXXXX | XXXXXX | XXXXXX | XXXXXX
PSE 5-Year Budget for AMR (O&M) | 30.5771 | 33.3669 | 21.9678 | 19.3657 | 18.1606
PSE 5-Year Budget for AMR (CAPEX) | 0 | 2.31 | 4.9261 | 6.5979 | 3
PSE 5-Year Budget for AMR Total | 30.5771 | 35.6769 | 26.8939 | 25.9637 | 21.1606
Cost Differential | 2014 | 2015 | 2016 | 2017 | 2018 | 2019 | 2020 | 2021 | 2022 | 2023
Option 1: Outsource Module Exchanges | 0.45156 | -2.7326 | -0.59946 | -1.0415 | 4.0465 | 26.028 | 27.1095 | 28.3702 | 29.7152 | 31.1375
Option 2: Insource Module Exchanges | 0.12132 | -2.9993 | -0.47598 | -0.91098 | 4.1781 | 26.1602 | 27.2429 | 28.5067 | 29.8569 | 31.2861
XXXXXX | XXXXXX | XXXXXX | XXXXXX | XXXXXX | XXXXXX | XXXXXX | XXXXXX | XXXXXX | XXXXXX | XXXXXX
2016-2023
Sensitivity Analysis - Additional Labor Costs |  |  |  | AMR Option 2
| 50% Base | Base | 150% Base | 50% Base | Base | 150% Base
Labor | 23.8367 | 23.8367 | 23.8367 | #REF! | #REF! | #REF!
Hardware | 34.2476 | 68.4953 | 102.7429 | #REF! | #REF! | #REF!
Total Project Cost | 23.8367 | 23.8367 | 23.8367 | #REF! | #REF! | #REF!
Sensitivity Analysis - Additional Hardware Costs |  |  |  | AMR Option 2
| 50% Base | Base | 150% Base | 50% Base | Base | 150% Base
Hardware | 68.4953 | 68.4953 | 68.4953 | #REF! | #REF! | #REF!
Labor | 11.9184 | 23.8367 | 35.7551 | #REF! | #REF! | #REF!
Total Project Cost | 80.4136 | 92.332 | 104.2504 | #REF! | #REF! | #REF!

## AMR 2016 Opt1 outsource '15 (R)
L+G Contract + Other Costs
Row # | Revised/Reviewed in 2014 | Director/Officer | Contact | Work Group | CAPEX vs O&M |  | (denomination) | Description | Calculation/Source Description |  | 2014 | 2015 | 2016 | 2017 | 2018 | 2019 | 2020 | 2021 | 2022 | 2023 | 2024 | 2025 | 2026
Project Management
1 |  | Doug Loreen |  | Project Management | CAPEX | PSE Labor | ($Millions) | One contract Project Manager | 1 contract FTE for one year split between 2015-2016 |  | 0 | 0.25 | 0.08 | 0 | 0 | 0 | 0 | 0 | 0 | 0 | 0 | 0 | 0
|  | Doug Loreen |  | Project Management | O&M | PSE Labor | ($Millions) | One contract Project Manager | 1 contract FTE for one year split between 2015-2016 |  | 2014: 0; 2016: 0.03
2 | Module Maintenance and Growth
3 |  | Wayne Gould | John Mannetti/Brenda Campbell | Materials Management | CAPEX | Materials | ($Millions) | PSE Gas Module Purchases for Maintenance | [(Gas Module Exchange rate) X (# Gas customers) X (weighted average gas module cost)] |  | 0 | 0 | 2.1424 | 2.9618 | 3.1003 | 3.258 | 3.4273 | 3.5996 | 3.769 | 3.9372 | 4.1112 | 4.2978 | 4.4987
4 | x | Harry Shapiro | Loretta Baggenstos | Gas Ops/Capital Budgeting | CAPEX | Outsourced Module Exchange Labor | ($Millions) | Gas Module Exchange Labor previous done by L+G (assumes L+G labor cost) | (L+G Gas Module Exchange rate) X (# Gas customers) X ( gas module exchange cost) |  | 0 | 0 | 0.67251 | 0.82102 | 0.82784 | 0.8317 | 0.83914 | 0.85859 | 0.89128 | 0.93465 | 0.98352 | 1.0326 | 1.079
5 | x | Wayne Gould | John Mannetti/Brenda Campbell | Materials Management | CAPEX | Materials | ($Millions) | PSE Electric Module Purchases for New Meters for Maintenance | (Annual Electric Meter Attrition Rate) X (# of meters in service) X (cost of electric modules) |  | 0 | 0 | 0.26425 | 0.36785 | 0.38366 | 0.47773 | 0.56963 | 0.65563 | 0.74296 | 0.84239 | 0.95406 | 1.0557 | 1.0982
6 | x | Lars Bergmann | Mike Herndon | Electric Operations |  | Revenue | ($Millions) | Electric MARP & MDMS Reimbursements | Forecast done by Jennifer Cummings and Theresa Burch |  | -0.19268 | -0.18556 | -0.045656 | 0 | 0 | 0 | 0 | 0 | 0 | 0 | 0 | 0 | 0
7 | x | Wayne Gould | John Mannetti/Brenda Campbell | Materials Management | CAPEX | PSE Labor | ($Millions) | Manage Module Inventory | Provided by Brenda Campbell via email |  | 0 | 0.065 | 0.37333 | 0.3808 | 0.38842 | 0.39618 | 0.40411 | 0.41219 | 0.42043 | 0.42884 | 0.43742 | 0.44617 | 0.45509
8 | x | Jennifer Tada | Shamish Patel | Standards | O&M | PSE Labor | ($Millions) | Electric Meter Commodities and Standards Engineering | 0-Shamish Patel |  | 0 | 0 | 0 | 0 | 0 | 0 | 0 | 0 | 0 | 0 | 0 | 0 | 0
9 | x | Jennifer Tada | Shamish Patel | Standards | O&M | PSE Labor | ($Millions) | Gas Module Specification | 0-Shamish Patel |  | 0 | 0 | 0 | 0 | 0 | 0 | 0 | 0 | 0 | 0 | 0 | 0 | 0
10 | x | Wayne Gould | John Mannetti/Brenda Campbell | Materials Management | CAPEX | Materials | ($Millions) | Gas Modules (on New Meters) | (# Growth in Gas customers) X (weighted average gas module cost) |  | 0 | 0 | 1.3638 | 1.9739 | 2.0754 | 1.9846 | 1.979 | 2.0505 | 2.1371 | 2.2303 | 2.3147 | 2.4 | 2.4902
11 | x | Wayne Gould | John Mannetti/Brenda Campbell | Materials Management | CAPEX | Materials | ($Millions) | Electric Modules on New Meters for New Customers | (# Growth in electric customers) X (weighted average electric module cost) |  | 0 | 0 | 1.0093 | 1.3394 | 1.2601 | 1.1641 | 1.1275 | 1.1351 | 1.1491 | 1.1658 | 1.1778 | 1.19 | 1.2036
12 | x | Rex Pietzyk | Amit Rastogi | IT Applications | CAPEX | PSE Labor | ($Millions) | Configure SAP for new devices and retirements | Provided by Amit in spreadsheet estimate 4 FTE for 3 months @ $80/hr |  | 0 | 0.264 | 0 | 0 | 0 | 0 | 0 | 0 | 0 | 0 | 0 | 0 | 0
13 | x | Harry Shapiro | Loretta Baggenstos | Gas Operations | CAPEX | PSE Labor | ($Millions) | Configure Meter Shop Automation for tracking modules in Meter Shop | from Mike Yoshitomi during 1/15/14 meeting--3 weeks vendor support + 80 hours PSE process development |  | 2016: 0.0244
14 | [6 empty] | ($Millions) | Total Growth and Maintenance Module Costs |  |  | -0.19268 | 0.14344 | 5.8043 | 7.8447 | 8.0358 | 8.1122 | 8.3467 | 8.7116 | 9.1098 | 9.5392 | 9.9786 | 10.4223 | 10.8248
15 | Pole Attachments
16 | x | Wayne Gould | Tim Gasser | Contract Management | O&M | Fee | ($Millions) | 3rd Party Pole Attachment Leases Estimate | Based on L+G costs today |  | 0 | 0 | 0.38544 | 0.39485 | 0.40448 | 0.41435 | 0.42446 | 0.43482 | 0.44543 | 0.4563 | 0.46743 | 0.47884 | 0.49052
17 | x | Wayne Gould | Tim Gasser | Contract Management | O&M | PSE Labor | ($Millions) | Transfer lease agreements to PSE | Tim Gasser-if all leases are assignable, estimate 6 hours per agreement (16 agreements total) |  | 0 | 0 | 0.001152 | 0 | 0 | 0 | 0 | 0 | 0 | 0 | 0 | 0 | 0
| x | Wayne Gould | Tim Gasser | Contract Management | O&M | PSE Labor | ($Millions) | Resource to add all pole attachment devices to SAP | 1 time cost for (Create grid number for ~2000 devices not in PSE electric territory (200 hrs) + Enter into SAP for ~6500 devices (238 hrs)) + 2hr/month steady state maintenance for new devices |  | 0 | 0 | 0.036036 | 0.001872 | 0.001872 | 0.001872 | 0.001872 | 0.001872 | 0.001872 | 0.001872 | 0.001872 | 0.001872 | 0.001872
18 | x | Revenue | ??? | Revenue Forecasting |  | Revenue | ($Millions) | Unmetered energy (currently billed to L+G) |  |  | -0.13756 | -0.14045 | -0.03585 | 0 | 0 | 0 | 0 | 0 | 0 | 0 | 0 | 0 | 0
19 | x | Wayne Gould | Tim Gasser | Contract Management | O&M | Revenue | ($Millions) | Unmetered energy (PSE needs to pay to other utilities) |  |  | 0 | 0 | 0.02715 | 0.036924 | 0.037663 | 0.038416 | 0.039184 | 0.039968 | 0.040767 | 0.041583 | 0.042414 | 0.043263 | 0.044128
20 | [6 empty] | ($Millions) | Total Pole Attachment Costs |  |  | -0.13756 | -0.14045 | 0.41393 | 0.43365 | 0.44402 | 0.45464 | 0.46552 | 0.47666 | 0.48807 | 0.49975 | 0.51172 | 0.52397 | 0.53652
21 | Network Maintenance
22 |  | Kurt Palmer | Charlie Seese | Telecom | CAPEX | Materials | ($Millions) | AMR Network growth (CM & MCC) |  |  | 0 | 0 | 0.35226 | 0.5124 | 0.53624 | 0.56119 | 0.5873 | 0.61462 | 0.64321 | 0.67314 | 0.70446 | 0.73723 | 0.77153
23 |  | Kurt Palmer | Charlie Seese | Telecom | CAPEX | L+G Labor | ($Millions) | AMR Network growth (CM&MCC Labor) |  |  | XXXXXX | XXXXXX | XXXXXX | XXXXXX | XXXXXX | XXXXXX | XXXXXX | XXXXXX | XXXXXX | XXXXXX | XXXXXX | XXXXXX | XXXXXX
24 |  | Kurt Palmer | Charlie Seese | Telecom | O&M | Materials | ($Millions) | Back-up Batteries
25 |  | Kurt Palmer | Charlie Seese | Telecom | O&M | Materials | ($Millions) | AMR Network maintenance (CM &MCC) |  |  | 0 | 0 | 0.19304 | 0.28079 | 0.29386 | 0.30753 | 0.32184 | 0.33681 | 0.35248 | 0.36888 | 0.38604 | 0.404 | 0.4228
26 |  | Kurt Palmer | Charlie Seese | Telecom | O&M | L+G Labor | ($Millions) | AMR Network maintenance (CM& MCC Labor) |  |  | XXXXXX | XXXXXX | XXXXXX | XXXXXX | XXXXXX | XXXXXX | XXXXXX | XXXXXX | XXXXXX | XXXXXX | XXXXXX | XXXXXX | XXXXXX
27 | x | Kurt Palmer | Charlie Seese | Telecom | O&M | PSE Labor | ($Millions) | Network Construction Management | 0, per contract; L+G handles all of this |  | 0 | 0 | 0 | 0 | 0 | 0 | 0 | 0 | 0 | 0 | 0 | 0 | 0
28 | x | Kurt Palmer | Charlie Seese | Telecom | O&M | PSE Labor | ($Millions) | Network Maintenance Management | ~1 FTE, Charlie Seese |  | 0 | 0 | 0.1152 | 0.15667 | 0.15981 | 0.163 | 0.16626 | 0.16959 | 0.17298 | 0.17644 | 0.17997 | 0.18357 | 0.18724
30 | [6 empty] | ($Millions) | Total Network Maintenance |  |  | 0 | 0 | 1.5548 | 2.2073 | 2.3155 | 2.4288 | 2.5475 | 2.6718 | 2.8019 | 2.9381 | 3.0807 | 3.23 | 3.3863
31 | Communications Backhaul
32 |  | Kurt Palmer | Charlie Seese | Telecom | O&M | Fee | ($Millions) | FCC License Renewal Costs |  |  | 0 | 0 | 0.00014127 | 0.00019231 | 0.00019635 | 0.00020048 | 0.00020469 | 0.00020898 | 0.00021337 | 0.00021785 | 0.00022243 | 0.0002271 | 0.00023187
33 | x | Kurt Palmer | Charlie Seese | Telecom | O&M | Fee | ($Millions) | FCC Transfer Cost |  |  | 0 | 0 | 0.033687 | 0.033285 | 0 | 0 | 0 | 0 | 0 | 0 | 0 | 0 | 0
34 |  | Kurt Palmer | Charlie Seese | Telecom | O&M | Fee | ($Millions) | Backhaul (Data Costs) |  |  | 0 | 0 | 0.17604 | 0.23965 | 0.24469 | 0.24982 | 0.25507 | 0.26043 | 0.2659 | 0.27148 | 0.27718 | 0.283 | 0.28894
35 | x | Kurt Palmer | Charlie Seese | Telecom | O&M | PSE Labor | ($Millions) | Backhaul (Management) | Charlie Seese |  | 0 | 0 | 0.13014 | 0.177 | 0.18055 | 0.18417 | 0.18786 | 0.19163 | 0.19547 | 0.19939 | 0.20338 | 0.20746 | 0.21162
36 | [7 empty] | Total Backhaul |  |  | 0 | 0 | 0.34001 | 0.45013 | 0.42543 | 0.43419 | 0.44313 | 0.45226 | 0.46158 | 0.47108 | 0.48079 | 0.49069 | 0.5008
62 | Totals | [9 empty] | Year | 1 | 2 | 3 | 4 | 5 | 6 | 7 | 8 | 9 | 10 | 11 | 12
NPV (10 Years) ($2014)
63 | [6 empty] | New PSE AMR Costs | 68.49 |  |  | 0 | 0.579 | 8.193 | 10.9358 | 11.2207 | 11.4299 | 11.8028 | 12.3123 | 12.8613 | 13.4481 | 14.0518 | 14.667 | 15.2485
64 | [6 empty] | O&M | 15.1987 |  |  | 0 | 0 | 1.8817 | 2.3826 | 2.4438 | 2.5422 | 2.6448 | 2.7519 | 2.8634 | 2.9798 | 3.1011 | 3.2276 | 3.3596
65 | [6 empty] | CAPEX | 53.3804 |  |  | 0 | 0.579 | 6.4228 | 8.5531 | 8.7769 | 8.8877 | 9.158 | 9.5605 | 9.9979 | 10.4683 | 10.9507 | 11.4393 | 11.8889
70 | [6 empty] | XXXXXXX | XXXXXXX | XXXXXXX | XXXXXXX | XXXXXXX | XXXXXXX | XXXXXXX | XXXXXXX | XXXXXXX | XXXXXXX | XXXXXXX | XXXXXXX | XXXXXXX | XXXXXXX | XXXXXXX | XXXXXXX | XXXXXXX
[7 empty] | New PSE AMR Costs | 163.2044 |  |  | 31.0286 | 32.9443 | 26.2944 | 24.9222 | 25.2071 | 26.028 | 27.1095 | 28.3702 | 29.7152 | 31.1375 | 32.618 | 34.1535 | 35.701
[7 empty] | Outsourced Module Exchange Labor |  |  |  | 0 | 0 | 0.67251 | 0.82102 | 0.82784 | 0.8317 | 0.83914 | 0.85859 | 0.89128 | 0.93465
[7 empty] | PSE Labor |  |  |  | 0 | 0.579 | 0.79026 | 0.71634 | 0.73064 | 0.74522 | 0.7601 | 0.77527 | 0.79075 | 0.80654
[7 empty] | Materials |  |  |  | 0 | 0 | 5.325 | 7.4361 | 7.6496 | 7.7531 | 8.0126 | 8.3923 | 8.7938 | 9.2177
[7 empty] | Fee |  |  |  | 0 | 0 | 0.59532 | 0.66798 | 0.64937 | 0.66438 | 0.67974 | 0.69546 | 0.71154 | 0.728
[7 empty] | Revenue |  |  |  | -0.33024 | -0.32601 | -0.054356 | 0.036924 | 0.037663 | 0.038416 | 0.039184 | 0.039968 | 0.040767 | 0.041583
Hypotheticals Below
[7 empty] | Estimate of extension of AMR Managed Service (requires re-negotiation) | XXXXXXX | XXXXXXX | XXXXXXX | XXXXXXX | XXXXXXX | XXXXXXX | XXXXXXX | XXXXXXX | XXXXXXX | XXXXXXX | XXXXXXX | XXXXXXX | XXXXXXX | XXXXXXX | XXXXXXX | XXXXXXX
[7 empty] | Estimated Difference in Costs between the Status Quo Scenario and an Extension of a Managed Service Contract | XXXXXXX | XXXXXXX | XXXXXXX | XXXXXXX | XXXXXXX | XXXXXXX | XXXXXXX | XXXXXXX | XXXXXXX | XXXXXXX | XXXXXXX | XXXXXXX | XXXXXXX | XXXXXXX | XXXXXXX | XXXXXXX
[11 empty] | 5 Year | 1: 10 Year
[7 empty] | Total Contract Extension Costs |  |  |  | XXXXXXX | 1: XXXXXXX
[7 empty] | Total Status Quo Costs |  |  |  | XXXXXXX | 1: XXXXXXX
[7 empty] | 5 Year NPV (2016-2020) |  |  |  | -33.7933
[7 empty] | 10 Year NPV (2016-225) |  |  |  | -107.5065
[7 empty] | 25 Year NPV (2015-2039) |  |  |  | -140.537
[9 empty] | 5-Year Totals | 2013 | 2014 | 2015 | 2016 | 2017 | 2018 | 2019 | 2020 | 2021 | 2022 | 2023 | 2024 | 2025 | 2026
[8 empty] | Telecom CAPEX | 1201292.6062 | 0 | 0 | 0 | 0.49288 | 0.70841 | 0.74117 | 0.77545 | 0.8113 | 0.84882 | 0.88807 | 0.92914 | 0.9721 | 1.0171 | 1.0641
[8 empty] | Telecom O&M | 3350888.683 | 0 | 0 | 0 | 1.4019 | 1.949 | 1.9997 | 2.0876 | 2.1793 | 2.2752 | 2.3754 | 2.48 | 2.5894 | 2.7036 | 2.823
[8 empty] | Director | 2016-2018 |  | 2014 | 2015 | 2016 | 2017 | 2018 | 2019 | 2020 | 2021 | 2022 | 2023 | 2024 | 2025 | 2026
[8 empty] | Wayne Gould | 20.7121 |  | 0 | 0.065 | 5.6028 | 7.4573 | 7.6519 | 7.7352 | 7.9731 | 8.3297 | 8.7066 | 9.1043 | 9.5068 | 9.9137 | 10.2823
[8 empty] | Harry Shapiro | 2.3458 |  | 0 | 0 | 0.69691 | 0.82102 | 0.82784 | 0.8317 | 0.83914 | 0.85859 | 0.89128 | 0.93465 | 0.98352 | 1.0326 | 1.079
[8 empty] | Kurt Palmer | 7.2931 |  | 0 | 0 | 1.8948 | 2.6574 | 2.7409 | 2.863 | 2.9906 | 3.124 | 3.2634 | 3.4092 | 3.5615 | 3.7207 | 3.8871
[8 empty] | Revenue | -0.03585 |  | -0.13756 | -0.14045 | -0.03585 | 0 | 0 | 0 | 0 | 0 | 0 | 0 | 0 | 0 | 0
[8 empty] | Doug Loreen | 0.11 |  | 0 | 0.25 | 0.11 | 0 | 0 | 0 | 0 | 0 | 0 | 0 | 0 | 0 | 0
[8 empty] | Rex Pietzyk | 0 |  | 0 | 0.264 | 0 | 0 | 0 | 0 | 0 | 0 | 0 | 0 | 0 | 0 | 0
[8 empty] | XXXXXXX | XXXXXXX | XXXXXXX | XXXXXXX | XXXXXXX | XXXXXXX | XXXXXXX | XXXXXXX | XXXXXXX | XXXXXXX | XXXXXXX | XXXXXXX | XXXXXXX | XXXXXXX | XXXXXXX | XXXXXXX
[8 empty] | Total | 76.3879 |  | 30.8911 | 32.8039 | 26.2586 | 24.9222 | 25.2071 | 26.028 | 27.1095 | 28.3702 | 29.7152 | 31.1375 | 32.618 | 34.1535 | 35.701
[8 empty] | Validate |  |  | 0.13756 | 0.14045 | 0.03585 | 0 | 0 | 0 | 0 | 0 | 0 | 0 | 0 | 0 | 0
Note on B8: vdrehe: (PSE will take this on in 2016)
Note on J41: Sjones: Includes Pricing - PSE bill processing and other network costs

## AMR 2016 Option 1-Outsource (R)
L+G Contract + Other Costs
Row # | Revised/Reviewed in 2014 | Director/Officer | Contact | Work Group | CAPEX vs O&M |  | (denomination) | Description | Calculation/Source Description |  | 2014 | 2015 | 2016 | 2017 | 2018 | 2019 | 2020 | 2021 | 2022 | 2023 | 2024 | 2025 | 2026
Project Management
1 |  | Doug Loreen |  | Project Management | O&M | Labor | ($Millions) | One contract Project Manager | 1 contract FTE for one year split between 2015-2016 |  | 0 | 0.16886 | 0.17224 | 0 | 0 | 0 | 0 | 0 | 0 | 0 | 0 | 0 | 0
2 | Module Maintenance and Growth
3 |  | Wayne Gould | John Mannetti/Brenda Campbell | Materials Management | CAPEX | Materials | ($Millions) | PSE Gas Module Purchases for Maintenance | [(Gas Module Exchange rate) X (# Gas customers) X (weighted average gas module cost)] |  | 0 | 0 | 2.1424 | 2.9618 | 3.1003 | 3.258 | 3.4273 | 3.5996 | 3.769 | 3.9372 | 4.1112 | 4.2978 | 4.4987
4 | x | Harry Shapiro | Loretta Baggenstos | Gas Ops/Capital Budgeting | CAPEX | Labor | ($Millions) | Gas Module Exchange Labor previous done by L+G (assumes L+G labor cost) | (L+G Gas Module Exchange rate) X (# Gas customers) X ( gas module exchange cost) |  | 0 | 0 | 0.67251 | 0.82102 | 0.82784 | 0.8317 | 0.83914 | 0.85859 | 0.89128 | 0.93465 | 0.98352 | 1.0326 | 1.079
5 | x | Wayne Gould | John Mannetti/Brenda Campbell | Materials Management | CAPEX | Materials | ($Millions) | PSE Electric Module Purchases for New Meters for Maintenance | (Annual Electric Meter Attrition Rate) X (# of meters in service) X (cost of electric modules) |  | 0 | 0 | 0.26425 | 0.36785 | 0.38366 | 0.47773 | 0.56963 | 0.65563 | 0.74296 | 0.84239 | 0.95406 | 1.0557 | 1.0982
6 | x | Lars Bergmann | Mike Herndon | Electric Operations | CAPEX | Revenue | ($Millions) | Electric MARP & MDMS Reimbursements | Forecast done by Jennifer Cummings and Theresa Burch |  | -0.19268 | -0.18556 | -0.045656 | 0 | 0 | 0 | 0 | 0 | 0 | 0 | 0 | 0 | 0
7 | x | Wayne Gould | John Mannetti/Brenda Campbell | Materials Management | O&M | Labor | ($Millions) | Manage Module Inventory | Provided by Brenda Campbell via email |  | 0 | 0.065 | 0.37333 | 0.3808 | 0.38842 | 0.39618 | 0.40411 | 0.41219 | 0.42043 | 0.42884 | 0.43742 | 0.44617 | 0.45509
8 | x | Jennifer Tada | Shamish Patel | Standards | O&M | Labor | ($Millions) | Electric Meter Commodities and Standards Engineering | 0-Shamish Patel |  | 0 | 0 | 0 | 0 | 0 | 0 | 0 | 0 | 0 | 0 | 0 | 0 | 0
9 | x | Jennifer Tada | Shamish Patel | Standards | O&M | Labor | ($Millions) | Gas Module Specification | 0-Shamish Patel |  | 0 | 0 | 0 | 0 | 0 | 0 | 0 | 0 | 0 | 0 | 0 | 0 | 0
10 | x | Wayne Gould | John Mannetti/Brenda Campbell | Materials Management | CAPEX | Materials | ($Millions) | Gas Modules (on New Meters) | (# Growth in Gas customers) X (weighted average gas module cost) |  | 0 | 0 | 1.3638 | 1.9739 | 2.0754 | 1.9846 | 1.979 | 2.0505 | 2.1371 | 2.2303 | 2.3147 | 2.4 | 2.4902
11 | x | Wayne Gould | John Mannetti/Brenda Campbell | Materials Management | CAPEX | Materials | ($Millions) | Electric Modules on New Meters for New Customers | (# Growth in electric customers) X (weighted average electric module cost) |  | 0 | 0 | 1.0093 | 1.3394 | 1.2601 | 1.1641 | 1.1275 | 1.1351 | 1.1491 | 1.1658 | 1.1778 | 1.19 | 1.2036
12 | x | Rex Pietzyk | Amit Rastogi | IT Applications | CAPEX | Labor | ($Millions) | Configure SAP for new devices and retirements | Provided by Amit in spreadsheet estimate 4 FTE for 3 months @ $80/hr |  | 0 | 0.264 | 0 | 0 | 0 | 0 | 0 | 0 | 0 | 0 | 0 | 0 | 0
13 | x | Harry Shapiro | Loretta Baggenstos | Gas Operations | CAPEX | Labor | ($Millions) | Configure Meter Shop Automation for tracking modules in Meter Shop | from Mike Yoshitomi during 1/15/14 meeting--3 weeks vendor support + 80 hours PSE process development |  | 2016: 0.0244
14 | [6 empty] | ($Millions) | Total Growth and Maintenance Module Costs |  |  | -0.19268 | 0.14344 | 5.8043 | 7.8447 | 8.0358 | 8.1122 | 8.3467 | 8.7116 | 9.1098 | 9.5392 | 9.9786 | 10.4223 | 10.8248
15 | Pole Attachments
16 | x | Wayne Gould | Tim Gasser | Contract Management | O&M | Fee | ($Millions) | 3rd Party Pole Attachment Leases Estimate | Based on L+G costs today |  | 0 | 0 | 0.38544 | 0.39485 | 0.40448 | 0.41435 | 0.42446 | 0.43482 | 0.44543 | 0.4563 | 0.46743 | 0.47884 | 0.49052
17 | x | Wayne Gould | Tim Gasser | Contract Management | O&M | Labor | ($Millions) | Transfer lease agreements to PSE | Tim Gasser-if all leases are assignable, estimate 6 hours per agreement (16 agreements total) |  | 0 | 0 | 0.001152 | 0 | 0 | 0 | 0 | 0 | 0 | 0 | 0 | 0 | 0
| x | Wayne Gould | Tim Gasser | Contract Management | O&M | Labor | ($Millions) | Resource to add all pole attachment devices to SAP | 1 time cost for (Create grid number for ~2000 devices not in PSE electric territory (200 hrs) + Enter into SAP for ~6500 devices (238 hrs)) + 2hr/month steady state maintenance for new devices |  | 0 | 0 | 0.036036 | 0.001872 | 0.001872 | 0.001872 | 0.001872 | 0.001872 | 0.001872 | 0.001872 | 0.001872 | 0.001872 | 0.001872
18 | x | Revenue | ??? | Revenue Forecasting | Revenue | Revenue | ($Millions) | Unmetered energy (currently billed to L+G) |  |  | -0.13756 | -0.14045 | -0.03585 | 0 | 0 | 0 | 0 | 0 | 0 | 0 | 0 | 0 | 0
19 | x | Wayne Gould | Tim Gasser | Contract Management | O&M | Revenue | ($Millions) | Unmetered energy (PSE needs to pay to other utilities) |  |  | 0 | 0 | 0.02715 | 0.036924 | 0.037663 | 0.038416 | 0.039184 | 0.039968 | 0.040767 | 0.041583 | 0.042414 | 0.043263 | 0.044128
20 | [6 empty] | ($Millions) | Total Pole Attachment Costs |  |  | -0.13756 | -0.14045 | 0.41393 | 0.43365 | 0.44402 | 0.45464 | 0.46552 | 0.47666 | 0.48807 | 0.49975 | 0.51172 | 0.52397 | 0.53652
21 | Network Maintenance
22 |  | Kurt Palmer | Charlie Seese | Telecom | CAPEX | Materials | ($Millions) | AMR Network growth (CM & MCC) |  |  | 0 | 0 | 0.35226 | 0.5124 | 0.53624 | 0.56119 | 0.5873 | 0.61462 | 0.64321 | 0.67314 | 0.70446 | 0.73723 | 0.77153
23 |  | Kurt Palmer | Charlie Seese | Telecom | CAPEX | Labor | ($Millions) | AMR Network growth (CM&MCC Labor) |  |  | 0 | 0 | 0.14061 | 0.19602 | 0.20493 | 0.21426 | 0.22401 | 0.2342 | 0.24486 | 0.256 | 0.26765 | 0.27982 | 0.29256
24 |  | Kurt Palmer | Charlie Seese | Telecom | O&M | Materials | ($Millions) | Back-up Batteries
25 |  | Kurt Palmer | Charlie Seese | Telecom | O&M | Materials | ($Millions) | AMR Network maintenance (CM &MCC) |  |  | 0 | 0 | 0.19304 | 0.28079 | 0.29386 | 0.30753 | 0.32184 | 0.33681 | 0.35248 | 0.36888 | 0.38604 | 0.404 | 0.4228
26 |  | Kurt Palmer | Charlie Seese | Telecom | O&M | Labor | ($Millions) | AMR Network maintenance (CM& MCC Labor) |  |  | 0 | 0 | 0.75367 | 1.0614 | 1.1207 | 1.1828 | 1.2481 | 1.3165 | 1.3883 | 1.4636 | 1.5426 | 1.6254 | 1.7122
27 | x | Kurt Palmer | Charlie Seese | Telecom | O&M | Labor | ($Millions) | Network Construction Management | 0, per contract; L+G handles all of this |  | 0 | 0 | 0 | 0 | 0 | 0 | 0 | 0 | 0 | 0 | 0 | 0 | 0
28 | x | Kurt Palmer | Charlie Seese | Telecom | O&M | Labor | ($Millions) | Network Maintenance Management | ~1 FTE, Charlie Seese |  | 0 | 0 | 0.1152 | 0.15667 | 0.15981 | 0.163 | 0.16626 | 0.16959 | 0.17298 | 0.17644 | 0.17997 | 0.18357 | 0.18724
30 | [6 empty] | ($Millions) | Total Network Maintenance |  |  | 0 | 0 | 1.5548 | 2.2073 | 2.3155 | 2.4288 | 2.5475 | 2.6718 | 2.8019 | 2.9381 | 3.0807 | 3.23 | 3.3863
31 | Communications Backhaul
32 |  | Kurt Palmer | Charlie Seese | Telecom | O&M | Fee | ($Millions) | FCC License Renewal Costs |  |  | 0 | 0 | 0.00014127 | 0.00019231 | 0.00019635 | 0.00020048 | 0.00020469 | 0.00020898 | 0.00021337 | 0.00021785 | 0.00022243 | 0.0002271 | 0.00023187
33 | x | Kurt Palmer | Charlie Seese | Telecom | O&M | Fee | ($Millions) | FCC Transfer Cost |  |  | 0 | 0 | 0.033687 | 0.033285 | 0 | 0 | 0 | 0 | 0 | 0 | 0 | 0 | 0
34 |  | Kurt Palmer | Charlie Seese | Telecom | O&M | Fee | ($Millions) | Backhaul (Data Costs) |  |  | 0 | 0 | 0.17604 | 0.23965 | 0.24469 | 0.24982 | 0.25507 | 0.26043 | 0.2659 | 0.27148 | 0.27718 | 0.283 | 0.28894
35 | x | Kurt Palmer | Charlie Seese | Telecom | O&M | Labor | ($Millions) | Backhaul (Management) | Charlie Seese |  | 0 | 0 | 0.13014 | 0.177 | 0.18055 | 0.18417 | 0.18786 | 0.19163 | 0.19547 | 0.19939 | 0.20338 | 0.20746 | 0.21162
36 | [7 empty] | Total Backhaul |  |  | 0 | 0 | 0.34001 | 0.45013 | 0.42543 | 0.43419 | 0.44313 | 0.45226 | 0.46158 | 0.47108 | 0.48079 | 0.49069 | 0.5008
62 | Totals | [9 empty] | Year | 1 | 2 | 3 | 4 | 5 | 6 | 7 | 8 | 9 | 10 | 11 | 12
NPV (10 Years) ($2014)
63 | [6 empty] | New PSE AMR Costs | 68.5637 |  |  | -0.19268 | 0.3123 | 8.2852 | 10.9358 | 11.2207 | 11.4299 | 11.8028 | 12.3123 | 12.8613 | 13.4481 | 14.0518 | 14.667 | 15.2485
64 | [6 empty] | O&M | 17.6699 |  |  | 0 | 0.23386 | 2.3973 | 2.7634 | 2.8322 | 2.9384 | 3.049 | 3.164 | 3.2839 | 3.4086 | 3.5385 | 3.6738 | 3.8147
65 | [6 empty] | CAPEX | 50.9224 |  |  | -0.19268 | 0.078442 | 5.9238 | 8.1723 | 8.3885 | 8.4915 | 8.7539 | 9.1483 | 9.5775 | 10.0395 | 10.5133 | 10.9932 | 11.4338
70 | [6 empty] | O&M: L+G Contract Costs | XXXXXXX | XXXXXXX | XXXXXXX | XXXXXXX | XXXXXXX | XXXXXXX | XXXXXXX | XXXXXXX | XXXXXXX | XXXXXXX | XXXXXXX | XXXXXXX | XXXXXXX | XXXXXXX | XXXXXXX | XXXXXXX
[7 empty] | New PSE AMR Costs | 163.2177 |  |  | 30.8359 | 32.6776 | 26.311 | 24.9222 | 25.2071 | 26.028 | 27.1095 | 28.3702 | 29.7152 | 31.1375 | 32.618 | 34.1535 | 35.701
Hypotheticals Below
[7 empty] | Estimate of extension of AMR Managed Service (requires re-negotiation) | XXXXXXX | XXXXXXX | XXXXXXX | XXXXXXX | XXXXXXX | XXXXXXX | XXXXXXX | XXXXXXX | XXXXXXX | XXXXXXX | XXXXXXX | XXXXXXX | XXXXXXX | XXXXXXX | XXXXXXX | XXXXXXX
[7 empty] | Estimated Difference in Costs between the Status Quo Scenario and an Extension of a Managed Service Contract | XXXXXXX | XXXXXXX | XXXXXXX | XXXXXXX | XXXXXXX | XXXXXXX | XXXXXXX | XXXXXXX | XXXXXXX | XXXXXXX | XXXXXXX | XXXXXXX | XXXXXXX | XXXXXXX | XXXXXXX | XXXXXXX
[11 empty] | 5 Year | 1: 10 Year
[7 empty] | XXXXXXX | XXXXXXX | XXXXXXX | XXXXXXX | XXXXXXX | 1: XXXXXXX
[7 empty] | XXXXXXX | XXXXXXX | XXXXXXX | XXXXXXX | XXXXXXX | 1: XXXXXXX
[7 empty] | 5 Year NPV (2016-2020) |  |  |  | -33.8066
[7 empty] | 10 Year NPV (2016-225) |  |  |  | -107.5198
[7 empty] | 25 Year NPV (2015-2039) |  |  |  | -140.5523
[9 empty] | 5-Year Totals | 2013 | 2014 | 2015 | 2016 | 2017 | 2018 | 2019 | 2020 | 2021 | 2022 | 2023 | 2024 | 2025 | 2026
[8 empty] | Telecom CAPEX | 1201292.6062 | 0 | 0 | 0 | 0.49288 | 0.70841 | 0.74117 | 0.77545 | 0.8113 | 0.84882 | 0.88807 | 0.92914 | 0.9721 | 1.0171 | 1.0641
[8 empty] | Telecom O&M | 3350888.683 | 0 | 0 | 0 | 1.4019 | 1.949 | 1.9997 | 2.0876 | 2.1793 | 2.2752 | 2.3754 | 2.48 | 2.5894 | 2.7036 | 2.823
[8 empty] | Director | 2016-2018 |  | 2014 | 2015 | 2016 | 2017 | 2018 | 2019 | 2020 | 2021 | 2022 | 2023 | 2024 | 2025 | 2026
[8 empty] | Wayne Gould | 20.7121 |  | 0 | 0.065 | 5.6028 | 7.4573 | 7.6519 | 7.7352 | 7.9731 | 8.3297 | 8.7066 | 9.1043 | 9.5068 | 9.9137 | 10.2823
[8 empty] | Harry Shapiro | 2.3458 |  | 0 | 0 | 0.69691 | 0.82102 | 0.82784 | 0.8317 | 0.83914 | 0.85859 | 0.89128 | 0.93465 | 0.98352 | 1.0326 | 1.079
[8 empty] | Kurt Palmer | 7.2931 |  | 0 | 0 | 1.8948 | 2.6574 | 2.7409 | 2.863 | 2.9906 | 3.124 | 3.2634 | 3.4092 | 3.5615 | 3.7207 | 3.8871
[8 empty] | Revenue | -0.03585 |  | -0.13756 | -0.14045 | -0.03585 | 0 | 0 | 0 | 0 | 0 | 0 | 0 | 0 | 0 | 0
[8 empty] | Doug Loreen | 0.17224 |  | 0 | 0.16886 | 0.17224 | 0 | 0 | 0 | 0 | 0 | 0 | 0 | 0 | 0 | 0
[8 empty] | Rex Pietzyk | 0 |  | 0 | 0.264 | 0 | 0 | 0 | 0 | 0 | 0 | 0 | 0 | 0 | 0 | 0
[8 empty] | XXXXXXX | XXXXXXX | XXXXXXX | XXXXXXX | XXXXXXX | XXXXXXX | XXXXXXX | XXXXXXX | XXXXXXX | XXXXXXX | XXXXXXX | XXXXXXX | XXXXXXX | XXXXXXX | XXXXXXX | XXXXXXX
[8 empty] | Total | 76.4501 |  | 30.8911 | 32.7228 | 26.3208 | 24.9222 | 25.2071 | 26.028 | 27.1095 | 28.3702 | 29.7152 | 31.1375 | 32.618 | 34.1535 | 35.701
[8 empty] | Validate |  |  | -0.055119 | -0.045109 | -0.0098067 | 0 | 0 | 0 | 0 | 0 | 0 | 0 | 0 | 0 | 0
Note on B7: vdrehe: (PSE will take this on in 2016)
Note on J40: Sjones: Includes Pricing - PSE bill processing and other network costs

## AMR 2016 Option 2-Insource (R)
L+G Contract + Other Costs
Row # | Revised/Reviewed in 2014 | Director/Officer | Contact | Work Group | CAPEX vs O&M |  | (denomination) | Description | Calculation/Source Description |  | 2014 | 2015 | 2016 | 2017 | 2018 | 2019 | 2020 | 2021 | 2022 | 2023 | 2024 | 2025 | 2026
Project Management
1 | x | Doug Loreen |  | Project Management | O&M | Labor | ($Millions) | One contract Project Manager | 1 contract FTE for one year split between 2015-2016 |  | 0 | 0.16886 | 0.17224 | 0 | 0 | 0 | 0 | 0 | 0 | 0 | 0 | 0 | 0
2 | Module Maintenance and Growth
3 |  | Wayne Gould | John Mannetti/Brenda Campbell | Materials Management | CAPEX | Materials | ($Millions) | PSE Gas Module Purchases for Maintenance | [(Gas Module Exchange rate) X (# Gas customers) X (weighted average gas module cost)] |  | 0 | 0 | 2.1424 | 2.9618 | 3.1003 | 3.258 | 3.4273 | 3.5996 | 3.769 | 3.9372 | 4.1112 | 4.2978 | 4.4987
4 | x | Harry Shapiro | Loretta Baggenstos | Gas Ops/Capital Budgeting | CAPEX | Labor | ($Millions) | Gas Module Exchange Labor previous done by L+G (assumes PSE labor cost) | (L+G Gas Module Exchange rate) X (# Gas customers) X ( gas module exchange cost) |  | 0 | 0 | 0.77941 | 0.95154 | 0.95944 | 0.96391 | 0.97253 | 0.99508 | 1.033 | 1.0832 | 1.1399 | 1.1967 | 1.2505
5 | x | Wayne Gould | John Mannetti/Brenda Campbell | Materials Management | CAPEX | Materials | ($Millions) | PSE Electric Module Purchases for New Meters for Maintenance | (Annual Electric Meter Attition Rate) X (# of meters in service) X (cost of electric modules) |  | 0 | 0 | 0.26425 | 0.36785 | 0.38366 | 0.47773 | 0.56963 | 0.65563 | 0.74296 | 0.84239 | 0.95406 | 1.0557 | 1.0982
6 | x | Lars Bergmann | Mike Herndon | Electric Operations | CAPEX | Revenue | ($Millions) | Electric MARP & MDMS Reimbursements | Forecast done by Jennifer Cummings and Theresa Burch |  | -0.19268 | -0.18556 | -0.045656 | 0 | 0 | 0 | 0 | 0 | 0 | 0 | 0 | 0 | 0
7 | x | Wayne Gould | John Mannetti/Brenda Campbell | Materials Management | O&M | Labor | ($Millions) | Manage Module Inventory | Provided by Brenda Campbell via email |  | 0 | 0.065 | 0.37333 | 0.3808 | 0.38842 | 0.39618 | 0.40411 | 0.41219 | 0.42043 | 0.42884 | 0.43742 | 0.44617 | 0.45509
8 | x | Jennifer Tada | Shamish Patel | Standards | O&M | Labor | ($Millions) | Electric Meter Commodities and Standards Engineering | 0-Shamish Patel |  | 0 | 0 | 0 | 0 | 0 | 0 | 0 | 0 | 0 | 0 | 0 | 0 | 0
9 | x | Jennifer Tada | Shamish Patel | Standards | O&M | Labor | ($Millions) | Gas Module Specification | 0-Shamish Patel |  | 0 | 0 | 0 | 0 | 0 | 0 | 0 | 0 | 0 | 0 | 0 | 0 | 0
10 | x | Wayne Gould | John Mannetti/Brenda Campbell | Materials Management | CAPEX | Materials | ($Millions) | Gas Modules (on New Meters) | (# Growth in Gas customers) X (weighted average gas module cost) |  | 0 | 0 | 1.3638 | 1.9739 | 2.0754 | 1.9846 | 1.979 | 2.0505 | 2.1371 | 2.2303 | 2.3147 | 2.4 | 2.4902
11 | x | Wayne Gould | John Mannetti/Brenda Campbell | Materials Management | CAPEX | Materials | ($Millions) | Electric Modules on New Meters for New Customers | (# Growth in electric customers) X (weighted average electric module cost) |  | 0 | 0 | 1.0093 | 1.3394 | 1.2601 | 1.1641 | 1.1275 | 1.1351 | 1.1491 | 1.1658 | 1.1778 | 1.19 | 1.2036
12 |  | Rex Pietzyk | Amit Rastogi | IT Applications | CAPEX | Labor | ($Millions) | Configure SAP for new devices and retirements | Provided by Amit in spreadsheet estimate |  | 0 | 0.264 | 0 | 0 | 0 | 0 | 0 | 0 | 0 | 0 | 0 | 0 | 0
13 | x | Harry Shapiro | Loretta Baggenstos | Gas Operations | CAPEX | Labor | ($Millions) | Configure Meter Shop Automation for tracking modules in Meter Shop | from Mike Yoshitomi during 1/15/14 meeting--3 weeks vendor support + 80 hours PSE process development |  | 2016: 0.0244
14 | [6 empty] | ($Millions) | Total Growth and Maintenance Module Costs |  |  | -0.19268 | 0.14344 | 5.9112 | 7.9752 | 8.1674 | 8.2445 | 8.4801 | 8.8481 | 9.2515 | 9.6878 | 10.1349 | 10.5864 | 10.9963
15 | Pole Attachments
16 | x | Wayne Gould | Tim Gasser | Contract Management | O&M | Fee | ($Millions) | 3rd Party Pole Attachment Leases Estimate | Based on L+G costs today |  | 0 | 0 | 0.38544 | 0.39485 | 0.40448 | 0.41435 | 0.42446 | 0.43482 | 0.44543 | 0.4563 | 0.46743 | 0.47884 | 0.49052
17 | x | Wayne Gould | Tim Gasser | Contract Management | O&M | Labor | ($Millions) | Transfer lease agreements to PSE | Tim Gasser-if all leases are assignable, estimate 6 hours per agreement (16 agreements total) |  | 0 | 0 | 0.001152 | 0 | 0 | 0 | 0 | 0 | 0 | 0 | 0 | 0 | 0
| x | Wayne Gould | Tim Gasser | Contract Management | O&M | Labor | ($Millions) | Resource to add all pole attachment devices to SAP | 1 time cost for (Create grid number for ~2000 devices not in PSE electric territory (200 hrs) + Enter into SAP for ~6500 devices (238 hrs)) + 2hr/month steady state maintenance for new devices |  | 0 | 0 | 0.036036 | 0.001872 | 0.001872 | 0.001872 | 0.001872 | 0.001872 | 0.001872 | 0.001872 | 0.001872 | 0.001872 | 0.001872
18 | x | Revenue | ??? | Revenue Forecasting | Revenue | Revenue | ($Millions) | Unmetered energy (currently billed to L+G) |  |  | -0.13756 | -0.14045 | -0.03585 | 0 | 0 | 0 | 0 | 0 | 0 | 0 | 0 | 0 | 0
19 | x | Wayne Gould | Tim Gasser | Contract Management | O&M | Revenue | ($Millions) | Unmetered energy (PSE needs to pay to other utilities) |  |  | 0 | 0 | 0.02715 | 0.036924 | 0.037663 | 0.038416 | 0.039184 | 0.039968 | 0.040767 | 0.041583 | 0.042414 | 0.043263 | 0.044128
20 | [6 empty] | ($Millions) | Total Pole Attachment Costs |  |  | -0.13756 | -0.14045 | 0.41393 | 0.43365 | 0.44402 | 0.45464 | 0.46552 | 0.47666 | 0.48807 | 0.49975 | 0.51172 | 0.52397 | 0.53652
21 | Network Maintenance
22 |  | Kurt Palmer | Charlie Seese | Telecom | CAPEX | Materials | ($Millions) | AMR Network growth (CM & MCC) |  |  | 0 | 0 | 0.35226 | 0.5124 | 0.53624 | 0.56119 | 0.5873 | 0.61462 | 0.64321 | 0.67314 | 0.70446 | 0.73723 | 0.77153
23 |  | Kurt Palmer | Charlie Seese | Telecom | CAPEX | Labor | ($Millions) | AMR Network growth (CM&MCC Labor) |  |  | 0 | 0 | 0.14061 | 0.19602 | 0.20493 | 0.21426 | 0.22401 | 0.2342 | 0.24486 | 0.256 | 0.26765 | 0.27982 | 0.29256
24 |  | Kurt Palmer | Charlie Seese | Telecom | O&M | Materials | ($Millions) | Back-up Batteries
25 |  | Kurt Palmer | Charlie Seese | Telecom | O&M | Materials | ($Millions) | AMR Network maintenance (CM &MCC) |  |  | 0 | 0 | 0.19304 | 0.28079 | 0.29386 | 0.30753 | 0.32184 | 0.33681 | 0.35248 | 0.36888 | 0.38604 | 0.404 | 0.4228
26 |  | Kurt Palmer | Charlie Seese | Telecom | O&M | Labor | ($Millions) | AMR Network maintenance (CM& MCC Labor) |  |  | 0 | 0 | 0.75367 | 1.0614 | 1.1207 | 1.1828 | 1.2481 | 1.3165 | 1.3883 | 1.4636 | 1.5426 | 1.6254 | 1.7122
27 |  | Kurt Palmer | Charlie Seese | Telecom | O&M | Labor | ($Millions) | Network Construction Management | 0, per contract; L+G handles all of this |  | 0 | 0 | 0 | 0 | 0 | 0 | 0 | 0 | 0 | 0 | 0 | 0 | 0
28 | x | Kurt Palmer | Charlie Seese | Telecom | O&M | Labor | ($Millions) | Network Maintenance Management | ~1 FTE, Charlie Seese |  | 0 | 0 | 0.1152 | 0.15667 | 0.15981 | 0.163 | 0.16626 | 0.16959 | 0.17298 | 0.17644 | 0.17997 | 0.18357 | 0.18724
30 | [6 empty] | ($Millions) | Total Network Maintenance |  |  | 0 | 0 | 1.5548 | 2.2073 | 2.3155 | 2.4288 | 2.5475 | 2.6718 | 2.8019 | 2.9381 | 3.0807 | 3.23 | 3.3863
31 | Communications Backhaul
32 |  | Kurt Palmer | Charlie Seese | Telecom | O&M | Fee | ($Millions) | FCC License Renewal Costs |  |  | 0 | 0 | 0.00014127 | 0.00019231 | 0.00019635 | 0.00020048 | 0.00020469 | 0.00020898 | 0.00021337 | 0.00021785 | 0.00022243 | 0.0002271 | 0.00023187
33 | x | Kurt Palmer | Charlie Seese | Telecom | O&M | Fee | ($Millions) | FCC Transfer Cost |  |  | 0 | 0 | 0.033687 | 0.033285 | 0 | 0 | 0 | 0 | 0 | 0 | 0 | 0 | 0
34 |  | Kurt Palmer | Charlie Seese | Telecom | O&M | Fee | ($Millions) | Backhaul (Data Costs) |  |  | 0 | 0 | 0.17604 | 0.23965 | 0.24469 | 0.24982 | 0.25507 | 0.26043 | 0.2659 | 0.27148 | 0.27718 | 0.283 | 0.28894
35 | x | Kurt Palmer | Charlie Seese | Telecom | O&M | Labor | ($Millions) | Backhaul (Management) | Charlie Seese |  | 0 | 0 | 0.13014 | 0.177 | 0.18055 | 0.18417 | 0.18786 | 0.19163 | 0.19547 | 0.19939 | 0.20338 | 0.20746 | 0.21162
36 | [7 empty] | Total Backhaul |  |  | 0 | 0 | 0.34001 | 0.45013 | 0.42543 | 0.43419 | 0.44313 | 0.45226 | 0.46158 | 0.47108 | 0.48079 | 0.49069 | 0.5008
37 | Customer Service and Other Overhead
38
39 |  |  |  | Does this change? |  |  | ($Millions) | Meter Shop Annual Expenses |  |  | 387604.9194 | 395357.0178 | 403264.1582 | 411329.4413 | 419556.0302 | 427947.1508 | 436506.0938 | 445236.2156 | 454140.94 | 463223.7588 | 472488.2339 | 481937.9986 | 491576.7586
40 |  |  |  | Does this change? |  |  | ($Millions) | #REF! |  |  | #REF! | #REF! | #REF! | #REF! | #REF! | #REF! | #REF! | #REF! | #REF! | #REF! | #REF! | #REF! | #REF!
41 |  |  |  | Does this change? |  |  | ($Millions) | #REF! |  |  | #REF! | #REF! | #REF! | #REF! | #REF! | #REF! | #REF! | #REF! | #REF! | #REF! | #REF! | #REF! | #REF!
42 |  |  |  | Does this change? |  |  | ($Millions) | Customer Service Expenses |  |  | 717926.218 | 732284.7424 | 746930.4372 | 761869.046 | 777106.4269 | 792648.5554 | 808501.5265 | 824671.5571 | 841164.9882 | 857988.288 | 875148.0537 | 892651.0148 | 910504.0351
43 |  |  |  | Does this change? |  |  | ($Millions) | DataRaker (Cost is per meter per month) |  |  | 752750.9654 | 767805.9847 | 783162.1044 | 798825.3465 | 814801.8534 | 831097.8905 | 847719.8483 | 864674.2453 | 881967.7302 | 899607.0848 | 917599.2265 | 935951.211 | 954670.2352
44 | [6 empty] | ($Millions) | DataRaker Reimbursement |  |  | -257146.604 | -262289.5361 | -267535.3268 | -272886.0334 | -278343.754 | -283910.6291 | -289588.8417 | -295380.6185 | -301288.2309 | -307313.9955 | -313460.2754 | -319729.4809 | -326124.0706
45 |  |  |  | Does this change? |  |  | ($Millions) | #REF! |  |  | #REF! | #REF! | #REF! | #REF! | #REF! | #REF! | #REF! | #REF! | #REF! | #REF! | #REF! | #REF! | #REF!
46 |  |  |  | Does this change? |  |  | ($Millions) | Downtime and Outage Expenses |  |  | 6134.04 | 6135.06 | 6136.08 | 6137.1 | 6138.12 | 6139.14 | 6140.16 | 6141.18 | 6142.2 | 6143.22 | 6144.24 | 6145.26 | 6146.28
47 |  |  |  | Does this change? |  |  | ($Millions) | 4 FTE Analysts/Engineers |  |  | 581078.9477 | 592700.5267 | 604554.5372 | 616645.628 | 628978.5405 | 641558.1113 | 654389.2736 | 667477.059 | 680826.6002 | 694443.1322 | 708331.9949 | 722498.6348 | 736948.6075
48 |  |  |  | Does this change? |  |  | ($Millions) | 2 FTE Corporate Managers |  |  | 581078.9477 | 592700.5267 | 604554.5372 | 616645.628 | 628978.5405 | 641558.1113 | 654389.2736 | 667477.059 | 680826.6002 | 694443.1322 | 708331.9949 | 722498.6348 | 736948.6075
49 |  |  |  | Does this change? |  |  | ($Millions) | Technology training - Field (8hr day 2x/year - 12 people) Field O&M |  |  | 9146.8704 | 9147.8904 | 9148.9104 | 9149.9304 | 9150.9504 | 9151.9704 | 9152.9904 | 9154.0104 | 9155.0304 | 9156.0504 | 9157.0704 | 9158.0904 | 9159.1104
50 |  |  |  | Does this change? |  |  | ($Millions) | #REF! |  |  | #REF! | #REF! | #REF! | #REF! | #REF! | #REF! | #REF! | #REF! | #REF! | #REF! | #REF! | #REF! | #REF!
51 |  |  |  | Does this change? |  |  | ($Millions) | EA Annual Maintenance Fee |  |  | 280777.04 | 280778.06 | 280779.08 | 280780.1 | 280781.12 | 280782.14 | 280783.16 | 280784.18 | 280785.2 | 280786.22 | 280787.24 | 280788.26 | 280789.28
52 |  |  |  | Does this change? |  |  | ($Millions) | Server Hardware and Software Maintenance Analyst |  |  | 159734.04 | 159735.06 | 159736.08 | 159737.1 | 159738.12 | 159739.14 | 159740.16 | 159741.18 | 159742.2 | 159743.22 | 159744.24 | 159745.26 | 159746.28
53
54 | [7 empty] | Total |  |  | #REF! | #REF! | #REF! | #REF! | #REF! | #REF! | #REF! | #REF! | #REF! | #REF! | #REF! | #REF! | #REF!
55 | Gas Battery Program
56 |  |  | Harry Shapiro | Gas Ops |  |  | ($Millions) | Cost of Battery Pruchases |  |  | 0 | 0 | 746458.8528 | 912553.2789 | 453470.8301 | 464535.5184 | 475870.185 | 179466.8585 | 183845.8498 | 188331.6886 | 192926.9818 | 197634.4001 | 202456.6795
57 |  |  | Harry Shapiro | Gas Ops |  |  | ($Millions) | Cost of Battery Disposals |  |  | 8607.6025 | 32207.3747 | 32993.2347 | 33798.2696 | 16795.2159 | 17205.0192 | 17624.8217 | 6646.9207 | 6809.1055 | 6975.2477 | 7145.4438 | 7319.7926 | 7498.3955
58 |  |  | Harry Shapiro | Gas Ops |  |  | ($Millions) | Cost of Installations (Labor including overhead) |  |  | 435200.3812 | 814202.4329 | 834068.9723 | 854420.2552 | 424583.0587 | 434942.8853 | 445555.4917 | 336068.3098 | 344268.3766 | 352668.525 | 361273.637 | 370088.7137 | 379118.8784
59 |  |  | Harry Shapiro | Gas Ops |  |  | ($Millions) | Honeywell Alternative |  |  | 0 | 171874.576 | 179947.8213 | 190548.0531 | 186620.2848 | 189598.8294 | 192622.9149 | 197962.6532 | 202792.9419 | 207741.0897 | 212809.9723 | 218002.5356 | 223321.7975
60 |  |  | Harry Shapiro | Gas Ops |  |  | ($Millions) | Total Cost of Battery Program |  |  | 0.44381 | 1.0183 | 1.7935 | 1.9913 | 1.0815 | 1.1063 | 1.1317 | 0.72014 | 0.73772 | 0.75572 | 0.77416 | 0.79305 | 0.8124
61
62 | Totals | [9 empty] | Year | 1 | 2 | 3 | 4 | 5 | 6 | 7 | 8 | 9 | 10 | 11 | 12
NPV (10 Years) ($2014)
63 | [6 empty] | New PSE AMR Costs | 69.3529 |  |  | -0.33024 | 0.3123 | 8.3921 | 11.0663 | 11.3523 | 11.5621 | 11.9362 | 12.4488 | 13.003 | 13.5967 | 14.2081 | 14.8311 | 15.42
64 | [6 empty] | O&M | 17.6699 |  |  | 0 | 0.23386 | 2.3973 | 2.7634 | 2.8322 | 2.9384 | 3.049 | 3.164 | 3.2839 | 3.4086 | 3.5385 | 3.6738 | 3.8147
65 | [6 empty] | CAPEX | 51.7116 |  |  | -0.19268 | 0.078442 | 6.0307 | 8.3029 | 8.5201 | 8.6237 | 8.8873 | 9.2848 | 9.7191 | 10.1881 | 10.6696 | 11.1573 | 11.6053
[7 empty] | Revenue |  |  |  | -0.13756
70 | [6 empty] | O&M: L+G Contract Costs | XXXXXXXX |  |  | XXXXXXXX | XXXXXXXX | XXXXXXXX | XXXXXXXX | XXXXXXXX | XXXXXXXX | XXXXXXXX | XXXXXXXX | XXXXXXXX | XXXXXXXX | XXXXXXXX | XXXXXXXX | XXXXXXXX
[7 empty] | New PSE AMR Costs | 177.0161 |  |  | 30.6984 | 32.6776 | 26.4179 | 25.0527 | 25.3387 | 26.1602 | 27.2429 | 28.5067 | 29.8569 | 31.2861 | 32.7744 | 34.3177 | 35.8725
Hypotheticals Below
68 | [6 empty] | Incremental Cost of Hypothetical Contract Extension | XXXXXXXX | XXXXXXXX | XXXXXXXX | XXXXXXXX | XXXXXXXX | XXXXXXXX | XXXXXXXX | XXXXXXXX | XXXXXXXX | XXXXXXXX | XXXXXXXX | XXXXXXXX | XXXXXXXX | XXXXXXXX | XXXXXXXX | XXXXXXXX
[7 empty] | Estimate of extension of AMR Managed Service (requires re-negotiation) | XXXXXXXX | XXXXXXXX | XXXXXXXX | XXXXXXXX | XXXXXXXX | XXXXXXXX | XXXXXXXX | XXXXXXXX | XXXXXXXX | XXXXXXXX | XXXXXXXX | XXXXXXXX | XXXXXXXX | XXXXXXXX | XXXXXXXX | XXXXXXXX
[7 empty] | Estimated Difference in Costs between the Status Quo Scenario and an Extension of a Managed Service Contract | XXXXXXXX | XXXXXXXX | XXXXXXXX | XXXXXXXX | XXXXXXXX | XXXXXXXX | XXXXXXXX | XXXXXXXX | XXXXXXXX | XXXXXXXX | XXXXXXXX | XXXXXXXX | XXXXXXXX | XXXXXXXX | XXXXXXXX | XXXXXXXX
[11 empty] | 5 Year | 1: 10 Year
[7 empty] | Total Contract Extension Costs |  |  |  | XXXXXXXX | 1: XXXXXXXX
[7 empty] | Total Status Quo Costs |  |  |  | XXXXXXXX | 1: XXXXXXXX
[7 empty] | 5 Year NPV (2016-2020) |  |  |  | -34.2427
[7 empty] | 10 Year NPV (2016-225) |  |  |  | -108.3089
[7 empty] | 25 Year NPV (2015-2039) |  |  |  | -141.5442
[9 empty] | 5-Year Totals | 2013 | 2014 | 2015 | 2016 | 2017 | 2018 | 2019 | 2020 | 2021 | 2022 | 2023 | 2024 | 2025 | 2026
[8 empty] | Telecom CAPEX | 1201292.6062 | 0 | 0 | 0 | 0.49288 | 0.70841 | 0.74117 | 0.77545 | 0.8113 | 0.84882 | 0.88807 | 0.92914 | 0.9721 | 1.0171 | 1.0641
[8 empty] | Telecom O&M | 3350888.683 | 0 | 0 | 0 | 1.4019 | 1.949 | 1.9997 | 2.0876 | 2.1793 | 2.2752 | 2.3754 | 2.48 | 2.5894 | 2.7036 | 2.823
[8 empty] | Director | 2016-2018 |  | 2014 | 2015 | 2016 | 2017 | 2018 | 2019 | 2020 | 2021 | 2022 | 2023 | 2024 | 2025 | 2026
[8 empty] | Jennifer Tada | 0 |  | 0 | 0 | 0 | 0 | 0 | 0 | 0 | 0 | 0 | 0 | 0 | 0 | 0
[8 empty] | Harry Shapiro | 2.7148 |  | 0 | 0 | 0.80381 | 0.95154 | 0.95944 | 0.96391 | 0.97253 | 0.99508 | 1.033 | 1.0832 | 1.1399 | 1.1967 | 1.2505
[8 empty] | Kurt Palmer | 7.2931 |  | 0 | 0 | 1.8948 | 2.6574 | 2.7409 | 2.863 | 2.9906 | 3.124 | 3.2634 | 3.4092 | 3.5615 | 3.7207 | 3.8871
[8 empty] | Revenue | -0.03585 |  | -0.13756 | -0.14045 | -0.03585 | 0 | 0 | 0 | 0 | 0 | 0 | 0 | 0 | 0 | 0
[8 empty] | Doug Loreen | 0.17224 |  | 0 | 0.16886 | 0.17224 | 0 | 0 | 0 | 0 | 0 | 0 | 0 | 0 | 0 | 0
[8 empty] | Rex Pietzyk | 0 |  | 0 | 0.264 | 0 | 0 | 0 | 0 | 0 | 0 | 0 | 0 | 0 | 0 | 0
[8 empty] | L+G Contract Costs | 45.9627 |  | 31.0286 | 32.3653 | 17.9899 | 13.9864 | 13.9864 | 14.5981 | 15.3067 | 16.0579 | 16.8539 | 17.6894 | 18.5662 | 19.4866 | 20.4525
[8 empty] | Total | 56.107 |  | 30.8911 | 32.6578 | 20.8249 | 17.5953 | 17.6868 | 18.425 | 19.2698 | 20.177 | 21.1503 | 22.1818 | 23.2676 | 24.404 | 25.5902
[8 empty] | Validate |  |  | -0.19268 | 0.019891 | 5.593 | 7.4573 | 7.6519 | 7.7352 | 7.9731 | 8.3297 | 8.7066 | 9.1043 | 9.5068 | 9.9137 | 10.2823
Redacted Version
Note on B7: vdrehe: (PSE will take this on in 2016)
Note on J40: Sjones: Includes Pricing - PSE bill processing and other network costs
Note on I44: vdrehe: This is was in MNS and should be moved to operations.

## AMR 2016 Option 3-Mgd Svc (R)
L+G Contract + Other Costs
Row # | Revised/Reviewed in 2014 | Director/Officer | Contact | Work Group | CAPEX vs O&M |  | (denomination) | Description | Calculation/Source Description |  | 2015 | 2016 | 2017 | 2018 | 2019 | 2020 | 2021 | 2022 | 2023 | 2024 | 2025 | 2026
Project Management
1 |  | Doug Loreen |  | Project Management | O&M | Labor | ($Millions) | One contract Project Manager | 1 contract FTE for one year split between 2017-2018 |  |  |  | 0.17568 | 0.17919 | 0 | 0 | 0 | 0 | 0 | 0 | 0 | 0
2 | Module Maintenance and Growth
3 |  | Wayne Gould | John Mannetti/Brenda Campbell | Materials Management | CAPEX | Materials | ($Millions) | PSE Gas Module Purchases for Maintenance | [(Gas Module Exchange rate) X (# Gas customers) X (weighted average gas module cost)] |  |  |  |  | 3.1003 | 3.258 | 3.4273 | 3.5996 | 3.769 | 3.9372 | 4.1112 | 4.2978 | 4.4987
4 | x | Harry Shapiro | Loretta Baggenstos | Gas Ops/Capital Budgeting | CAPEX | Labor | ($Millions) | Gas Module Exchange Labor previous done by L+G (assumes L+G labor cost) | (L+G Gas Module Exchange rate) X (# Gas customers) X ( gas module exchange cost) |  |  |  |  | 0.82784 | 0.8317 | 0.83914 | 0.85859 | 0.89128 | 0.93465 | 0.98352 | 1.0326 | 1.079
5 | x | Wayne Gould | John Mannetti/Brenda Campbell | Materials Management | CAPEX | Materials | ($Millions) | PSE Electric Module Purchases for New Meters for Maintenance | (Annual Electric Meter Attrition Rate) X (# of meters in service) X (cost of electric modules) |  |  |  |  | 0.38366 | 0.47773 | 0.56963 | 0.65563 | 0.74296 | 0.84239 | 0.95406 | 1.0557 | 1.0982
6 | x | Lars Bergmann | Mike Herndon | Electric Operations | CAPEX | Revenue | ($Millions) | Electric MARP & MDMS Reimbursements | Forecast done by Jennifer Cummings and Theresa Burch |  |  |  |  | 0 | 0 | 0 | 0 | 0 | 0 | 0 | 0 | 0
7 | x | Wayne Gould | John Mannetti/Brenda Campbell | Materials Management | O&M | Labor | ($Millions) | Manage Module Inventory | Provided by Brenda Campbell via email |  |  |  | 0.067626 | 0.38842 | 0.39618 | 0.40411 | 0.41219 | 0.42043 | 0.42884 | 0.43742 | 0.44617 | 0.45509
8 | x | Jennifer Tada | Shamish Patel | Standards | O&M | Labor | ($Millions) | Electric Meter Commodities and Standards Engineering | 0-Shamish Patel |  |  |  |  | 0 | 0 | 0 | 0 | 0 | 0 | 0 | 0 | 0
9 | x | Jennifer Tada | Shamish Patel | Standards | O&M | Labor | ($Millions) | Gas Module Specification | 0-Shamish Patel |  |  |  |  | 0 | 0 | 0 | 0 | 0 | 0 | 0 | 0 | 0
10 | x | Wayne Gould | John Mannetti/Brenda Campbell | Materials Management | CAPEX | Materials | ($Millions) | Gas Modules (on New Meters) | (# Growth in Gas customers) X (weighted average gas module cost) |  |  |  |  | 1.5566 | 1.9846 | 1.979 | 2.0505 | 2.1371 | 2.2303 | 2.3147 | 2.4 | 2.4902
11 | x | Wayne Gould | John Mannetti/Brenda Campbell | Materials Management | CAPEX | Materials | ($Millions) | Electric Modules on New Meters for New Customers | (# Growth in electric customers) X (weighted average electric module cost) |  |  |  |  | 0.92566 | 1.1641 | 1.1275 | 1.1351 | 1.1491 | 1.1658 | 1.1778 | 1.19 | 1.2036
12 | x | Rex Pietzyk | Amit Rastogi | IT Applications | CAPEX | Labor | ($Millions) | Configure SAP for new devices and retirements | Provided by Amit in a spreadsheet |  |  |  | 0.264 | 0 | 0 | 0 | 0 | 0 | 0 | 0 | 0 | 0
13 | x | Harry Shapiro | Loretta Baggenstos | Gas Operations | CAPEX | Labor | ($Millions) | Configure Meter Shop Automation for tracking modules in Meter Shop | from Mike Yoshitomi during 1/15/14 meeting--3 weeks vendor support + 80 hours PSE process development |  | 2018: 0.025386
14 | [6 empty] | ($Millions) | Total Growth and Maintenance Module Costs | [5 empty] | 7.2078 | 8.1122 | 8.3467 | 8.7116 | 9.1098 | 9.5392 | 9.9786 | 10.4223 | 10.8248
15 | Pole Attachments
16 | x | Wayne Gould | Tim Gasser | Contract Management | O&M | Fee | ($Millions) | 3rd Party Pole Attachment Leases Estimate | Based on L+G costs today |  |  |  |  | 0.40102 | 0.4108 | 0.42082 | 0.43109 | 0.44161 | 0.45239 | 0.46343 | 0.47473 | 0.48632
17 | x | Wayne Gould | Tim Gasser | Contract Management | O&M | Labor | ($Millions) | Transfer lease agreements to PSE | Tim Gasser-if all leases are assignable, estimate 6 hours per agreement (16 agreements total) |  |  |  |  | 0.0011985 | 0 | 0 | 0 | 0 | 0 | 0 | 0 | 0
| x | Wayne Gould | Tim Gasser | Contract Management | O&M | Labor | ($Millions) | Resource to add all pole attachment devices to SAP | 1 time cost for (Create grid number for ~2000 devices not in PSE electric territory (200 hrs) + Enter into SAP for ~6500 devices (238 hrs)) + 2hr/month steady state maintenance for new devices |  |  |  |  | 0.037492 | 0.0019476 | 0.0019476 | 0.0019476 | 0.0019476 | 0.0019476 | 0.0019476 | 0.0019476 | 0.0019476
18 | x | Revenue | ??? | Revenue Forecasting | Revenue | Revenue | ($Millions) | Unmetered energy (currently billed to L+G) | [5 empty] | -0.037298 | 0 | 0 | 0 | 0 | 0 | 0 | 0 | 0
19 | x | Wayne Gould | Tim Gasser | Contract Management | O&M | Revenue | ($Millions) | Unmetered energy (PSE needs to pay to other utilities) | [5 empty] | 0.028247 | 0.038416 | 0.039184 | 0.039968 | 0.040767 | 0.041583 | 0.042414 | 0.043263 | 0.044128
20 | [6 empty] | ($Millions) | Total Pole Attachment Costs | [5 empty] | 0.43066 | 0.45116 | 0.46196 | 0.47301 | 0.48433 | 0.49592 | 0.50779 | 0.51994 | 0.53239
21 | Network Maintenance
22 |  | Kurt Palmer | Charlie Seese | Telecom | CAPEX | Materials | ($Millions) | AMR Network growth (CM & MCC) | [5 empty] | 0.53624 | 0.56119 | 0.5873 | 0.61462 | 0.64321 | 0.67314 | 0.70446 | 0.73723 | 0.77153
23 |  | Kurt Palmer | Charlie Seese | Telecom | CAPEX | Labor | ($Millions) | AMR Network growth (CM&MCC Labor) | [5 empty] | 0.20493 | 0.21426 | 0.22401 | 0.2342 | 0.24486 | 0.256 | 0.26765 | 0.27982 | 0.29256
24 |  | Kurt Palmer | Charlie Seese | Telecom | O&M | Materials | ($Millions) | Back-up Batteries
25 |  | Kurt Palmer | Charlie Seese | Telecom | O&M | Materials | ($Millions) | AMR Network maintenance (CM &MCC) | [5 empty] | 0.29386 | 0.30753 | 0.32184 | 0.33681 | 0.35248 | 0.36888 | 0.38604 | 0.404 | 0.4228
26 |  | Kurt Palmer | Charlie Seese | Telecom | O&M | Labor | ($Millions) | AMR Network maintenance (CM& MCC Labor) | [5 empty] | 1.1207 | 1.1828 | 1.2481 | 1.3165 | 1.3883 | 1.4636 | 1.5426 | 1.6254 | 1.7122
27 | x | Kurt Palmer | Charlie Seese | Telecom | O&M | Labor | ($Millions) | Network Construction Management | 0, per contract; L+G handles all of this |  |  |  |  | 0 | 0 | 0 | 0 | 0 | 0 | 0 | 0 | 0
28 | x | Kurt Palmer | Charlie Seese | Telecom | O&M | Labor | ($Millions) | Network Maintenance Management | ~1 FTE, Charlie Seese |  |  |  |  | 0.15981 | 0.163 | 0.16626 | 0.16959 | 0.17298 | 0.17644 | 0.17997 | 0.18357 | 0.18724
30 | [6 empty] | ($Millions) | Total Network Maintenance | [5 empty] | 2.3155 | 2.4288 | 2.5475 | 2.6718 | 2.8019 | 2.9381 | 3.0807 | 3.23 | 3.3863
31 | Communications Backhaul
32 |  | Kurt Palmer | Charlie Seese | Telecom | O&M | Fee | ($Millions) | FCC License Renewal Costs | [5 empty] | 0.00014698 | 0.00020008 | 0.00020429 | 0.00020858 | 0.00021296 | 0.00021743 | 0.00022199 | 0.00022666 | 0.00023141
33 | x | Kurt Palmer | Charlie Seese | Telecom | O&M | Fee | ($Millions) | FCC Transfer Cost | [5 empty] | 0.035048 | 0.03463 | 0 | 0 | 0 | 0 | 0 | 0 | 0
34 |  | Kurt Palmer | Charlie Seese | Telecom | O&M | Fee | ($Millions) | Backhaul (Data Costs) | [5 empty] | 0.24469 | 0.24982 | 0.25507 | 0.26043 | 0.2659 | 0.27148 | 0.27718 | 0.283 | 0.28894
35 | x | Kurt Palmer | Charlie Seese | Telecom | O&M | Labor | ($Millions) | Backhaul (Management) | Charlie Seese |  |  |  |  | 0.18055 | 0.18417 | 0.18786 | 0.19163 | 0.19547 | 0.19939 | 0.20338 | 0.20746 | 0.21162
36 | [7 empty] | Total Backhaul | [5 empty] | 0.46043 | 0.46882 | 0.44313 | 0.45226 | 0.46158 | 0.47108 | 0.48079 | 0.49069 | 0.5008
37 | Customer Service and Other Overhead
38
39 |  |  |  | Does this change? |  |  | ($Millions) | Meter Shop Annual Expenses | [5 empty] | 403264.1582 | 411329.4413 | 419556.0302 | 427947.1508 | 436506.0938 | 445236.2156 | 454140.94 | 463223.7588 | 472488.2339
40 |  |  |  | Does this change? |  |  | ($Millions) | #REF! | [5 empty] | #REF! | #REF! | #REF! | #REF! | #REF! | #REF! | #REF! | #REF! | #REF!
41 |  |  |  | Does this change? |  |  | ($Millions) | #REF! | [5 empty] | #REF! | #REF! | #REF! | #REF! | #REF! | #REF! | #REF! | #REF! | #REF!
42 |  |  |  | Does this change? |  |  | ($Millions) | Customer Service Expenses | [5 empty] | 746930.4372 | 761869.046 | 777106.4269 | 792648.5554 | 808501.5265 | 824671.5571 | 841164.9882 | 857988.288 | 875148.0537
43 |  |  |  | Does this change? |  |  | ($Millions) | DataRaker (Cost is per meter per month) | [5 empty] | 783162.1044 | 798825.3465 | 814801.8534 | 831097.8905 | 847719.8483 | 864674.2453 | 881967.7302 | 899607.0848 | 917599.2265
44 | [6 empty] | ($Millions) | DataRaker Reimbursement | [5 empty] | -267535.3268 | -272886.0334 | -278343.754 | -283910.6291 | -289588.8417 | -295380.6185 | -301288.2309 | -307313.9955 | -313460.2754
45 |  |  |  | Does this change? |  |  | ($Millions) | #REF! | [5 empty] | #REF! | #REF! | #REF! | #REF! | #REF! | #REF! | #REF! | #REF! | #REF!
46 |  |  |  | Does this change? |  |  | ($Millions) | Downtime and Outage Expenses | [5 empty] | 6136.08 | 6137.1 | 6138.12 | 6139.14 | 6140.16 | 6141.18 | 6142.2 | 6143.22 | 6144.24
47 |  |  |  | Does this change? |  |  | ($Millions) | 4 FTE Analysts/Engineers | [5 empty] | 604554.5372 | 616645.628 | 628978.5405 | 641558.1113 | 654389.2736 | 667477.059 | 680826.6002 | 694443.1322 | 708331.9949
48 |  |  |  | Does this change? |  |  | ($Millions) | 2 FTE Corporate Managers | [5 empty] | 604554.5372 | 616645.628 | 628978.5405 | 641558.1113 | 654389.2736 | 667477.059 | 680826.6002 | 694443.1322 | 708331.9949
49 |  |  |  | Does this change? |  |  | ($Millions) | Technology training - Field (8hr day 2x/year - 12 people) Field O&M | [5 empty] | 9148.9104 | 9149.9304 | 9150.9504 | 9151.9704 | 9152.9904 | 9154.0104 | 9155.0304 | 9156.0504 | 9157.0704
50 |  |  |  | Does this change? |  |  | ($Millions) | #REF! | [5 empty] | #REF! | #REF! | #REF! | #REF! | #REF! | #REF! | #REF! | #REF! | #REF!
51 |  |  |  | Does this change? |  |  | ($Millions) | EA Annual Maintenance Fee | [5 empty] | 280779.08 | 280780.1 | 280781.12 | 280782.14 | 280783.16 | 280784.18 | 280785.2 | 280786.22 | 280787.24
52 |  |  |  | Does this change? |  |  | ($Millions) | Server Hardware and Software Maintenance Analyst | [5 empty] | 159736.08 | 159737.1 | 159738.12 | 159739.14 | 159740.16 | 159741.18 | 159742.2 | 159743.22 | 159744.24
53
54 | [7 empty] | Total | [5 empty] | #REF! | #REF! | #REF! | #REF! | #REF! | #REF! | #REF! | #REF! | #REF!
55 | Gas Battery Program
56 |  |  | Harry Shapiro | Gas Ops |  |  | ($Millions) | Cost of Battery Pruchases | [5 empty] | 746458.8528 | 912553.2789 | 453470.8301 | 464535.5184 | 475870.185 | 179466.8585 | 183845.8498 | 188331.6886 | 192926.9818
57 |  |  | Harry Shapiro | Gas Ops |  |  | ($Millions) | Cost of Battery Disposals | [5 empty] | 32993.2347 | 33798.2696 | 16795.2159 | 17205.0192 | 17624.8217 | 6646.9207 | 6809.1055 | 6975.2477 | 7145.4438
58 |  |  | Harry Shapiro | Gas Ops |  |  | ($Millions) | Cost of Installations (Labor including overhead) | [5 empty] | 834068.9723 | 854420.2552 | 424583.0587 | 434942.8853 | 445555.4917 | 336068.3098 | 344268.3766 | 352668.525 | 361273.637
59 |  |  | Harry Shapiro | Gas Ops |  |  | ($Millions) | Honeywell Alternative | [5 empty] | 179947.8213 | 190548.0531 | 186620.2848 | 189598.8294 | 192622.9149 | 197962.6532 | 202792.9419 | 207741.0897 | 212809.9723
60 |  |  | Harry Shapiro | Gas Ops |  |  | ($Millions) | Total Cost of Battery Program | [5 empty] | 1.7935 | 1.9913 | 1.0815 | 1.1063 | 1.1317 | 0.72014 | 0.73772 | 0.75572 | 0.77416
61
62 | Totals | [12 empty] | 2 | 3 | 4 | 5 | 6 | 7 | 8 | 9 | 10
NPV (10 Years) ($2014)
63 | [6 empty] | New PSE AMR Costs | 68.7311 |  |  |  |  | 0.17568 | 10.5936 | 11.461 | 11.7993 | 12.3087 | 12.8576 | 13.4443 | 14.0479 | 14.6629 | 15.2443
64 | [6 empty] | O&M | 17.7922 |  |  |  |  | 0.24331 | 3.0703 | 2.9695 | 3.0454 | 3.1604 | 3.2801 | 3.4048 | 3.5346 | 3.6698 | 3.8105
65 | [6 empty] | CAPEX | 50.9687 |  |  |  |  | 0.264 | 7.5606 | 8.4915 | 8.7539 | 9.1483 | 9.5775 | 10.0395 | 10.5133 | 10.9932 | 11.4338
70 | [6 empty] | O&M: L+G Contract Costs | XXXXXXX | XXXXXXX | XXXXXXX | XXXXXXX | XXXXXXX | XXXXXXX | XXXXXXX | XXXXXXX | XXXXXXX | XXXXXXX | XXXXXXX | XXXXXXX | XXXXXXX | XXXXXXX | XXXXXXX
[7 empty] | New PSE AMR Costs | 162.9362 |  |  | 32.3653 | 31.9938 | 32.87 | 29.6607 | 26.0591 | 27.1059 | 28.3666 | 29.7115 | 31.1336 | 32.6141 | 34.1495 | 35.6969
Hypotheticals Below
68 | [6 empty] | Incremental Cost of Hypothetical Contract Extension | XXXXXXX | XXXXXXX | XXXXXXX | XXXXXXX | XXXXXXX | XXXXXXX | XXXXXXX | XXXXXXX | XXXXXXX | XXXXXXX | XXXXXXX | XXXXXXX | XXXXXXX | XXXXXXX | XXXXXXX
[7 empty] | Estimate of extension of AMR Managed Service (requires re-negotiation) | XXXXXXX | XXXXXXX | XXXXXXX | XXXXXXX | XXXXXXX | XXXXXXX | XXXXXXX | XXXXXXX | XXXXXXX | XXXXXXX | XXXXXXX | XXXXXXX | XXXXXXX | XXXXXXX | XXXXXXX
[7 empty] | Estimated Difference in Costs between the Status Quo Scenario and an Extension of a Managed Service Contract | XXXXXXX | XXXXXXX | XXXXXXX | XXXXXXX | XXXXXXX | XXXXXXX | XXXXXXX | XXXXXXX | XXXXXXX | XXXXXXX | XXXXXXX | XXXXXXX | XXXXXXX | XXXXXXX | XXXXXXX
[8 empty] | XXXXXXX | XXXXXXX | XXXXXXX | XXXXXXX | XXXXXXX | XXXXXXX | XXXXXXX | XXXXXXX | XXXXXXX | XXXXXXX | XXXXXXX | XXXXXXX | XXXXXXX | XXXXXXX | XXXXXXX
[8 empty] | XXXXXXX | XXXXXXX | XXXXXXX | XXXXXXX | XXXXXXX | XXXXXXX | XXXXXXX | XXXXXXX | XXXXXXX | XXXXXXX | XXXXXXX | XXXXXXX | XXXXXXX | XXXXXXX | XXXXXXX
[7 empty] | Total Contract Extension Costs | XXXXXXX | XXXXXXX | XXXXXXX | XXXXXXX | XXXXXXX | XXXXXXX | XXXXXXX | XXXXXXX | XXXXXXX | XXXXXXX | XXXXXXX | XXXXXXX | XXXXXXX | XXXXXXX | XXXXXXX
[7 empty] | Total Status Quo Costs | XXXXXXX | XXXXXXX | XXXXXXX | XXXXXXX | XXXXXXX | XXXXXXX | XXXXXXX | XXXXXXX | XXXXXXX | XXXXXXX | XXXXXXX | XXXXXXX | XXXXXXX | XXXXXXX | XXXXXXX
5 Year NPV (2016-2020)
10 Year NPV (2016-225)
25 Year NPV (2015-2039)
[9 empty] | 5-Year Totals | 2013 |  |  |  | 2016 | 2017 | 2018 | 2019 | 2020 | 2021 | 2022 | 2023 | 2024
[8 empty] | Telecom CAPEX | 1516618.4427 | 0 |  |  |  | 0.74117 | 0.77545 | 0.8113 | 0.84882 | 0.88807 | 0.92914 | 0.9721 | 1.0171 | 1.0641
[8 empty] | Telecom O&M | 4156939.9001 | 0 |  |  |  | 2.0347 | 2.1222 | 2.1793 | 2.2752 | 2.3754 | 2.48 | 2.5894 | 2.7036 | 2.823
[8 empty] | Director | 2016-2018 |  |  |  |  | 2016 | 2017 | 2018 | 2019 | 2020 | 2021 | 2022 | 2023 | 2024
[8 empty] | Wayne Gould | 22.5237 |  |  |  |  | 6.8226 | 7.7317 | 7.9695 | 8.3261 | 8.7029 | 9.1005 | 9.5029 | 9.9096 | 10.2782
[8 empty] | Harry Shapiro | 2.5241 |  |  |  |  | 0.85323 | 0.8317 | 0.83914 | 0.85859 | 0.89128 | 0.93465 | 0.98352 | 1.0326 | 1.079
[8 empty] | Kurt Palmer | 8.6642 |  |  |  |  | 2.7759 | 2.8976 | 2.9906 | 3.124 | 3.2634 | 3.4092 | 3.5615 | 3.7207 | 3.8871
[8 empty] | Revenue | -0.037298 |  |  |  |  | -0.037298 | 0 | 0 | 0 | 0 | 0 | 0 | 0 | 0
[8 empty] | Doug Loreen | 0.17919 |  |  |  |  | 0.17919 | 0 | 0 | 0 | 0 | 0 | 0 | 0 | 0
[8 empty] | XXXXXXX | XXXXXXX | XXXXXXX | XXXXXXX | XXXXXXX | XXXXXXX | XXXXXXX | XXXXXXX | XXXXXXX | XXXXXXX | XXXXXXX | XXXXXXX | XXXXXXX | XXXXXXX | XXXXXXX
[8 empty] | Total | 95.7525 |  |  |  |  | 42.5874 | 26.0591 | 27.1059 | 28.3666 | 29.7115 | 31.1336 | 32.6141 | 34.1495 | 35.6969
[8 empty] | Validate | [5 empty] | -12.9267 | 0 | 0 | 0 | 0 | 0 | 0 | 0 | 0
Note on B7: vdrehe: (PSE will take this on in 2016)
Note on J40: Sjones: Includes Pricing - PSE bill processing and other network costs

## Status Quo (R)
0-Status Quo
| ($Millions) |  |  | NPV | 2013 | 2014 | 2015 | 2016 | 2017 | 2018 | 2019 | 2020 | 2021 | 2022 | 2023 | 2024 | 2025 | 2026 | 2027 | 2028 | 2029 | 2030 | 2031 | 2032 | 2033 | 2034 | 2035 | 2036 | 2037 | 2038 | 2039 | 2040
| Year |  |  |  | -1 | 1 | 2 | 3 | 4 | 5 | 6 | 7 | 8 | 9 | 10 | 11 | 12 | 13 | 14 | 15 | 16 | 17 | 18 | 19 | 20 | 21 | 22 | 23 | 24 | 25 | 26 | 27
| COSTS | CAPEX VS O&M
|  |  | Year of Deployment |  | -1 | 1 | 2 | 3 | 4 | 5 | 6 | 7 | 8 | 9 | 10 | 11 | 12 | 13 | 14 | 15 | 16 | 17 | 18 | 19 | 20 | 21 | 22 | 23 | 24 | 25 | 26 | 27
| L+G Managed Service Contract | O&M | L+G Managed Service Contract | XXXXX | XXXXX | XXXXX | XXXXX | XXXXX | XXXXX | XXXXX | XXXXX | XXXXX | XXXXX | XXXXX | XXXXX | XXXXX | XXXXX | XXXXX | XXXXX | XXXXX | XXXXX | XXXXX | XXXXX | XXXXX | XXXXX | XXXXX | XXXXX | XXXXX | XXXXX | XXXXX | XXXXX | XXXXX
|  | CAPEX | AMR Electric Meter Hardware (Growth) | 29.9595 | -1.5776 | 0.6574 | 1.2489 | 2.4822 | 2.842 | 2.73 | 2.5749 | 2.5463 | 2.6173 | 2.7051 | 2.8021 | 2.8904 | 2.9817 | 3.0791 | 3.1772 | 3.2672 | 3.3715 | 3.4675 | 3.5621 | 3.6541 | 3.7483 | 4.7117 | 4.9012 | 5.0984 | 5.3034 | 5.4033 | 5.6206 | 5.8467
|  | CAPEX | AMR Electric Meter Hardware (Maintenance) | 12.0774 | 0.2256 | 0.30188 | 0.31488 | 0.59896 | 0.71865 | 0.74829 | 0.93005 | 1.108 | 1.2751 | 1.4448 | 1.6381 | 1.8551 | 2.0525 | 2.135 | 2.0504 | 1.8511 | 1.6546 | 1.3839 | 1.0844 | 0.9425 | 1.0308 | 1.8211 | 1.4154 | 1.0851 | 0.90124 | 0.88045 | 1.0507 | 0.17244
|  | CAPEX | AMR Electric Meter Exchange (Growth) | 13.8817 | -1.4443 | 0.60126 | 1.1411 | 1.2436 | 1.2365 | 1.1866 | 1.1181 | 1.1046 | 1.1343 | 1.1712 | 1.212 | 1.249 | 1.2872 | 1.3279 | 1.3689 | 1.4063 | 1.4497 | 1.4895 | 1.5287 | 1.5666 | 1.6055 | 2.0161 | 2.0952 | 2.1773 | 2.2627 | 2.3514 | 2.4436 | 2.5394
|  | O&M | AMR Electric Meter Exchange (Maintenance) | 5.5129 | 0.20653 | 0.2761 | 0.2877 | 0.30008 | 0.31268 | 0.32525 | 0.40386 | 0.48067 | 0.5526 | 0.62555 | 0.70854 | 0.8016 | 0.88603 | 0.92074 | 0.8834 | 0.79676 | 0.71146 | 0.5945 | 0.46536 | 0.40409 | 0.44153 | 0.77923 | 0.60507 | 0.46339 | 0.38451 | 0.38315 | 0.4568 | 0.074895
|  | CAPEX | AMR Gas Meter Hardware (Growth) | 81.1219 | -2.8151 | 2.6901 | 4.1151 | 6.0364 | 7.0462 | 7.4087 | 7.0843 | 7.0646 | 7.3198 | 7.6287 | 7.9615 | 8.2627 | 8.5674 | 8.8893 | 9.2082 | 9.4979 | 9.8383 | 10.1378 | 10.4299 | 10.7126 | 10.9967 | 9.4869 | 9.8685 | 10.2654 | 10.6783 | 11.0438 | 11.488 | 11.9501
|  | CAPEX | AMR Gas Meter Hardware (Maintenance) | 22.7272 | 0.96052 | 0.99899 | 1.0479 | 1.4233 | 1.6105 | 1.6947 | 1.7785 | 1.8639 | 1.9528 | 2.0457 | 2.1428 | 2.2439 | 2.3493 | 2.4591 | 2.5734 | 2.692 | 2.8154 | 2.9435 | 3.0762 | 3.2137 | 3.3559 | 3.4909 | 3.6313 | 3.7774 | 3.9293 | 4.0638 | 4.2273 | 4.3973
|  | CAPEX | AMR Gas Meter Exchange (Growth) | 48.0249 | -2.2638 | 2.1611 | 3.3027 | 3.7464 | 4.0629 | 4.2677 | 4.0769 | 4.0615 | 4.2041 | 4.3773 | 4.5637 | 4.7318 | 4.9015 | 5.0806 | 5.2578 | 5.4179 | 5.6065 | 5.7715 | 5.9321 | 6.0869 | 6.2421 | 5.3799 | 5.5908 | 5.81 | 6.0377 | 6.2744 | 6.5204 | 6.776
|  | O&M | AMR Gas Meter Exchange (Maintenance) | 13.4678 | 0.7724 | 0.80254 | 0.84105 | 0.88335 | 0.92864 | 0.97624 | 1.0235 | 1.0716 | 1.1216 | 1.1738 | 1.2283 | 1.285 | 1.3441 | 1.4055 | 1.4694 | 1.5356 | 1.6044 | 1.6758 | 1.7496 | 1.826 | 1.905 | 1.9796 | 2.0573 | 2.1379 | 2.2217 | 2.3088 | 2.3993 | 2.4934
|  | O&M | Credit Disconnects/Reconnects | 0
|  | O&M | Battery Costs | 11.1086 | 0.28415 | 0.44381 | 1.0183 | 1.7935 | 1.9913 | 1.0815 | 1.1063 | 1.1317 | 0.72014 | 0.73772 | 0.75572 | 0.77416 | 0.79305 | 0.8124 | 0.83222 | 0.85252 | 0.87333 | 0.89464 | 0.91646 | 0.93883 | 0.96173 | 0.9852 | 1.0092 | 1.0339 | 1.0591 | 1.0849 | 1.1114 | 1.1385
|  | CAPEX | Gas Modules for Maintenance | 44.4344 | 0 | 0 | 0 | 2.361 | 3.2617 | 3.4133 | 3.5872 | 3.7743 | 3.9645 | 4.151 | 4.3357 | 4.5266 | 4.7317 | 4.953 | 5.1851 | 5.4226 | 5.6705 | 5.9381 | 6.2305 | 6.5527 | 6.9117 | 7.2901 | 8.2942 | 9.965 | 12.5136 | 15.846 | 20.793 | 21.6293
|  | O&M | Gas Module Exchanges | 14.2275 | 0.31807 | 0.31553 | 0.31574 | 0.98916 | 1.1539 | 1.1778 | 1.1986 | 1.2233 | 1.2606 | 1.312 | 1.375 | 1.4442 | 1.5144 | 1.5828 | 1.65 | 1.7191 | 1.7934 | 1.8732 | 1.9565 | 2.0413 | 2.1293 | 2.2164 | 2.3124 | 2.4193 | 2.5395 | 2.6759 | 3.0414 | 3.6505
|  | O&M | Gas Module Visits | 7.8942 | 0.51603 | 0.51191 | 0.51224 | 0.51372 | 0.54006 | 0.56774 | 0.59522 | 0.62319 | 0.65227 | 0.68263 | 0.71433 | 0.74733 | 0.78166 | 0.81739 | 0.85453 | 0.89304 | 0.93307 | 0.97456 | 1.0175 | 1.0619 | 1.1079 | 1.1513 | 1.1964 | 1.2433 | 1.2921 | 1.3427 | 1.3954 | 1.4501
|  | O&M | FTE to Manage Inventory/Testing | 1.6569 | 0 | 0 | 0 | 0.1182 | 0.16075 | 0.16397 | 0.16725 | 0.17059 | 0.17401 | 0.17749 | 0.18104 | 0.18466 | 0.18835 | 0.19212 | 0.19596 | 0.19988 | 0.20388 | 0.20795 | 0.21211 | 0.21635 | 0.22068 | 0.22509 | 0.2296 | 0.23419 | 0.23887 | 0.24365 | 0.24852 | 0.25349
| AMR Meter Costs |  |  | 306.0949 | -4.8175 | 9.7606 | 14.1456 | 22.4899 | 25.8659 | 25.7418 | 25.6445 | 26.2242 | 26.9492 | 28.2331 | 29.6189 | 30.9964 | 32.3789 | 33.6549 | 34.7064 | 35.5518 | 36.5261 | 37.3524 | 38.1613 | 39.2175 | 40.6572 | 41.5336 | 43.2066 | 45.7105 | 49.362 | 53.9024 | 60.7965 | 62.3722
|  | CAPEX | AMR Network growth (CM & MCC) | 6.5287 | 0 | 0 | 0 | 0.35226 | 0.5124 | 0.53624 | 0.56119 | 0.5873 | 0.61462 | 0.64321 | 0.67314 | 0.70446 | 0.73723 | 0.77153 | 0.80743 | 0.84499 | 0.88431 | 0.92545 | 0.96851 | 1.0136 | 1.0607 | 1.1101 | 1.1617 | 1.2158 | 1.2723 | 1.3315 | 1.3935 | 1.4583
|  | CAPEX | AMR Network growth (CM&MCC Labor) | 2.4805 | 0 | 0 | 0 | 0.14061 | 0.19602 | 0.20493 | 0.21426 | 0.22401 | 0.2342 | 0.24486 | 0.256 | 0.26765 | 0.27982 | 0.29256 | 0.30587 | 0.31978 | 0.33433 | 0.34955 | 0.36545 | 0.38208 | 0.39946 | 0.41764 | 0.43664 | 0.45651 | 0.47728 | 0.49899 | 0.5217 | 0.54544
|  | CAPEX | AMR Network maintenance (CM &MCC) | 3.5777 | 0 | 0 | 0 | 0.19304 | 0.28079 | 0.29386 | 0.30753 | 0.32184 | 0.33681 | 0.35248 | 0.36888 | 0.38604 | 0.404 | 0.4228 | 0.44247 | 0.46305 | 0.4846 | 0.50714 | 0.53074 | 0.55543 | 0.58127 | 0.60831 | 0.63662 | 0.66623 | 0.69723 | 0.72967 | 0.76362 | 0.79915
|  | O&M | AMR Network maintenance (CM& MCC Labor) | 14.4423 | 0 | 0 | 0 | 0.75367 | 1.0614 | 1.1207 | 1.1828 | 1.2481 | 1.3165 | 1.3883 | 1.4636 | 1.5426 | 1.6254 | 1.7122 | 1.8032 | 1.8987 | 1.9987 | 2.1036 | 2.2135 | 2.3287 | 2.4495 | 2.576 | 2.7086 | 2.8475 | 2.9931 | 3.1456 | 3.3053 | 3.4727
|  | O&M | Network Overhead and management | 1.6148 | #REF! | 0 | 0 | 0.1152 | 0.15667 | 0.15981 | 0.163 | 0.16626 | 0.16959 | 0.17298 | 0.17644 | 0.17997 | 0.18357 | 0.18724 | 0.19098 | 0.1948 | 0.1987 | 0.20267 | 0.20673 | 0.21086 | 0.21508 | 0.21938 | 0.22377 | 0.22824 | 0.23281 | 0.23746 | 0.24221 | 0.24706
|  | O&M | Manual Meter Reading | 0 | 0 | 0 | 0 | 0 | 0 | 0 | 0 | 0 | 0 | 0 | 0 | 0 | 0 | 0 | 0 | 0 | 0 | 0 | 0 | 0 | 0 | 0 | 0 | 0 | 0 | 0 | 0 | 0
| Network Costs |  |  | 28.6439 | #REF! | 0 | 0 | 1.5548 | 2.2073 | 2.3155 | 2.4288 | 2.5475 | 2.6718 | 2.8019 | 2.9381 | 3.0807 | 3.23 | 3.3863 | 3.55 | 3.7213 | 3.9007 | 4.0884 | 4.2849 | 4.4907 | 4.706 | 4.9314 | 5.1673 | 5.4142 | 5.6727 | 5.9432 | 6.2263 | 6.5226
|  | O&M | Backhaul Costs (Licences and Data) | 4.2259 | #REF! | 0 | 0 | 0.30002 | 0.40827 | 0.41667 | 0.42525 | 0.43401 | 0.44294 | 0.45206 | 0.46137 | 0.47087 | 0.48056 | 0.49046 | 0.50055 | 0.51086 | 0.52138 | 0.53212 | 0.54307 | 0.55425 | 0.56567 | 0.57731 | 0.5892 | 0.60133 | 0.61372 | 0.61872 | 0.63146 | 0.64446
|  | O&M | Pole Attachment Costs | 4.2113 | #REF! | 0 | 0 | 0.29024 | 0.39485 | 0.40448 | 0.41435 | 0.42446 | 0.43482 | 0.44543 | 0.4563 | 0.46743 | 0.47884 | 0.49052 | 0.50249 | 0.51475 | 0.52731 | 0.54018 | 0.55336 | 0.56686 | 0.58069 | 0.59486 | 0.60937 | 0.62424 | 0.63947 | 0.65508 | 0.67106 | 0.68743
|  | O&M | Customer Service and Other Overhead | 40.753 | 3.1649 | 3.2191 | 3.2744 | 3.3307 | 3.3882 | 3.4469 | 3.5067 | 3.5677 | 3.63 | 3.6935 | 3.7582 | 3.8243 | 3.8916 | 3.9604 | 4.0305 | 4.102 | 4.1749 | 4.2493 | 4.3251 | 4.4025 | 4.4815 | 4.562 | 4.6441 | 4.7279 | 4.8133 | 4.9005 | 4.9894 | 5.08
|  | O&M | Field Work Reimbursements | -1.7846 | -0.95763 | -0.8978 | -0.86471 | -0.2591 | 0 | 0 | 0 | 0 | 0 | 0 | 0 | 0 | 0 | 0 | 0 | 0 | 0 | 0 | 0 | 0 | 0 | 0 | 0 | 0 | 0 | 0 | 0 | 0
| Telecom and Other Costs |  |  | 47.4057 | #REF! | 2.3213 | 2.4096 | 3.6619 | 4.1914 | 4.268 | 4.3463 | 4.4262 | 4.5077 | 4.591 | 4.6759 | 4.7626 | 4.851 | 4.9413 | 5.0335 | 5.1276 | 5.2236 | 5.3216 | 5.4216 | 5.5236 | 5.6278 | 5.7342 | 5.8427 | 5.9535 | 6.0665 | 6.1743 | 6.2919 | 6.4119
|  |  | Total | 619.6117 | #REF! | 43.1105 | 48.9206 | 45.6964 | 46.2509 | 46.3118 | 47.0177 | 48.5045 | 50.1866 | 52.4798 | 54.9222 | 57.4059 | 59.9466 | 62.4352 | 64.7563 | 66.9312 | 69.2976 | 71.582 | 73.9177 | 76.573 | 79.6875 | 82.3181 | 85.8287 | 90.2572 | 95.925 | 102.5699 | 111.6765 | 115.5703
|  |  | Costs (real) | 619.6117 | #REF! | 40.0024 | 42.1208 | 36.5081 | 34.2869 | 31.8568 | 30.0106 | 28.7274 | 27.5807 | 26.7615 | 25.9878 | 25.2046 | 24.4225 | 23.6024 | 22.7149 | 21.7851 | 20.9292 | 20.0604 | 19.2215 | 18.4763 | 17.8415 | 17.1017 | 16.5455 | 16.1447 | 15.9215 | 15.7969 | 15.9594 | 15.3251
| O&M Costs |  | O&M Costs | 117.3307 | #REF! | 4.6712 | 5.3847 | 9.1287 | 10.4968 | 9.841 | 10.1868 | 10.5415 | 10.4751 | 10.8615 | 11.2788 | 11.7221 | 12.1676 | 12.5717 | 12.9132 | 13.218 | 13.5405 | 13.8484 | 14.1594 | 14.5517 | 15.0585 | 15.8664 | 16.185 | 16.5612 | 17.0281 | 17.5965 | 18.4923 | 19.1926
| CAPEX |  | CAPEX | 264.8138 | -6.9147 | 7.4107 | 11.1706 | 18.5778 | 21.7677 | 22.4844 | 22.2328 | 22.6563 | 23.6536 | 24.7644 | 25.954 | 27.1176 | 28.2924 | 29.4109 | 30.3767 | 31.1827 | 32.1097 | 32.914 | 33.7085 | 34.6801 | 35.9325 | 36.3327 | 38.0316 | 40.517 | 44.0731 | 48.4234 | 54.8224 | 56.1142
| L&G O&M |  | L&G O&M | XXXXX | XXXXX | XXXXX | XXXXX | XXXXX | XXXXX | XXXXX | XXXXX | XXXXX | XXXXX | XXXXX | XXXXX | XXXXX | XXXXX | XXXXX | XXXXX | XXXXX | XXXXX | XXXXX | XXXXX | XXXXX | XXXXX | XXXXX | XXXXX | XXXXX | XXXXX | XXXXX | XXXXX | XXXXX
| Total |  |  | 619.6117 | #REF! | 43.1105 | 48.9206 | 45.6964 | 46.2509 | 46.3118 | 47.0177 | 48.5045 | 50.1866 | 52.4798 | 54.9222 | 57.4059 | 59.9466 | 62.4352 | 64.7563 | 66.9312 | 69.2976 | 71.582 | 73.9177 | 76.573 | 79.6875 | 82.3181 | 85.8287 | 90.2572 | 95.925 | 102.5699 | 111.6765 | 115.5703

## Pricing (R)
Pricing Data and Assumptions
AMR Costs
Meters/Modules/Batteries
| AMR Meter Pricing | Meter Cost 2011 | Module Costs 2011 | Post-April 2016 Meter+ Module Cost
| ELECTRIC | XXXXXX | XXXXXX | XXXXXX
| Residential Electric Single Phase | XXXXXX | XXXXXX | XXXXXX
| C&I Electric | XXXXXX | XXXXXX | XXXXXX
| Weighted Customer Average | XXXXXX | XXXXXX | XXXXXX
|  | XXXXXX | XXXXXX | XXXXXX
| GAS | XXXXXX | XXXXXX | XXXXXX
| Residential Gas | XXXXXX | XXXXXX | XXXXXX
| C&I Gas | XXXXXX | XXXXXX | XXXXXX
| Weighted Customer Average | XXXXXX | XXXXXX | XXXXXX
|  | 2012 | 2013 | 2014 | 2015 | 2016 | 2017 | 2018 | 2019 | 2020 | 2021 | 2022 | 2023 | 2024 | 2025 | 2026 | 2027 | 2028 | 2029 | 2030 | 2031 | 2032 | 2033 | 2034 | 2035 | 2036 | 2037 | 2038 | 2039 | 2040
|  | 0 | 1 | 2 | 3 | 4 | 5 | 6 | 7 | 8 | 9 | 10 | 11 | 12 | 13 | 14 | 15 | 16 | 17 | 18 | 19 | 20 | 21 | 22 | 23 | 24 | 25 | 26 | 27 | 28
ELECTRIC AMR
| Weighted Customer Average Electric AMR meter without Module | XXXXXX | XXXXXX | XXXXXX | XXXXXX | XXXXXX | XXXXXX | XXXXXX | XXXXXX | XXXXXX | XXXXXX | XXXXXX | XXXXXX | XXXXXX | XXXXXX | XXXXXX | XXXXXX | XXXXXX | XXXXXX | XXXXXX | XXXXXX | XXXXXX | XXXXXX | XXXXXX | XXXXXX | XXXXXX | XXXXXX | XXXXXX | XXXXXX | XXXXXX
| Electric Module | XXXXXX | XXXXXX | XXXXXX | XXXXXX | XXXXXX | XXXXXX | XXXXXX | XXXXXX | XXXXXX | XXXXXX | XXXXXX | XXXXXX | XXXXXX | XXXXXX | XXXXXX | XXXXXX | XXXXXX | XXXXXX | XXXXXX | XXXXXX | XXXXXX | XXXXXX | XXXXXX | XXXXXX | XXXXXX | XXXXXX | XXXXXX | XXXXXX | XXXXXX
| Weighted Customer Average Electric AMR Meter (includes module post 2016) | XXXXXX | XXXXXX | XXXXXX | XXXXXX | XXXXXX | XXXXXX | XXXXXX | XXXXXX | XXXXXX | XXXXXX | XXXXXX | XXXXXX | XXXXXX | XXXXXX | XXXXXX | XXXXXX | XXXXXX | XXXXXX | XXXXXX | XXXXXX | XXXXXX | XXXXXX | XXXXXX | XXXXXX | XXXXXX | XXXXXX | XXXXXX | XXXXXX | XXXXXX
|  | XXXXXX | XXXXXX | XXXXXX | XXXXXX | XXXXXX | XXXXXX | XXXXXX | XXXXXX | XXXXXX | XXXXXX | XXXXXX | XXXXXX | XXXXXX | XXXXXX | XXXXXX | XXXXXX | XXXXXX | XXXXXX | XXXXXX | XXXXXX | XXXXXX | XXXXXX | XXXXXX | XXXXXX | XXXXXX | XXXXXX | XXXXXX | XXXXXX | XXXXXX
| GAS AMR | XXXXXX | XXXXXX | XXXXXX | XXXXXX | XXXXXX | XXXXXX | XXXXXX | XXXXXX | XXXXXX | XXXXXX | XXXXXX | XXXXXX | XXXXXX | XXXXXX | XXXXXX | XXXXXX | XXXXXX | XXXXXX | XXXXXX | XXXXXX | XXXXXX | XXXXXX | XXXXXX | XXXXXX | XXXXXX | XXXXXX | XXXXXX | XXXXXX | XXXXXX
| Weighted Customer Average Gas AMR meter without Module | XXXXXX | XXXXXX | XXXXXX | XXXXXX | XXXXXX | XXXXXX | XXXXXX | XXXXXX | XXXXXX | XXXXXX | XXXXXX | XXXXXX | XXXXXX | XXXXXX | XXXXXX | XXXXXX | XXXXXX | XXXXXX | XXXXXX | XXXXXX | XXXXXX | XXXXXX | XXXXXX | XXXXXX | XXXXXX | XXXXXX | XXXXXX | XXXXXX | XXXXXX
| Gas Module | XXXXXX | XXXXXX | XXXXXX | XXXXXX | XXXXXX | XXXXXX | XXXXXX | XXXXXX | XXXXXX | XXXXXX | XXXXXX | XXXXXX | XXXXXX | XXXXXX | XXXXXX | XXXXXX | XXXXXX | XXXXXX | XXXXXX | XXXXXX | XXXXXX | XXXXXX | XXXXXX | XXXXXX | XXXXXX | XXXXXX | XXXXXX | XXXXXX | XXXXXX
| Weighted Customer Average Gas AMR Meter(includes module post 2016) | XXXXXX | XXXXXX | XXXXXX | XXXXXX | XXXXXX | XXXXXX | XXXXXX | XXXXXX | XXXXXX | XXXXXX | XXXXXX | XXXXXX | XXXXXX | XXXXXX | XXXXXX | XXXXXX | XXXXXX | XXXXXX | XXXXXX | XXXXXX | XXXXXX | XXXXXX | XXXXXX | XXXXXX | XXXXXX | XXXXXX | XXXXXX | XXXXXX | XXXXXX
|  | XXXXXX | XXXXXX | XXXXXX | XXXXXX | XXXXXX | XXXXXX | XXXXXX | XXXXXX | XXXXXX | XXXXXX | XXXXXX | XXXXXX | XXXXXX | XXXXXX | XXXXXX | XXXXXX | XXXXXX | XXXXXX | XXXXXX | XXXXXX | XXXXXX | XXXXXX | XXXXXX | XXXXXX | XXXXXX | XXXXXX | XXXXXX | XXXXXX | XXXXXX
| Installation/Removal/Exchange | XXXXXX | XXXXXX | XXXXXX | XXXXXX | XXXXXX | XXXXXX | XXXXXX | XXXXXX | XXXXXX | XXXXXX | XXXXXX | XXXXXX | XXXXXX | XXXXXX | XXXXXX | XXXXXX | XXXXXX | XXXXXX | XXXXXX | XXXXXX | XXXXXX | XXXXXX | XXXXXX | XXXXXX | XXXXXX | XXXXXX | XXXXXX | XXXXXX | XXXXXX
|  | XXXXXX | XXXXXX | XXXXXX | XXXXXX | XXXXXX | XXXXXX | XXXXXX | XXXXXX | XXXXXX | XXXXXX | XXXXXX | XXXXXX | XXXXXX | XXXXXX | XXXXXX | XXXXXX | XXXXXX | XXXXXX | XXXXXX | XXXXXX | XXXXXX | XXXXXX | XXXXXX | XXXXXX | XXXXXX | XXXXXX | XXXXXX | XXXXXX | XXXXXX
| ELECTRIC | XXXXXX | XXXXXX | XXXXXX | XXXXXX | XXXXXX | XXXXXX | XXXXXX | XXXXXX | XXXXXX | XXXXXX | XXXXXX | XXXXXX | XXXXXX | XXXXXX | XXXXXX | XXXXXX | XXXXXX | XXXXXX | XXXXXX | XXXXXX | XXXXXX | XXXXXX | XXXXXX | XXXXXX | XXXXXX | XXXXXX | XXXXXX | XXXXXX | XXXXXX
| Electric Installation | XXXXXX | XXXXXX | XXXXXX | XXXXXX | XXXXXX | XXXXXX | XXXXXX | XXXXXX | XXXXXX | XXXXXX | XXXXXX | XXXXXX | XXXXXX | XXXXXX | XXXXXX | XXXXXX | XXXXXX | XXXXXX | XXXXXX | XXXXXX | XXXXXX | XXXXXX | XXXXXX | XXXXXX | XXXXXX | XXXXXX | XXXXXX | XXXXXX | XXXXXX
| Residential | XXXXXX | XXXXXX | XXXXXX | XXXXXX | XXXXXX | XXXXXX | XXXXXX | XXXXXX | XXXXXX | XXXXXX | XXXXXX | XXXXXX | XXXXXX | XXXXXX | XXXXXX | XXXXXX | XXXXXX | XXXXXX | XXXXXX | XXXXXX | XXXXXX | XXXXXX | XXXXXX | XXXXXX | XXXXXX | XXXXXX | XXXXXX | XXXXXX | XXXXXX
| Commercial | XXXXXX | XXXXXX | XXXXXX | XXXXXX | XXXXXX | XXXXXX | XXXXXX | XXXXXX | XXXXXX | XXXXXX | XXXXXX | XXXXXX | XXXXXX | XXXXXX | XXXXXX | XXXXXX | XXXXXX | XXXXXX | XXXXXX | XXXXXX | XXXXXX | XXXXXX | XXXXXX | XXXXXX | XXXXXX | XXXXXX | XXXXXX | XXXXXX | XXXXXX
| Industrial | XXXXXX | XXXXXX | XXXXXX | XXXXXX | XXXXXX | XXXXXX | XXXXXX | XXXXXX | XXXXXX | XXXXXX | XXXXXX | XXXXXX | XXXXXX | XXXXXX | XXXXXX | XXXXXX | XXXXXX | XXXXXX | XXXXXX | XXXXXX | XXXXXX | XXXXXX | XXXXXX | XXXXXX | XXXXXX | XXXXXX | XXXXXX | XXXXXX | XXXXXX
| Weighted Customer Average | XXXXXX | XXXXXX | XXXXXX | XXXXXX | XXXXXX | XXXXXX | XXXXXX | XXXXXX | XXXXXX | XXXXXX | XXXXXX | XXXXXX | XXXXXX | XXXXXX | XXXXXX | XXXXXX | XXXXXX | XXXXXX | XXXXXX | XXXXXX | XXXXXX | XXXXXX | XXXXXX | XXXXXX | XXXXXX | XXXXXX | XXXXXX | XXXXXX | XXXXXX
|  | XXXXXX | XXXXXX | XXXXXX | XXXXXX | XXXXXX | XXXXXX | XXXXXX | XXXXXX | XXXXXX | XXXXXX | XXXXXX | XXXXXX | XXXXXX | XXXXXX | XXXXXX | XXXXXX | XXXXXX | XXXXXX | XXXXXX | XXXXXX | XXXXXX | XXXXXX | XXXXXX | XXXXXX | XXXXXX | XXXXXX | XXXXXX | XXXXXX | XXXXXX
| Electric Removal | XXXXXX | XXXXXX | XXXXXX | XXXXXX | XXXXXX | XXXXXX | XXXXXX | XXXXXX | XXXXXX | XXXXXX | XXXXXX | XXXXXX | XXXXXX | XXXXXX | XXXXXX | XXXXXX | XXXXXX | XXXXXX | XXXXXX | XXXXXX | XXXXXX | XXXXXX | XXXXXX | XXXXXX | XXXXXX | XXXXXX | XXXXXX | XXXXXX | XXXXXX
| Residential | XXXXXX | XXXXXX | XXXXXX | XXXXXX | XXXXXX | XXXXXX | XXXXXX | XXXXXX | XXXXXX | XXXXXX | XXXXXX | XXXXXX | XXXXXX | XXXXXX | XXXXXX | XXXXXX | XXXXXX | XXXXXX | XXXXXX | XXXXXX | XXXXXX | XXXXXX | XXXXXX | XXXXXX | XXXXXX | XXXXXX | XXXXXX | XXXXXX | XXXXXX
| Commercial | XXXXXX | XXXXXX | XXXXXX | XXXXXX | XXXXXX | XXXXXX | XXXXXX | XXXXXX | XXXXXX | XXXXXX | XXXXXX | XXXXXX | XXXXXX | XXXXXX | XXXXXX | XXXXXX | XXXXXX | XXXXXX | XXXXXX | XXXXXX | XXXXXX | XXXXXX | XXXXXX | XXXXXX | XXXXXX | XXXXXX | XXXXXX | XXXXXX | XXXXXX
| Industrial | XXXXXX | XXXXXX | XXXXXX | XXXXXX | XXXXXX | XXXXXX | XXXXXX | XXXXXX | XXXXXX | XXXXXX | XXXXXX | XXXXXX | XXXXXX | XXXXXX | XXXXXX | XXXXXX | XXXXXX | XXXXXX | XXXXXX | XXXXXX | XXXXXX | XXXXXX | XXXXXX | XXXXXX | XXXXXX | XXXXXX | XXXXXX | XXXXXX | XXXXXX
| Weighted Customer Average | XXXXXX | XXXXXX | XXXXXX | XXXXXX | XXXXXX | XXXXXX | XXXXXX | XXXXXX | XXXXXX | XXXXXX | XXXXXX | XXXXXX | XXXXXX | XXXXXX | XXXXXX | XXXXXX | XXXXXX | XXXXXX | XXXXXX | XXXXXX | XXXXXX | XXXXXX | XXXXXX | XXXXXX | XXXXXX | XXXXXX | XXXXXX | XXXXXX | XXXXXX
|  | XXXXXX | XXXXXX | XXXXXX | XXXXXX | XXXXXX | XXXXXX | XXXXXX | XXXXXX | XXXXXX | XXXXXX | XXXXXX | XXXXXX | XXXXXX | XXXXXX | XXXXXX | XXXXXX | XXXXXX | XXXXXX | XXXXXX | XXXXXX | XXXXXX | XXXXXX | XXXXXX | XXXXXX | XXXXXX | XXXXXX | XXXXXX | XXXXXX | XXXXXX
| Electric Meter Exchange Weighted Customer Average | XXXXXX | XXXXXX | XXXXXX | XXXXXX | XXXXXX | XXXXXX | XXXXXX | XXXXXX | XXXXXX | XXXXXX | XXXXXX | XXXXXX | XXXXXX | XXXXXX | XXXXXX | XXXXXX | XXXXXX | XXXXXX | XXXXXX | XXXXXX | XXXXXX | XXXXXX | XXXXXX | XXXXXX | XXXXXX | XXXXXX | XXXXXX | XXXXXX | XXXXXX
|  | XXXXXX | XXXXXX | XXXXXX | XXXXXX | XXXXXX | XXXXXX | XXXXXX | XXXXXX | XXXXXX | XXXXXX | XXXXXX | XXXXXX | XXXXXX | XXXXXX | XXXXXX | XXXXXX | XXXXXX | XXXXXX | XXXXXX | XXXXXX | XXXXXX | XXXXXX | XXXXXX | XXXXXX | XXXXXX | XXXXXX | XXXXXX | XXXXXX | XXXXXX
|  | XXXXXX | XXXXXX | XXXXXX | XXXXXX | XXXXXX | XXXXXX | XXXXXX | XXXXXX | XXXXXX | XXXXXX | XXXXXX | XXXXXX | XXXXXX | XXXXXX | XXXXXX | XXXXXX | XXXXXX | XXXXXX | XXXXXX | XXXXXX | XXXXXX | XXXXXX | XXXXXX | XXXXXX | XXXXXX | XXXXXX | XXXXXX | XXXXXX | XXXXXX
|  | XXXXXX | XXXXXX | XXXXXX | XXXXXX | XXXXXX | XXXXXX | XXXXXX | XXXXXX | XXXXXX | XXXXXX | XXXXXX | XXXXXX | XXXXXX | XXXXXX | XXXXXX | XXXXXX | XXXXXX | XXXXXX | XXXXXX | XXXXXX | XXXXXX | XXXXXX | XXXXXX | XXXXXX | XXXXXX | XXXXXX | XXXXXX | XXXXXX | XXXXXX
| GAS | XXXXXX | XXXXXX | XXXXXX | XXXXXX | XXXXXX | XXXXXX | XXXXXX | XXXXXX | XXXXXX | XXXXXX | XXXXXX | XXXXXX | XXXXXX | XXXXXX | XXXXXX | XXXXXX | XXXXXX | XXXXXX | XXXXXX | XXXXXX | XXXXXX | XXXXXX | XXXXXX | XXXXXX | XXXXXX | XXXXXX | XXXXXX | XXXXXX | XXXXXX
| Gas Installation | XXXXXX | XXXXXX | XXXXXX | XXXXXX | XXXXXX | XXXXXX | XXXXXX | XXXXXX | XXXXXX | XXXXXX | XXXXXX | XXXXXX | XXXXXX | XXXXXX | XXXXXX | XXXXXX | XXXXXX | XXXXXX | XXXXXX | XXXXXX | XXXXXX | XXXXXX | XXXXXX | XXXXXX | XXXXXX | XXXXXX | XXXXXX | XXXXXX | XXXXXX
| Residential | XXXXXX | XXXXXX | XXXXXX | XXXXXX | XXXXXX | XXXXXX | XXXXXX | XXXXXX | XXXXXX | XXXXXX | XXXXXX | XXXXXX | XXXXXX | XXXXXX | XXXXXX | XXXXXX | XXXXXX | XXXXXX | XXXXXX | XXXXXX | XXXXXX | XXXXXX | XXXXXX | XXXXXX | XXXXXX | XXXXXX | XXXXXX | XXXXXX | XXXXXX
| Commercial | XXXXXX | XXXXXX | XXXXXX | XXXXXX | XXXXXX | XXXXXX | XXXXXX | XXXXXX | XXXXXX | XXXXXX | XXXXXX | XXXXXX | XXXXXX | XXXXXX | XXXXXX | XXXXXX | XXXXXX | XXXXXX | XXXXXX | XXXXXX | XXXXXX | XXXXXX | XXXXXX | XXXXXX | XXXXXX | XXXXXX | XXXXXX | XXXXXX | XXXXXX
| Industrial | XXXXXX | XXXXXX | XXXXXX | XXXXXX | XXXXXX | XXXXXX | XXXXXX | XXXXXX | XXXXXX | XXXXXX | XXXXXX | XXXXXX | XXXXXX | XXXXXX | XXXXXX | XXXXXX | XXXXXX | XXXXXX | XXXXXX | XXXXXX | XXXXXX | XXXXXX | XXXXXX | XXXXXX | XXXXXX | XXXXXX | XXXXXX | XXXXXX | XXXXXX
| Weighted Customer Average | XXXXXX | XXXXXX | XXXXXX | XXXXXX | XXXXXX | XXXXXX | XXXXXX | XXXXXX | XXXXXX | XXXXXX | XXXXXX | XXXXXX | XXXXXX | XXXXXX | XXXXXX | XXXXXX | XXXXXX | XXXXXX | XXXXXX | XXXXXX | XXXXXX | XXXXXX | XXXXXX | XXXXXX | XXXXXX | XXXXXX | XXXXXX | XXXXXX | XXXXXX
|  | XXXXXX | XXXXXX | XXXXXX | XXXXXX | XXXXXX | XXXXXX | XXXXXX | XXXXXX | XXXXXX | XXXXXX | XXXXXX | XXXXXX | XXXXXX | XXXXXX | XXXXXX | XXXXXX | XXXXXX | XXXXXX | XXXXXX | XXXXXX | XXXXXX | XXXXXX | XXXXXX | XXXXXX | XXXXXX | XXXXXX | XXXXXX | XXXXXX | XXXXXX
| Gas Removal | XXXXXX | XXXXXX | XXXXXX | XXXXXX | XXXXXX | XXXXXX | XXXXXX | XXXXXX | XXXXXX | XXXXXX | XXXXXX | XXXXXX | XXXXXX | XXXXXX | XXXXXX | XXXXXX | XXXXXX | XXXXXX | XXXXXX | XXXXXX | XXXXXX | XXXXXX | XXXXXX | XXXXXX | XXXXXX | XXXXXX | XXXXXX | XXXXXX | XXXXXX
| Residential | XXXXXX | XXXXXX | XXXXXX | XXXXXX | XXXXXX | XXXXXX | XXXXXX | XXXXXX | XXXXXX | XXXXXX | XXXXXX | XXXXXX | XXXXXX | XXXXXX | XXXXXX | XXXXXX | XXXXXX | XXXXXX | XXXXXX | XXXXXX | XXXXXX | XXXXXX | XXXXXX | XXXXXX | XXXXXX | XXXXXX | XXXXXX | XXXXXX | XXXXXX
| Commercial | XXXXXX | XXXXXX | XXXXXX | XXXXXX | XXXXXX | XXXXXX | XXXXXX | XXXXXX | XXXXXX | XXXXXX | XXXXXX | XXXXXX | XXXXXX | XXXXXX | XXXXXX | XXXXXX | XXXXXX | XXXXXX | XXXXXX | XXXXXX | XXXXXX | XXXXXX | XXXXXX | XXXXXX | XXXXXX | XXXXXX | XXXXXX | XXXXXX | XXXXXX
| Industrial | XXXXXX | XXXXXX | XXXXXX | XXXXXX | XXXXXX | XXXXXX | XXXXXX | XXXXXX | XXXXXX | XXXXXX | XXXXXX | XXXXXX | XXXXXX | XXXXXX | XXXXXX | XXXXXX | XXXXXX | XXXXXX | XXXXXX | XXXXXX | XXXXXX | XXXXXX | XXXXXX | XXXXXX | XXXXXX | XXXXXX | XXXXXX | XXXXXX | XXXXXX
| Weighted Customer Average | XXXXXX | XXXXXX | XXXXXX | XXXXXX | XXXXXX | XXXXXX | XXXXXX | XXXXXX | XXXXXX | XXXXXX | XXXXXX | XXXXXX | XXXXXX | XXXXXX | XXXXXX | XXXXXX | XXXXXX | XXXXXX | XXXXXX | XXXXXX | XXXXXX | XXXXXX | XXXXXX | XXXXXX | XXXXXX | XXXXXX | XXXXXX | XXXXXX | XXXXXX
|  | XXXXXX | XXXXXX | XXXXXX | XXXXXX | XXXXXX | XXXXXX | XXXXXX | XXXXXX | XXXXXX | XXXXXX | XXXXXX | XXXXXX | XXXXXX | XXXXXX | XXXXXX | XXXXXX | XXXXXX | XXXXXX | XXXXXX | XXXXXX | XXXXXX | XXXXXX | XXXXXX | XXXXXX | XXXXXX | XXXXXX | XXXXXX | XXXXXX | XXXXXX
| Gas Meter Exchange Weighted Customer Average | XXXXXX | XXXXXX | XXXXXX | XXXXXX | XXXXXX | XXXXXX | XXXXXX | XXXXXX | XXXXXX | XXXXXX | XXXXXX | XXXXXX | XXXXXX | XXXXXX | XXXXXX | XXXXXX | XXXXXX | XXXXXX | XXXXXX | XXXXXX | XXXXXX | XXXXXX | XXXXXX | XXXXXX | XXXXXX | XXXXXX | XXXXXX | XXXXXX | XXXXXX
|  | XXXXXX | XXXXXX | XXXXXX | XXXXXX | XXXXXX | XXXXXX | XXXXXX | XXXXXX | XXXXXX | XXXXXX | XXXXXX | XXXXXX | XXXXXX | XXXXXX | XXXXXX | XXXXXX | XXXXXX | XXXXXX | XXXXXX | XXXXXX | XXXXXX | XXXXXX | XXXXXX | XXXXXX | XXXXXX | XXXXXX | XXXXXX | XXXXXX | XXXXXX
| Gas Module Exchange Labor cost (L+G contracted amount) | XXXXXX | XXXXXX | XXXXXX | XXXXXX | XXXXXX | XXXXXX | XXXXXX | XXXXXX | XXXXXX | XXXXXX | XXXXXX | XXXXXX | XXXXXX | XXXXXX | XXXXXX | XXXXXX | XXXXXX | XXXXXX | XXXXXX | XXXXXX | XXXXXX | XXXXXX | XXXXXX | XXXXXX | XXXXXX | XXXXXX | XXXXXX | XXXXXX | XXXXXX
| Gas Module Exchange Labor cost (PSE labor estimated amount) | XXXXXX | XXXXXX | XXXXXX | XXXXXX | XXXXXX | XXXXXX | XXXXXX | XXXXXX | XXXXXX | XXXXXX | XXXXXX | XXXXXX | XXXXXX | XXXXXX | XXXXXX | XXXXXX | XXXXXX | XXXXXX | XXXXXX | XXXXXX | XXXXXX | XXXXXX | XXXXXX | XXXXXX | XXXXXX | XXXXXX | XXXXXX | XXXXXX | XXXXXX
| FTE to Manage Module Maintenance Flags/Inventory/ Testing (Annual $) | XXXXXX | XXXXXX | XXXXXX | XXXXXX | XXXXXX | XXXXXX | XXXXXX | XXXXXX | XXXXXX | XXXXXX | XXXXXX | XXXXXX | XXXXXX | XXXXXX | XXXXXX | XXXXXX | XXXXXX | XXXXXX | XXXXXX | XXXXXX | XXXXXX | XXXXXX | XXXXXX | XXXXXX | XXXXXX | XXXXXX | XXXXXX | XXXXXX | XXXXXX
| Hybrid AMI ScenarioFTE to Manage Module Maintenance Flags/Inventory/ Testing (Annual $) | XXXXXX | XXXXXX | XXXXXX | XXXXXX | XXXXXX | XXXXXX | XXXXXX | XXXXXX | XXXXXX | XXXXXX | XXXXXX | XXXXXX | XXXXXX | XXXXXX | XXXXXX | XXXXXX | XXXXXX | XXXXXX | XXXXXX | XXXXXX | XXXXXX | XXXXXX | XXXXXX | XXXXXX | XXXXXX | XXXXXX | XXXXXX | XXXXXX | XXXXXX
| Electric Module "Maintenance" | XXXXXX | XXXXXX | XXXXXX | XXXXXX | XXXXXX | XXXXXX | XXXXXX | XXXXXX | XXXXXX | XXXXXX | XXXXXX | XXXXXX | XXXXXX | XXXXXX | XXXXXX | XXXXXX | XXXXXX | XXXXXX | XXXXXX | XXXXXX | XXXXXX | XXXXXX | XXXXXX | XXXXXX | XXXXXX | XXXXXX | XXXXXX | XXXXXX | XXXXXX
| New Electric module purchases for maintenance work | XXXXXX | XXXXXX | XXXXXX | XXXXXX | XXXXXX | XXXXXX | XXXXXX | XXXXXX | XXXXXX | XXXXXX | XXXXXX | XXXXXX | XXXXXX | XXXXXX | XXXXXX | XXXXXX | XXXXXX | XXXXXX | XXXXXX | XXXXXX | XXXXXX | XXXXXX | XXXXXX | XXXXXX | XXXXXX | XXXXXX | XXXXXX | XXXXXX | XXXXXX
|  | XXXXXX | XXXXXX | XXXXXX | XXXXXX | XXXXXX | XXXXXX | XXXXXX | XXXXXX | XXXXXX | XXXXXX | XXXXXX | XXXXXX | XXXXXX | XXXXXX | XXXXXX | XXXXXX | XXXXXX | XXXXXX | XXXXXX | XXXXXX | XXXXXX | XXXXXX | XXXXXX | XXXXXX | XXXXXX | XXXXXX | XXXXXX | XXXXXX | XXXXXX
| AMR Gas Module Maintenance Work | XXXXXX | XXXXXX | XXXXXX | XXXXXX | XXXXXX | XXXXXX | XXXXXX | XXXXXX | XXXXXX | XXXXXX | XXXXXX | XXXXXX | XXXXXX | XXXXXX | XXXXXX | XXXXXX | XXXXXX | XXXXXX | XXXXXX | XXXXXX | XXXXXX | XXXXXX | XXXXXX | XXXXXX | XXXXXX | XXXXXX | XXXXXX | XXXXXX | XXXXXX
| PSE Gas Module Visits | XXXXXX | XXXXXX | XXXXXX | XXXXXX | XXXXXX | XXXXXX | XXXXXX | XXXXXX | XXXXXX | XXXXXX | XXXXXX | XXXXXX | XXXXXX | XXXXXX | XXXXXX | XXXXXX | XXXXXX | XXXXXX | XXXXXX | XXXXXX | XXXXXX | XXXXXX | XXXXXX | XXXXXX | XXXXXX | XXXXXX | XXXXXX | XXXXXX | XXXXXX
| PSE Gas Module Exchange Labor | XXXXXX | XXXXXX | XXXXXX | XXXXXX | XXXXXX | XXXXXX | XXXXXX | XXXXXX | XXXXXX | XXXXXX | XXXXXX | XXXXXX | XXXXXX | XXXXXX | XXXXXX | XXXXXX | XXXXXX | XXXXXX | XXXXXX | XXXXXX | XXXXXX | XXXXXX | XXXXXX | XXXXXX | XXXXXX | XXXXXX | XXXXXX | XXXXXX | XXXXXX
| PSE Gas Module Material Purchases | XXXXXX | XXXXXX | XXXXXX | XXXXXX | XXXXXX | XXXXXX | XXXXXX | XXXXXX | XXXXXX | XXXXXX | XXXXXX | XXXXXX | XXXXXX | XXXXXX | XXXXXX | XXXXXX | XXXXXX | XXXXXX | XXXXXX | XXXXXX | XXXXXX | XXXXXX | XXXXXX | XXXXXX | XXXXXX | XXXXXX | XXXXXX | XXXXXX | XXXXXX
| New (formerly L+G provided) PSE Gas Module Material Purchases | XXXXXX | XXXXXX | XXXXXX | XXXXXX | XXXXXX | XXXXXX | XXXXXX | XXXXXX | XXXXXX | XXXXXX | XXXXXX | XXXXXX | XXXXXX | XXXXXX | XXXXXX | XXXXXX | XXXXXX | XXXXXX | XXXXXX | XXXXXX | XXXXXX | XXXXXX | XXXXXX | XXXXXX | XXXXXX | XXXXXX | XXXXXX | XXXXXX | XXXXXX
| New (formerly L+G provided) Gas Module Exchange Labor with outsourced contractor | XXXXXX | XXXXXX | XXXXXX | XXXXXX | XXXXXX | XXXXXX | XXXXXX | XXXXXX | XXXXXX | XXXXXX | XXXXXX | XXXXXX | XXXXXX | XXXXXX | XXXXXX | XXXXXX | XXXXXX | XXXXXX | XXXXXX | XXXXXX | XXXXXX | XXXXXX | XXXXXX | XXXXXX | XXXXXX | XXXXXX | XXXXXX | XXXXXX | XXXXXX
| New (formerly L+G provided) PSE Gas Module Exchange Labor | XXXXXX | XXXXXX | XXXXXX | XXXXXX | XXXXXX | XXXXXX | XXXXXX | XXXXXX | XXXXXX | XXXXXX | XXXXXX | XXXXXX | XXXXXX | XXXXXX | XXXXXX | XXXXXX | XXXXXX | XXXXXX | XXXXXX | XXXXXX | XXXXXX | XXXXXX | XXXXXX | XXXXXX | XXXXXX | XXXXXX | XXXXXX | XXXXXX | XXXXXX
|  | XXXXXX | XXXXXX | XXXXXX | XXXXXX | XXXXXX | XXXXXX | XXXXXX | XXXXXX | XXXXXX | XXXXXX | XXXXXX | XXXXXX | XXXXXX | XXXXXX | XXXXXX | XXXXXX | XXXXXX | XXXXXX | XXXXXX | XXXXXX | XXXXXX | XXXXXX | XXXXXX | XXXXXX | XXXXXX | XXXXXX | XXXXXX | XXXXXX | XXXXXX
| AMR Gas Module Maintenance Work (Hybrid AMI Scenario) | XXXXXX | XXXXXX | XXXXXX | XXXXXX | XXXXXX | XXXXXX | XXXXXX | XXXXXX | XXXXXX | XXXXXX | XXXXXX | XXXXXX | XXXXXX | XXXXXX | XXXXXX | XXXXXX | XXXXXX | XXXXXX | XXXXXX | XXXXXX | XXXXXX | XXXXXX | XXXXXX | XXXXXX | XXXXXX | XXXXXX | XXXXXX | XXXXXX | XXXXXX
| PSE Gas Module Visits | XXXXXX | XXXXXX | XXXXXX | XXXXXX | XXXXXX | XXXXXX | XXXXXX | XXXXXX | XXXXXX | XXXXXX | XXXXXX | XXXXXX | XXXXXX | XXXXXX | XXXXXX | XXXXXX | XXXXXX | XXXXXX | XXXXXX | XXXXXX | XXXXXX | XXXXXX | XXXXXX | XXXXXX | XXXXXX | XXXXXX | XXXXXX | XXXXXX | XXXXXX
| PSE Gas Module Exchanges | XXXXXX | XXXXXX | XXXXXX | XXXXXX | XXXXXX | XXXXXX | XXXXXX | XXXXXX | XXXXXX | XXXXXX | XXXXXX | XXXXXX | XXXXXX | XXXXXX | XXXXXX | XXXXXX | XXXXXX | XXXXXX | XXXXXX | XXXXXX | XXXXXX | XXXXXX | XXXXXX | XXXXXX | XXXXXX | XXXXXX | XXXXXX | XXXXXX | XXXXXX
| PSE Gas Module Purchases | XXXXXX | XXXXXX | XXXXXX | XXXXXX | XXXXXX | XXXXXX | XXXXXX | XXXXXX | XXXXXX | XXXXXX | XXXXXX | XXXXXX | XXXXXX | XXXXXX | XXXXXX | XXXXXX | XXXXXX | XXXXXX | XXXXXX | XXXXXX | XXXXXX | XXXXXX | XXXXXX | XXXXXX | XXXXXX | XXXXXX | XXXXXX | XXXXXX | XXXXXX
| New PSE Gas Module Purchases | XXXXXX | XXXXXX | XXXXXX | XXXXXX | XXXXXX | XXXXXX | XXXXXX | XXXXXX | XXXXXX | XXXXXX | XXXXXX | XXXXXX | XXXXXX | XXXXXX | XXXXXX | XXXXXX | XXXXXX | XXXXXX | XXXXXX | XXXXXX | XXXXXX | XXXXXX | XXXXXX | XXXXXX | XXXXXX | XXXXXX | XXXXXX | XXXXXX | XXXXXX
| New PSE Gas Module Exchanges | XXXXXX | XXXXXX | XXXXXX | XXXXXX | XXXXXX | XXXXXX | XXXXXX | XXXXXX | XXXXXX | XXXXXX | XXXXXX | XXXXXX | XXXXXX | XXXXXX | XXXXXX | XXXXXX | XXXXXX | XXXXXX | XXXXXX | XXXXXX | XXXXXX | XXXXXX | XXXXXX | XXXXXX | XXXXXX | XXXXXX | XXXXXX | XXXXXX | XXXXXX
|  | XXXXXX | XXXXXX | XXXXXX | XXXXXX | XXXXXX | XXXXXX | XXXXXX | XXXXXX | XXXXXX | XXXXXX | XXXXXX | XXXXXX | XXXXXX | XXXXXX | XXXXXX | XXXXXX | XXXXXX | XXXXXX | XXXXXX | XXXXXX | XXXXXX | XXXXXX | XXXXXX | XXXXXX | XXXXXX | XXXXXX | XXXXXX | XXXXXX | XXXXXX
| Reimbursements | XXXXXX | XXXXXX | XXXXXX | XXXXXX | XXXXXX | XXXXXX | XXXXXX | XXXXXX | XXXXXX | XXXXXX | XXXXXX | XXXXXX | XXXXXX | XXXXXX | XXXXXX | XXXXXX | XXXXXX | XXXXXX | XXXXXX | XXXXXX | XXXXXX | XXXXXX | XXXXXX | XXXXXX | XXXXXX | XXXXXX | XXXXXX | XXXXXX | XXXXXX
| Gas Module and Field Work Reimbursements | XXXXXX | XXXXXX | XXXXXX | XXXXXX | XXXXXX | XXXXXX | XXXXXX | XXXXXX | XXXXXX | XXXXXX | XXXXXX | XXXXXX | XXXXXX | XXXXXX | XXXXXX | XXXXXX | XXXXXX | XXXXXX | XXXXXX | XXXXXX | XXXXXX | XXXXXX | XXXXXX | XXXXXX | XXXXXX | XXXXXX | XXXXXX | XXXXXX | XXXXXX
| Electric Module and Field Work Reimbursements | XXXXXX | XXXXXX | XXXXXX | XXXXXX | XXXXXX | XXXXXX | XXXXXX | XXXXXX | XXXXXX | XXXXXX | XXXXXX | XXXXXX | XXXXXX | XXXXXX | XXXXXX | XXXXXX | XXXXXX | XXXXXX | XXXXXX | XXXXXX | XXXXXX | XXXXXX | XXXXXX | XXXXXX | XXXXXX | XXXXXX | XXXXXX | XXXXXX | XXXXXX
| Meter Shop Reimbursements | XXXXXX | XXXXXX | XXXXXX | XXXXXX | XXXXXX | XXXXXX | XXXXXX | XXXXXX | XXXXXX | XXXXXX | XXXXXX | XXXXXX | XXXXXX | XXXXXX | XXXXXX | XXXXXX | XXXXXX | XXXXXX | XXXXXX | XXXXXX | XXXXXX | XXXXXX | XXXXXX | XXXXXX | XXXXXX | XXXXXX | XXXXXX | XXXXXX | XXXXXX
|  | XXXXXX | XXXXXX | XXXXXX | XXXXXX | XXXXXX | XXXXXX | XXXXXX | XXXXXX | XXXXXX | XXXXXX | XXXXXX | XXXXXX | XXXXXX | XXXXXX | XXXXXX | XXXXXX | XXXXXX | XXXXXX | XXXXXX | XXXXXX | XXXXXX | XXXXXX | XXXXXX | XXXXXX | XXXXXX | XXXXXX | XXXXXX | XXXXXX | XXXXXX
| Gas Battery Program | XXXXXX | XXXXXX | XXXXXX | XXXXXX | XXXXXX | XXXXXX | XXXXXX | XXXXXX | XXXXXX | XXXXXX | XXXXXX | XXXXXX | XXXXXX | XXXXXX | XXXXXX | XXXXXX | XXXXXX | XXXXXX | XXXXXX | XXXXXX | XXXXXX | XXXXXX | XXXXXX | XXXXXX | XXXXXX | XXXXXX | XXXXXX | XXXXXX | XXXXXX
| Cost of Battery Pruchases | XXXXXX | XXXXXX | XXXXXX | XXXXXX | XXXXXX | XXXXXX | XXXXXX | XXXXXX | XXXXXX | XXXXXX | XXXXXX | XXXXXX | XXXXXX | XXXXXX | XXXXXX | XXXXXX | XXXXXX | XXXXXX | XXXXXX | XXXXXX | XXXXXX | XXXXXX | XXXXXX | XXXXXX | XXXXXX | XXXXXX | XXXXXX | XXXXXX | XXXXXX
| Cost of Battery Disposals | XXXXXX | XXXXXX | XXXXXX | XXXXXX | XXXXXX | XXXXXX | XXXXXX | XXXXXX | XXXXXX | XXXXXX | XXXXXX | XXXXXX | XXXXXX | XXXXXX | XXXXXX | XXXXXX | XXXXXX | XXXXXX | XXXXXX | XXXXXX | XXXXXX | XXXXXX | XXXXXX | XXXXXX | XXXXXX | XXXXXX | XXXXXX | XXXXXX | XXXXXX
| Cost of Installations (Labor including overhead) | XXXXXX | XXXXXX | XXXXXX | XXXXXX | XXXXXX | XXXXXX | XXXXXX | XXXXXX | XXXXXX | XXXXXX | XXXXXX | XXXXXX | XXXXXX | XXXXXX | XXXXXX | XXXXXX | XXXXXX | XXXXXX | XXXXXX | XXXXXX | XXXXXX | XXXXXX | XXXXXX | XXXXXX | XXXXXX | XXXXXX | XXXXXX | XXXXXX | XXXXXX
| Honeywell Alternative | XXXXXX | XXXXXX | XXXXXX | XXXXXX | XXXXXX | XXXXXX | XXXXXX | XXXXXX | XXXXXX | XXXXXX | XXXXXX | XXXXXX | XXXXXX | XXXXXX | XXXXXX | XXXXXX | XXXXXX | XXXXXX | XXXXXX | XXXXXX | XXXXXX | XXXXXX | XXXXXX | XXXXXX | XXXXXX | XXXXXX | XXXXXX | XXXXXX | XXXXXX
| Total Cost of Battery Program | XXXXXX | XXXXXX | XXXXXX | XXXXXX | XXXXXX | XXXXXX | XXXXXX | XXXXXX | XXXXXX | XXXXXX | XXXXXX | XXXXXX | XXXXXX | XXXXXX | XXXXXX | XXXXXX | XXXXXX | XXXXXX | XXXXXX | XXXXXX | XXXXXX | XXXXXX | XXXXXX | XXXXXX | XXXXXX | XXXXXX | XXXXXX | XXXXXX | XXXXXX
|  | XXXXXX | XXXXXX | XXXXXX | XXXXXX | XXXXXX | XXXXXX | XXXXXX | XXXXXX | XXXXXX | XXXXXX | XXXXXX | XXXXXX | XXXXXX | XXXXXX | XXXXXX | XXXXXX | XXXXXX | XXXXXX | XXXXXX | XXXXXX | XXXXXX | XXXXXX | XXXXXX | XXXXXX | XXXXXX | XXXXXX | XXXXXX | XXXXXX | XXXXXX
|  | XXXXXX | XXXXXX | XXXXXX | XXXXXX | XXXXXX | XXXXXX | XXXXXX | XXXXXX | XXXXXX | XXXXXX | XXXXXX | XXXXXX | XXXXXX | XXXXXX | XXXXXX | XXXXXX | XXXXXX | XXXXXX | XXXXXX | XXXXXX | XXXXXX | XXXXXX | XXXXXX | XXXXXX | XXXXXX | XXXXXX | XXXXXX | XXXXXX | XXXXXX
| Network Maintenance | XXXXXX | XXXXXX | XXXXXX | XXXXXX | XXXXXX | XXXXXX | XXXXXX | XXXXXX | XXXXXX | XXXXXX | XXXXXX | XXXXXX | XXXXXX | XXXXXX | XXXXXX | XXXXXX | XXXXXX | XXXXXX | XXXXXX | XXXXXX | XXXXXX | XXXXXX | XXXXXX | XXXXXX | XXXXXX | XXXXXX | XXXXXX | XXXXXX | XXXXXX
|  | XXXXXX | XXXXXX | XXXXXX | XXXXXX | XXXXXX | XXXXXX | XXXXXX | XXXXXX | XXXXXX | XXXXXX | XXXXXX | XXXXXX | XXXXXX | XXXXXX | XXXXXX | XXXXXX | XXXXXX | XXXXXX | XXXXXX | XXXXXX | XXXXXX | XXXXXX | XXXXXX | XXXXXX | XXXXXX | XXXXXX | XXXXXX | XXXXXX | XXXXXX
| AMR Network Maintenance Prices and Assumptions | XXXXXX | XXXXXX | XXXXXX | XXXXXX | XXXXXX | XXXXXX | XXXXXX | XXXXXX | XXXXXX | XXXXXX | XXXXXX | XXXXXX | XXXXXX | XXXXXX | XXXXXX | XXXXXX | XXXXXX | XXXXXX | XXXXXX | XXXXXX | XXXXXX | XXXXXX | XXXXXX | XXXXXX | XXXXXX | XXXXXX | XXXXXX | XXXXXX | XXXXXX
| Network Construction Management-0 per contract | XXXXXX | XXXXXX | XXXXXX | XXXXXX | XXXXXX | XXXXXX | XXXXXX | XXXXXX | XXXXXX | XXXXXX | XXXXXX | XXXXXX | XXXXXX | XXXXXX | XXXXXX | XXXXXX | XXXXXX | XXXXXX | XXXXXX | XXXXXX | XXXXXX | XXXXXX | XXXXXX | XXXXXX | XXXXXX | XXXXXX | XXXXXX | XXXXXX | XXXXXX
| Network Maintenance Management (0 per Charlie Seese) | XXXXXX | XXXXXX | XXXXXX | XXXXXX | XXXXXX | XXXXXX | XXXXXX | XXXXXX | XXXXXX | XXXXXX | XXXXXX | XXXXXX | XXXXXX | XXXXXX | XXXXXX | XXXXXX | XXXXXX | XXXXXX | XXXXXX | XXXXXX | XXXXXX | XXXXXX | XXXXXX | XXXXXX | XXXXXX | XXXXXX | XXXXXX | XXXXXX | XXXXXX
| CM Field Visit Price | XXXXXX | XXXXXX | XXXXXX | XXXXXX | XXXXXX | XXXXXX | XXXXXX | XXXXXX | XXXXXX | XXXXXX | XXXXXX | XXXXXX | XXXXXX | XXXXXX | XXXXXX | XXXXXX | XXXXXX | XXXXXX | XXXXXX | XXXXXX | XXXXXX | XXXXXX | XXXXXX | XXXXXX | XXXXXX | XXXXXX | XXXXXX | XXXXXX | XXXXXX
| MCC Field Visit Price | XXXXXX | XXXXXX | XXXXXX | XXXXXX | XXXXXX | XXXXXX | XXXXXX | XXXXXX | XXXXXX | XXXXXX | XXXXXX | XXXXXX | XXXXXX | XXXXXX | XXXXXX | XXXXXX | XXXXXX | XXXXXX | XXXXXX | XXXXXX | XXXXXX | XXXXXX | XXXXXX | XXXXXX | XXXXXX | XXXXXX | XXXXXX | XXXXXX | XXXXXX
| CM Preventive Maintenance Visit Price | XXXXXX | XXXXXX | XXXXXX | XXXXXX | XXXXXX | XXXXXX | XXXXXX | XXXXXX | XXXXXX | XXXXXX | XXXXXX | XXXXXX | XXXXXX | XXXXXX | XXXXXX | XXXXXX | XXXXXX | XXXXXX | XXXXXX | XXXXXX | XXXXXX | XXXXXX | XXXXXX | XXXXXX | XXXXXX | XXXXXX | XXXXXX | XXXXXX | XXXXXX
| CM Installation Price | XXXXXX | XXXXXX | XXXXXX | XXXXXX | XXXXXX | XXXXXX | XXXXXX | XXXXXX | XXXXXX | XXXXXX | XXXXXX | XXXXXX | XXXXXX | XXXXXX | XXXXXX | XXXXXX | XXXXXX | XXXXXX | XXXXXX | XXXXXX | XXXXXX | XXXXXX | XXXXXX | XXXXXX | XXXXXX | XXXXXX | XXXXXX | XXXXXX | XXXXXX
| Mcc Installation Price | XXXXXX | XXXXXX | XXXXXX | XXXXXX | XXXXXX | XXXXXX | XXXXXX | XXXXXX | XXXXXX | XXXXXX | XXXXXX | XXXXXX | XXXXXX | XXXXXX | XXXXXX | XXXXXX | XXXXXX | XXXXXX | XXXXXX | XXXXXX | XXXXXX | XXXXXX | XXXXXX | XXXXXX | XXXXXX | XXXXXX | XXXXXX | XXXXXX | XXXXXX
| Price Cellmasters (TOPs) | XXXXXX | XXXXXX | XXXXXX | XXXXXX | XXXXXX | XXXXXX | XXXXXX | XXXXXX | XXXXXX | XXXXXX | XXXXXX | XXXXXX | XXXXXX | XXXXXX | XXXXXX | XXXXXX | XXXXXX | XXXXXX | XXXXXX | XXXXXX | XXXXXX | XXXXXX | XXXXXX | XXXXXX | XXXXXX | XXXXXX | XXXXXX | XXXXXX | XXXXXX
| Price MCC's (Concentrators) | XXXXXX | XXXXXX | XXXXXX | XXXXXX | XXXXXX | XXXXXX | XXXXXX | XXXXXX | XXXXXX | XXXXXX | XXXXXX | XXXXXX | XXXXXX | XXXXXX | XXXXXX | XXXXXX | XXXXXX | XXXXXX | XXXXXX | XXXXXX | XXXXXX | XXXXXX | XXXXXX | XXXXXX | XXXXXX | XXXXXX | XXXXXX | XXXXXX | XXXXXX
| Cellmaster annual visits free (TOP) (% of device population) | XXXXXX | XXXXXX | XXXXXX | XXXXXX | XXXXXX | XXXXXX | XXXXXX | XXXXXX | XXXXXX | XXXXXX | XXXXXX | XXXXXX | XXXXXX | XXXXXX | XXXXXX | XXXXXX | XXXXXX | XXXXXX | XXXXXX | XXXXXX | XXXXXX | XXXXXX | XXXXXX | XXXXXX | XXXXXX | XXXXXX | XXXXXX | XXXXXX | XXXXXX
| MCC annual visits free (Concentrator) (% of device population) | XXXXXX | XXXXXX | XXXXXX | XXXXXX | XXXXXX | XXXXXX | XXXXXX | XXXXXX | XXXXXX | XXXXXX | XXXXXX | XXXXXX | XXXXXX | XXXXXX | XXXXXX | XXXXXX | XXXXXX | XXXXXX | XXXXXX | XXXXXX | XXXXXX | XXXXXX | XXXXXX | XXXXXX | XXXXXX | XXXXXX | XXXXXX | XXXXXX | XXXXXX
| Manual Meter Read ($/read/month) | XXXXXX | XXXXXX | XXXXXX | XXXXXX | XXXXXX | XXXXXX | XXXXXX | XXXXXX | XXXXXX | XXXXXX | XXXXXX | XXXXXX | XXXXXX | XXXXXX | XXXXXX | XXXXXX | XXXXXX | XXXXXX | XXXXXX | XXXXXX | XXXXXX | XXXXXX | XXXXXX | XXXXXX | XXXXXX | XXXXXX | XXXXXX | XXXXXX | XXXXXX
|  | XXXXXX | XXXXXX | XXXXXX | XXXXXX | XXXXXX | XXXXXX | XXXXXX | XXXXXX | XXXXXX | XXXXXX | XXXXXX | XXXXXX | XXXXXX | XXXXXX | XXXXXX | XXXXXX | XXXXXX | XXXXXX | XXXXXX | XXXXXX | XXXXXX | XXXXXX | XXXXXX | XXXXXX | XXXXXX | XXXXXX | XXXXXX | XXXXXX | XXXXXX
| Backhaul and FCC Costs | XXXXXX | XXXXXX | XXXXXX | XXXXXX | XXXXXX | XXXXXX | XXXXXX | XXXXXX | XXXXXX | XXXXXX | XXXXXX | XXXXXX | XXXXXX | XXXXXX | XXXXXX | XXXXXX | XXXXXX | XXXXXX | XXXXXX | XXXXXX | XXXXXX | XXXXXX | XXXXXX | XXXXXX | XXXXXX | XXXXXX | XXXXXX | XXXXXX | XXXXXX
| Backhaul (Data Costs) | XXXXXX | XXXXXX | XXXXXX | XXXXXX | XXXXXX | XXXXXX | XXXXXX | XXXXXX | XXXXXX | XXXXXX | XXXXXX | XXXXXX | XXXXXX | XXXXXX | XXXXXX | XXXXXX | XXXXXX | XXXXXX | XXXXXX | XXXXXX | XXXXXX | XXXXXX | XXXXXX | XXXXXX | XXXXXX | XXXXXX | XXXXXX | XXXXXX | XXXXXX
| Backhaul (Management) | XXXXXX | XXXXXX | XXXXXX | XXXXXX | XXXXXX | XXXXXX | XXXXXX | XXXXXX | XXXXXX | XXXXXX | XXXXXX | XXXXXX | XXXXXX | XXXXXX | XXXXXX | XXXXXX | XXXXXX | XXXXXX | XXXXXX | XXXXXX | XXXXXX | XXXXXX | XXXXXX | XXXXXX | XXXXXX | XXXXXX | XXXXXX | XXXXXX | XXXXXX
| PSE processing backhaul bills | XXXXXX | XXXXXX | XXXXXX | XXXXXX | XXXXXX | XXXXXX | XXXXXX | XXXXXX | XXXXXX | XXXXXX | XXXXXX | XXXXXX | XXXXXX | XXXXXX | XXXXXX | XXXXXX | XXXXXX | XXXXXX | XXXXXX | XXXXXX | XXXXXX | XXXXXX | XXXXXX | XXXXXX | XXXXXX | XXXXXX | XXXXXX | XXXXXX | XXXXXX
| PSE Add'l Network Costs | XXXXXX | XXXXXX | XXXXXX | XXXXXX | XXXXXX | XXXXXX | XXXXXX | XXXXXX | XXXXXX | XXXXXX | XXXXXX | XXXXXX | XXXXXX | XXXXXX | XXXXXX | XXXXXX | XXXXXX | XXXXXX | XXXXXX | XXXXXX | XXXXXX | XXXXXX | XXXXXX | XXXXXX | XXXXXX | XXXXXX | XXXXXX | XXXXXX | XXXXXX
| FCC License Renewal Costs | XXXXXX | XXXXXX | XXXXXX | XXXXXX | XXXXXX | XXXXXX | XXXXXX | XXXXXX | XXXXXX | XXXXXX | XXXXXX | XXXXXX | XXXXXX | XXXXXX | XXXXXX | XXXXXX | XXXXXX | XXXXXX | XXXXXX | XXXXXX | XXXXXX | XXXXXX | XXXXXX | XXXXXX | XXXXXX | XXXXXX | XXXXXX | XXXXXX | XXXXXX
| FCC Transfer Cost | XXXXXX | XXXXXX | XXXXXX | XXXXXX | XXXXXX | XXXXXX | XXXXXX | XXXXXX | XXXXXX | XXXXXX | XXXXXX | XXXXXX | XXXXXX | XXXXXX | XXXXXX | XXXXXX | XXXXXX | XXXXXX | XXXXXX | XXXXXX | XXXXXX | XXXXXX | XXXXXX | XXXXXX | XXXXXX | XXXXXX | XXXXXX | XXXXXX | XXXXXX
|  | XXXXXX | XXXXXX | XXXXXX | XXXXXX | XXXXXX | XXXXXX | XXXXXX | XXXXXX | XXXXXX | XXXXXX | XXXXXX | XXXXXX | XXXXXX | XXXXXX | XXXXXX | XXXXXX | XXXXXX | XXXXXX | XXXXXX | XXXXXX | XXXXXX | XXXXXX | XXXXXX | XXXXXX | XXXXXX | XXXXXX | XXXXXX | XXXXXX | XXXXXX
| OVERHEAD | XXXXXX | XXXXXX | XXXXXX | XXXXXX | XXXXXX | XXXXXX | XXXXXX | XXXXXX | XXXXXX | XXXXXX | XXXXXX | XXXXXX | XXXXXX | XXXXXX | XXXXXX | XXXXXX | XXXXXX | XXXXXX | XXXXXX | XXXXXX | XXXXXX | XXXXXX | XXXXXX | XXXXXX | XXXXXX | XXXXXX | XXXXXX | XXXXXX | XXXXXX
| Project Manager for L+G transition (1 FTE for 1 year, split over 2 years) | XXXXXX | XXXXXX | XXXXXX | XXXXXX | XXXXXX | XXXXXX | XXXXXX | XXXXXX | XXXXXX | XXXXXX | XXXXXX | XXXXXX | XXXXXX | XXXXXX | XXXXXX | XXXXXX | XXXXXX | XXXXXX | XXXXXX | XXXXXX | XXXXXX | XXXXXX | XXXXXX | XXXXXX | XXXXXX | XXXXXX | XXXXXX | XXXXXX | XXXXXX
| Unmetered energy (currently billed to L+G) | XXXXXX | XXXXXX | XXXXXX | XXXXXX | XXXXXX | XXXXXX | XXXXXX | XXXXXX | XXXXXX | XXXXXX | XXXXXX | XXXXXX | XXXXXX | XXXXXX | XXXXXX | XXXXXX | XXXXXX | XXXXXX | XXXXXX | XXXXXX | XXXXXX | XXXXXX | XXXXXX | XXXXXX | XXXXXX | XXXXXX | XXXXXX | XXXXXX | XXXXXX
| Unmetered energy (PSE needs to pay to other utilities) | XXXXXX | XXXXXX | XXXXXX | XXXXXX | XXXXXX | XXXXXX | XXXXXX | XXXXXX | XXXXXX | XXXXXX | XXXXXX | XXXXXX | XXXXXX | XXXXXX | XXXXXX | XXXXXX | XXXXXX | XXXXXX | XXXXXX | XXXXXX | XXXXXX | XXXXXX | XXXXXX | XXXXXX | XXXXXX | XXXXXX | XXXXXX | XXXXXX | XXXXXX
| Electric Meter Commodities and Standards Engineering | XXXXXX | XXXXXX | XXXXXX | XXXXXX | XXXXXX | XXXXXX | XXXXXX | XXXXXX | XXXXXX | XXXXXX | XXXXXX | XXXXXX | XXXXXX | XXXXXX | XXXXXX | XXXXXX | XXXXXX | XXXXXX | XXXXXX | XXXXXX | XXXXXX | XXXXXX | XXXXXX | XXXXXX | XXXXXX | XXXXXX | XXXXXX | XXXXXX | XXXXXX
| Gas Module Specification | XXXXXX | XXXXXX | XXXXXX | XXXXXX | XXXXXX | XXXXXX | XXXXXX | XXXXXX | XXXXXX | XXXXXX | XXXXXX | XXXXXX | XXXXXX | XXXXXX | XXXXXX | XXXXXX | XXXXXX | XXXXXX | XXXXXX | XXXXXX | XXXXXX | XXXXXX | XXXXXX | XXXXXX | XXXXXX | XXXXXX | XXXXXX | XXXXXX | XXXXXX
|  | XXXXXX | XXXXXX | XXXXXX | XXXXXX | XXXXXX | XXXXXX | XXXXXX | XXXXXX | XXXXXX | XXXXXX | XXXXXX | XXXXXX | XXXXXX | XXXXXX | XXXXXX | XXXXXX | XXXXXX | XXXXXX | XXXXXX | XXXXXX | XXXXXX | XXXXXX | XXXXXX | XXXXXX | XXXXXX | XXXXXX | XXXXXX | XXXXXX | XXXXXX
|  | XXXXXX | XXXXXX | XXXXXX | XXXXXX | XXXXXX | XXXXXX | XXXXXX | XXXXXX | XXXXXX | XXXXXX | XXXXXX | XXXXXX | XXXXXX | XXXXXX | XXXXXX | XXXXXX | XXXXXX | XXXXXX | XXXXXX | XXXXXX | XXXXXX | XXXXXX | XXXXXX | XXXXXX | XXXXXX | XXXXXX | XXXXXX | XXXXXX | XXXXXX
|  | XXXXXX | XXXXXX | XXXXXX | XXXXXX | XXXXXX | XXXXXX | XXXXXX | XXXXXX | XXXXXX | XXXXXX | XXXXXX | XXXXXX | XXXXXX | XXXXXX | XXXXXX | XXXXXX | XXXXXX | XXXXXX | XXXXXX | XXXXXX | XXXXXX | XXXXXX | XXXXXX | XXXXXX | XXXXXX | XXXXXX | XXXXXX | XXXXXX | XXXXXX
| POLE ATTACHMENTS | XXXXXX | XXXXXX | XXXXXX | XXXXXX | XXXXXX | XXXXXX | XXXXXX | XXXXXX | XXXXXX | XXXXXX | XXXXXX | XXXXXX | XXXXXX | XXXXXX | XXXXXX | XXXXXX | XXXXXX | XXXXXX | XXXXXX | XXXXXX | XXXXXX | XXXXXX | XXXXXX | XXXXXX | XXXXXX | XXXXXX | XXXXXX | XXXXXX | XXXXXX
| Resource to Manage Pole Attachments | XXXXXX | XXXXXX | XXXXXX | XXXXXX | XXXXXX | XXXXXX | XXXXXX | XXXXXX | XXXXXX | XXXXXX | XXXXXX | XXXXXX | XXXXXX | XXXXXX | XXXXXX | XXXXXX | XXXXXX | XXXXXX | XXXXXX | XXXXXX | XXXXXX | XXXXXX | XXXXXX | XXXXXX | XXXXXX | XXXXXX | XXXXXX | XXXXXX | XXXXXX
| 3rd Party Pole Attachment Leases Estimate | XXXXXX | XXXXXX | XXXXXX | XXXXXX | XXXXXX | XXXXXX | XXXXXX | XXXXXX | XXXXXX | XXXXXX | XXXXXX | XXXXXX | XXXXXX | XXXXXX | XXXXXX | XXXXXX | XXXXXX | XXXXXX | XXXXXX | XXXXXX | XXXXXX | XXXXXX | XXXXXX | XXXXXX | XXXXXX | XXXXXX | XXXXXX | XXXXXX | XXXXXX
|  | XXXXXX | XXXXXX | XXXXXX | XXXXXX | XXXXXX | XXXXXX | XXXXXX | XXXXXX | XXXXXX | XXXXXX | XXXXXX | XXXXXX | XXXXXX | XXXXXX | XXXXXX | XXXXXX | XXXXXX | XXXXXX | XXXXXX | XXXXXX | XXXXXX | XXXXXX | XXXXXX | XXXXXX | XXXXXX | XXXXXX | XXXXXX | XXXXXX | XXXXXX
| Performance Analysis (Customer Services expenses, dataraker) | XXXXXX | XXXXXX | XXXXXX | XXXXXX | XXXXXX | XXXXXX | XXXXXX | XXXXXX | XXXXXX | XXXXXX | XXXXXX | XXXXXX | XXXXXX | XXXXXX | XXXXXX | XXXXXX | XXXXXX | XXXXXX | XXXXXX | XXXXXX | XXXXXX | XXXXXX | XXXXXX | XXXXXX | XXXXXX | XXXXXX | XXXXXX | XXXXXX | XXXXXX
|  | XXXXXX | XXXXXX | XXXXXX | XXXXXX | XXXXXX | XXXXXX | XXXXXX | XXXXXX | XXXXXX | XXXXXX | XXXXXX | XXXXXX | XXXXXX | XXXXXX | XXXXXX | XXXXXX | XXXXXX | XXXXXX | XXXXXX | XXXXXX | XXXXXX | XXXXXX | XXXXXX | XXXXXX | XXXXXX | XXXXXX | XXXXXX | XXXXXX | XXXXXX
|  | XXXXXX | XXXXXX | XXXXXX | XXXXXX | XXXXXX | XXXXXX | XXXXXX | XXXXXX | XXXXXX | XXXXXX | XXXXXX | XXXXXX | XXXXXX | XXXXXX | XXXXXX | XXXXXX | XXXXXX | XXXXXX | XXXXXX | XXXXXX | XXXXXX | XXXXXX | XXXXXX | XXXXXX | XXXXXX | XXXXXX | XXXXXX | XXXXXX | XXXXXX
| Meter Shop Annual Expenses | XXXXXX | XXXXXX | XXXXXX | XXXXXX | XXXXXX | XXXXXX | XXXXXX | XXXXXX | XXXXXX | XXXXXX | XXXXXX | XXXXXX | XXXXXX | XXXXXX | XXXXXX | XXXXXX | XXXXXX | XXXXXX | XXXXXX | XXXXXX | XXXXXX | XXXXXX | XXXXXX | XXXXXX | XXXXXX | XXXXXX | XXXXXX | XXXXXX | XXXXXX
| Customer Service Expenses | XXXXXX | XXXXXX | XXXXXX | XXXXXX | XXXXXX | XXXXXX | XXXXXX | XXXXXX | XXXXXX | XXXXXX | XXXXXX | XXXXXX | XXXXXX | XXXXXX | XXXXXX | XXXXXX | XXXXXX | XXXXXX | XXXXXX | XXXXXX | XXXXXX | XXXXXX | XXXXXX | XXXXXX | XXXXXX | XXXXXX | XXXXXX | XXXXXX | XXXXXX
| DataRaker (Cost is per meter per month) | XXXXXX | XXXXXX | XXXXXX | XXXXXX | XXXXXX | XXXXXX | XXXXXX | XXXXXX | XXXXXX | XXXXXX | XXXXXX | XXXXXX | XXXXXX | XXXXXX | XXXXXX | XXXXXX | XXXXXX | XXXXXX | XXXXXX | XXXXXX | XXXXXX | XXXXXX | XXXXXX | XXXXXX | XXXXXX | XXXXXX | XXXXXX | XXXXXX | XXXXXX
| DataRaker Reimbursement | XXXXXX | XXXXXX | XXXXXX | XXXXXX | XXXXXX | XXXXXX | XXXXXX | XXXXXX | XXXXXX | XXXXXX | XXXXXX | XXXXXX | XXXXXX | XXXXXX | XXXXXX | XXXXXX | XXXXXX | XXXXXX | XXXXXX | XXXXXX | XXXXXX | XXXXXX | XXXXXX | XXXXXX | XXXXXX | XXXXXX | XXXXXX | XXXXXX | XXXXXX
| Downtime and Outage Expenses | XXXXXX | XXXXXX | XXXXXX | XXXXXX | XXXXXX | XXXXXX | XXXXXX | XXXXXX | XXXXXX | XXXXXX | XXXXXX | XXXXXX | XXXXXX | XXXXXX | XXXXXX | XXXXXX | XXXXXX | XXXXXX | XXXXXX | XXXXXX | XXXXXX | XXXXXX | XXXXXX | XXXXXX | XXXXXX | XXXXXX | XXXXXX | XXXXXX | XXXXXX
| 4 FTE Analysts/Engineers | XXXXXX | XXXXXX | XXXXXX | XXXXXX | XXXXXX | XXXXXX | XXXXXX | XXXXXX | XXXXXX | XXXXXX | XXXXXX | XXXXXX | XXXXXX | XXXXXX | XXXXXX | XXXXXX | XXXXXX | XXXXXX | XXXXXX | XXXXXX | XXXXXX | XXXXXX | XXXXXX | XXXXXX | XXXXXX | XXXXXX | XXXXXX | XXXXXX | XXXXXX
| 2 FTE Corporate Managers | XXXXXX | XXXXXX | XXXXXX | XXXXXX | XXXXXX | XXXXXX | XXXXXX | XXXXXX | XXXXXX | XXXXXX | XXXXXX | XXXXXX | XXXXXX | XXXXXX | XXXXXX | XXXXXX | XXXXXX | XXXXXX | XXXXXX | XXXXXX | XXXXXX | XXXXXX | XXXXXX | XXXXXX | XXXXXX | XXXXXX | XXXXXX | XXXXXX | XXXXXX
| Technology training - Field (8hr day 2x/year - 12 people) Field O&M | XXXXXX | XXXXXX | XXXXXX | XXXXXX | XXXXXX | XXXXXX | XXXXXX | XXXXXX | XXXXXX | XXXXXX | XXXXXX | XXXXXX | XXXXXX | XXXXXX | XXXXXX | XXXXXX | XXXXXX | XXXXXX | XXXXXX | XXXXXX | XXXXXX | XXXXXX | XXXXXX | XXXXXX | XXXXXX | XXXXXX | XXXXXX | XXXXXX | XXXXXX
| EA Annual Maintenance Fee | XXXXXX | XXXXXX | XXXXXX | XXXXXX | XXXXXX | XXXXXX | XXXXXX | XXXXXX | XXXXXX | XXXXXX | XXXXXX | XXXXXX | XXXXXX | XXXXXX | XXXXXX | XXXXXX | XXXXXX | XXXXXX | XXXXXX | XXXXXX | XXXXXX | XXXXXX | XXXXXX | XXXXXX | XXXXXX | XXXXXX | XXXXXX | XXXXXX | XXXXXX
| Server Hardware and Software Maintenance Analyst | XXXXXX | XXXXXX | XXXXXX | XXXXXX | XXXXXX | XXXXXX | XXXXXX | XXXXXX | XXXXXX | XXXXXX | XXXXXX | XXXXXX | XXXXXX | XXXXXX | XXXXXX | XXXXXX | XXXXXX | XXXXXX | XXXXXX | XXXXXX | XXXXXX | XXXXXX | XXXXXX | XXXXXX | XXXXXX | XXXXXX | XXXXXX | XXXXXX | XXXXXX
| Total Performance Costs | XXXXXX | XXXXXX | XXXXXX | XXXXXX | XXXXXX | XXXXXX | XXXXXX | XXXXXX | XXXXXX | XXXXXX | XXXXXX | XXXXXX | XXXXXX | XXXXXX | XXXXXX | XXXXXX | XXXXXX | XXXXXX | XXXXXX | XXXXXX | XXXXXX | XXXXXX | XXXXXX | XXXXXX | XXXXXX | XXXXXX | XXXXXX | XXXXXX | XXXXXX
|  | XXXXXX | XXXXXX | XXXXXX | XXXXXX | XXXXXX | XXXXXX | XXXXXX | XXXXXX | XXXXXX | XXXXXX | XXXXXX | XXXXXX | XXXXXX | XXXXXX | XXXXXX | XXXXXX | XXXXXX | XXXXXX | XXXXXX | XXXXXX | XXXXXX | XXXXXX | XXXXXX | XXXXXX | XXXXXX | XXXXXX | XXXXXX | XXXXXX | XXXXXX
| L+G Contract Costs and Terms | XXXXXX | XXXXXX | XXXXXX | XXXXXX | XXXXXX | XXXXXX | XXXXXX | XXXXXX | XXXXXX | XXXXXX | XXXXXX | XXXXXX | XXXXXX | XXXXXX | XXXXXX | XXXXXX | XXXXXX | XXXXXX | XXXXXX | XXXXXX | XXXXXX | XXXXXX | XXXXXX | XXXXXX | XXXXXX | XXXXXX | XXXXXX | XXXXXX | XXXXXX
|  | XXXXXX | XXXXXX | XXXXXX | XXXXXX | XXXXXX | XXXXXX | XXXXXX | XXXXXX | XXXXXX | XXXXXX | XXXXXX | XXXXXX | XXXXXX | XXXXXX | XXXXXX | XXXXXX | XXXXXX | XXXXXX | XXXXXX | XXXXXX | XXXXXX | XXXXXX | XXXXXX | XXXXXX | XXXXXX | XXXXXX | XXXXXX | XXXXXX | XXXXXX
| L+G Meter read fee | XXXXXX | XXXXXX | XXXXXX | XXXXXX | XXXXXX | XXXXXX | XXXXXX | XXXXXX | XXXXXX | XXXXXX | XXXXXX | XXXXXX | XXXXXX | XXXXXX | XXXXXX | XXXXXX | XXXXXX | XXXXXX | XXXXXX | XXXXXX | XXXXXX | XXXXXX | XXXXXX | XXXXXX | XXXXXX | XXXXXX | XXXXXX | XXXXXX | XXXXXX
| Effective Read Fee | XXXXXX | XXXXXX | XXXXXX | XXXXXX | XXXXXX | XXXXXX | XXXXXX | XXXXXX | XXXXXX | XXXXXX | XXXXXX | XXXXXX | XXXXXX | XXXXXX | XXXXXX | XXXXXX | XXXXXX | XXXXXX | XXXXXX | XXXXXX | XXXXXX | XXXXXX | XXXXXX | XXXXXX | XXXXXX | XXXXXX | XXXXXX | XXXXXX | XXXXXX
| L+G Proposal | XXXXXX | XXXXXX | XXXXXX | XXXXXX | XXXXXX | XXXXXX | XXXXXX | XXXXXX | XXXXXX | XXXXXX | XXXXXX | XXXXXX | XXXXXX | XXXXXX | XXXXXX | XXXXXX | XXXXXX | XXXXXX | XXXXXX | XXXXXX | XXXXXX | XXXXXX | XXXXXX | XXXXXX | XXXXXX | XXXXXX | XXXXXX | XXXXXX | XXXXXX
| Annual Contract Costs | XXXXXX | XXXXXX | XXXXXX | XXXXXX | XXXXXX | XXXXXX | XXXXXX | XXXXXX | XXXXXX | XXXXXX | XXXXXX | XXXXXX | XXXXXX | XXXXXX | XXXXXX | XXXXXX | XXXXXX | XXXXXX | XXXXXX | XXXXXX | XXXXXX | XXXXXX | XXXXXX | XXXXXX | XXXXXX | XXXXXX | XXXXXX | XXXXXX | XXXXXX
| L+G Read Fee without credits pre 4/1/2016 | XXXXXX | XXXXXX | XXXXXX | XXXXXX | XXXXXX | XXXXXX | XXXXXX | XXXXXX | XXXXXX | XXXXXX | XXXXXX | XXXXXX | XXXXXX | XXXXXX | XXXXXX | XXXXXX | XXXXXX | XXXXXX | XXXXXX | XXXXXX | XXXXXX | XXXXXX | XXXXXX | XXXXXX | XXXXXX | XXXXXX | XXXXXX | XXXXXX | XXXXXX
| L+G Read Fee without credits post 4/1/2016 | XXXXXX | XXXXXX | XXXXXX | XXXXXX | XXXXXX | XXXXXX | XXXXXX | XXXXXX | XXXXXX | XXXXXX | XXXXXX | XXXXXX | XXXXXX | XXXXXX | XXXXXX | XXXXXX | XXXXXX | XXXXXX | XXXXXX | XXXXXX | XXXXXX | XXXXXX | XXXXXX | XXXXXX | XXXXXX | XXXXXX | XXXXXX | XXXXXX | XXXXXX
| L+G Managed Service extension cost to 4/1/2018 | XXXXXX | XXXXXX | XXXXXX | XXXXXX | XXXXXX | XXXXXX | XXXXXX | XXXXXX | XXXXXX | XXXXXX | XXXXXX | XXXXXX | XXXXXX | XXXXXX | XXXXXX | XXXXXX | XXXXXX | XXXXXX | XXXXXX | XXXXXX | XXXXXX | XXXXXX | XXXXXX | XXXXXX | XXXXXX | XXXXXX | XXXXXX | XXXXXX | XXXXXX
| L+G Credits | XXXXXX | XXXXXX | XXXXXX | XXXXXX | XXXXXX | XXXXXX | XXXXXX | XXXXXX | XXXXXX | XXXXXX | XXXXXX | XXXXXX | XXXXXX | XXXXXX | XXXXXX | XXXXXX | XXXXXX | XXXXXX | XXXXXX | XXXXXX | XXXXXX | XXXXXX | XXXXXX | XXXXXX | XXXXXX | XXXXXX | XXXXXX | XXXXXX | XXXXXX
| Load Research & Energy Efficiency Portion | XXXXXX | XXXXXX | XXXXXX | XXXXXX | XXXXXX | XXXXXX | XXXXXX | XXXXXX | XXXXXX | XXXXXX | XXXXXX | XXXXXX | XXXXXX | XXXXXX | XXXXXX | XXXXXX | XXXXXX | XXXXXX | XXXXXX | XXXXXX | XXXXXX | XXXXXX | XXXXXX | XXXXXX | XXXXXX | XXXXXX | XXXXXX | XXXXXX | XXXXXX
| L+G Budgeted Contract Costs (IT Only) | XXXXXX | XXXXXX | XXXXXX | XXXXXX | XXXXXX | XXXXXX | XXXXXX | XXXXXX | XXXXXX | XXXXXX | XXXXXX | XXXXXX | XXXXXX | XXXXXX | XXXXXX | XXXXXX | XXXXXX | XXXXXX | XXXXXX | XXXXXX | XXXXXX | XXXXXX | XXXXXX | XXXXXX | XXXXXX | XXXXXX | XXXXXX | XXXXXX | XXXXXX
| L+G Budgeted Contract Costs (Incl. IT, EE and LR) | XXXXXX | XXXXXX | XXXXXX | XXXXXX | XXXXXX | XXXXXX | XXXXXX | XXXXXX | XXXXXX | XXXXXX | XXXXXX | XXXXXX | XXXXXX | XXXXXX | XXXXXX | XXXXXX | XXXXXX | XXXXXX | XXXXXX | XXXXXX | XXXXXX | XXXXXX | XXXXXX | XXXXXX | XXXXXX | XXXXXX | XXXXXX | XXXXXX | XXXXXX
| 2-year AMR extension | XXXXXX | XXXXXX | XXXXXX | XXXXXX | XXXXXX | XXXXXX | XXXXXX | XXXXXX | XXXXXX | XXXXXX | XXXXXX | XXXXXX | XXXXXX | XXXXXX | XXXXXX | XXXXXX | XXXXXX | XXXXXX | XXXXXX | XXXXXX | XXXXXX | XXXXXX | XXXXXX | XXXXXX | XXXXXX | XXXXXX | XXXXXX | XXXXXX | XXXXXX
| Annual Contract Costs (Model Calculated) | XXXXXX | XXXXXX | XXXXXX | XXXXXX | XXXXXX | XXXXXX | XXXXXX | XXXXXX | XXXXXX | XXXXXX | XXXXXX | XXXXXX | XXXXXX | XXXXXX | XXXXXX | XXXXXX | XXXXXX | XXXXXX | XXXXXX | XXXXXX | XXXXXX | XXXXXX | XXXXXX | XXXXXX | XXXXXX | XXXXXX | XXXXXX | XXXXXX | XXXXXX
| Annual Contract Costs with Credits (Model Calculated) | XXXXXX | XXXXXX | XXXXXX | XXXXXX | XXXXXX | XXXXXX | XXXXXX | XXXXXX | XXXXXX | XXXXXX | XXXXXX | XXXXXX | XXXXXX | XXXXXX | XXXXXX | XXXXXX | XXXXXX | XXXXXX | XXXXXX | XXXXXX | XXXXXX | XXXXXX | XXXXXX | XXXXXX | XXXXXX | XXXXXX | XXXXXX | XXXXXX | XXXXXX
| Annual Contract Costs with Credits minus load Research portion (Model Calculated) | XXXXXX | XXXXXX | XXXXXX | XXXXXX | XXXXXX | XXXXXX | XXXXXX | XXXXXX | XXXXXX | XXXXXX | XXXXXX | XXXXXX | XXXXXX | XXXXXX | XXXXXX | XXXXXX | XXXXXX | XXXXXX | XXXXXX | XXXXXX | XXXXXX | XXXXXX | XXXXXX | XXXXXX | XXXXXX | XXXXXX | XXXXXX | XXXXXX | XXXXXX
| L+G Proposal | XXXXXX | XXXXXX | XXXXXX | XXXXXX | XXXXXX | XXXXXX | XXXXXX | XXXXXX | XXXXXX | XXXXXX | XXXXXX | XXXXXX | XXXXXX | XXXXXX | XXXXXX | XXXXXX | XXXXXX | XXXXXX | XXXXXX | XXXXXX | XXXXXX | XXXXXX | XXXXXX | XXXXXX | XXXXXX | XXXXXX | XXXXXX | XXXXXX | XXXXXX
| PSE Read Fees with L+G Hypothetical L+G Extension | XXXXXX | XXXXXX | XXXXXX | XXXXXX | XXXXXX | XXXXXX | XXXXXX | XXXXXX | XXXXXX | XXXXXX | XXXXXX | XXXXXX | XXXXXX | XXXXXX | XXXXXX | XXXXXX | XXXXXX | XXXXXX | XXXXXX | XXXXXX | XXXXXX | XXXXXX | XXXXXX | XXXXXX | XXXXXX | XXXXXX | XXXXXX | XXXXXX | XXXXXX
|  | XXXXXX | XXXXXX | XXXXXX | XXXXXX | XXXXXX | XXXXXX | XXXXXX | XXXXXX | XXXXXX | XXXXXX | XXXXXX | XXXXXX | XXXXXX | XXXXXX | XXXXXX | XXXXXX | XXXXXX | XXXXXX | XXXXXX | XXXXXX | XXXXXX | XXXXXX | XXXXXX | XXXXXX | XXXXXX | XXXXXX | XXXXXX | XXXXXX | XXXXXX
| Termination Costs | XXXXXX | XXXXXX | XXXXXX | XXXXXX | XXXXXX | XXXXXX | XXXXXX | XXXXXX | XXXXXX | XXXXXX | XXXXXX | XXXXXX | XXXXXX | XXXXXX | XXXXXX | XXXXXX | XXXXXX | XXXXXX | XXXXXX | XXXXXX | XXXXXX | XXXXXX | XXXXXX | XXXXXX | XXXXXX | XXXXXX | XXXXXX | XXXXXX | XXXXXX
| Prior to 4/1/2016 | XXXXXX | XXXXXX | XXXXXX | XXXXXX | XXXXXX | XXXXXX | XXXXXX | XXXXXX | XXXXXX | XXXXXX | XXXXXX | XXXXXX | XXXXXX | XXXXXX | XXXXXX | XXXXXX | XXXXXX | XXXXXX | XXXXXX | XXXXXX | XXXXXX | XXXXXX | XXXXXX | XXXXXX | XXXXXX | XXXXXX | XXXXXX | XXXXXX | XXXXXX
| After 4/1/2016 | XXXXXX | XXXXXX | XXXXXX | XXXXXX | XXXXXX | XXXXXX | XXXXXX | XXXXXX | XXXXXX | XXXXXX | XXXXXX | XXXXXX | XXXXXX | XXXXXX | XXXXXX | XXXXXX | XXXXXX | XXXXXX | XXXXXX | XXXXXX | XXXXXX | XXXXXX | XXXXXX | XXXXXX | XXXXXX | XXXXXX | XXXXXX | XXXXXX | XXXXXX
|  | XXXXXX | XXXXXX | XXXXXX | XXXXXX | XXXXXX | XXXXXX | XXXXXX | XXXXXX | XXXXXX | XXXXXX | XXXXXX | XXXXXX | XXXXXX | XXXXXX | XXXXXX | XXXXXX | XXXXXX | XXXXXX | XXXXXX | XXXXXX | XXXXXX | XXXXXX | XXXXXX | XXXXXX | XXXXXX | XXXXXX | XXXXXX | XXXXXX | XXXXXX
| Combined Meter Reduction Fee | XXXXXX | XXXXXX | XXXXXX | XXXXXX | XXXXXX | XXXXXX | XXXXXX | XXXXXX | XXXXXX | XXXXXX | XXXXXX | XXXXXX | XXXXXX | XXXXXX | XXXXXX | XXXXXX | XXXXXX | XXXXXX | XXXXXX | XXXXXX | XXXXXX | XXXXXX | XXXXXX | XXXXXX | XXXXXX | XXXXXX | XXXXXX | XXXXXX | XXXXXX
| Pre 4/1/2016 | XXXXXX | XXXXXX | XXXXXX | XXXXXX | XXXXXX | XXXXXX | XXXXXX | XXXXXX | XXXXXX | XXXXXX | XXXXXX | XXXXXX | XXXXXX | XXXXXX | XXXXXX | XXXXXX | XXXXXX | XXXXXX | XXXXXX | XXXXXX | XXXXXX | XXXXXX | XXXXXX | XXXXXX | XXXXXX | XXXXXX | XXXXXX | XXXXXX | XXXXXX
| Electric | XXXXXX | XXXXXX | XXXXXX | XXXXXX | XXXXXX | XXXXXX | XXXXXX | XXXXXX | XXXXXX | XXXXXX | XXXXXX | XXXXXX | XXXXXX | XXXXXX | XXXXXX | XXXXXX | XXXXXX | XXXXXX | XXXXXX | XXXXXX | XXXXXX | XXXXXX | XXXXXX | XXXXXX | XXXXXX | XXXXXX | XXXXXX | XXXXXX | XXXXXX
| Gas | XXXXXX | XXXXXX | XXXXXX | XXXXXX | XXXXXX | XXXXXX | XXXXXX | XXXXXX | XXXXXX | XXXXXX | XXXXXX | XXXXXX | XXXXXX | XXXXXX | XXXXXX | XXXXXX | XXXXXX | XXXXXX | XXXXXX | XXXXXX | XXXXXX | XXXXXX | XXXXXX | XXXXXX | XXXXXX | XXXXXX | XXXXXX | XXXXXX | XXXXXX
| Customer Average | XXXXXX | XXXXXX | XXXXXX | XXXXXX | XXXXXX | XXXXXX | XXXXXX | XXXXXX | XXXXXX | XXXXXX | XXXXXX | XXXXXX | XXXXXX | XXXXXX | XXXXXX | XXXXXX | XXXXXX | XXXXXX | XXXXXX | XXXXXX | XXXXXX | XXXXXX | XXXXXX | XXXXXX | XXXXXX | XXXXXX | XXXXXX | XXXXXX | XXXXXX
| 4/1/2016 to 10/1/2022 | XXXXXX | XXXXXX | XXXXXX | XXXXXX | XXXXXX | XXXXXX | XXXXXX | XXXXXX | XXXXXX | XXXXXX | XXXXXX | XXXXXX | XXXXXX | XXXXXX | XXXXXX | XXXXXX | XXXXXX | XXXXXX | XXXXXX | XXXXXX | XXXXXX | XXXXXX | XXXXXX | XXXXXX | XXXXXX | XXXXXX | XXXXXX | XXXXXX | XXXXXX
|  | XXXXXX | XXXXXX | XXXXXX | XXXXXX | XXXXXX | XXXXXX | XXXXXX | XXXXXX | XXXXXX | XXXXXX | XXXXXX | XXXXXX | XXXXXX | XXXXXX | XXXXXX | XXXXXX | XXXXXX | XXXXXX | XXXXXX | XXXXXX | XXXXXX | XXXXXX | XXXXXX | XXXXXX | XXXXXX | XXXXXX | XXXXXX | XXXXXX | XXXXXX
|  | XXXXXX | XXXXXX | XXXXXX | XXXXXX | XXXXXX | XXXXXX | XXXXXX | XXXXXX | XXXXXX | XXXXXX | XXXXXX | XXXXXX | XXXXXX | XXXXXX | XXXXXX | XXXXXX | XXXXXX | XXXXXX | XXXXXX | XXXXXX | XXXXXX | XXXXXX | XXXXXX | XXXXXX | XXXXXX | XXXXXX | XXXXXX | XXXXXX | XXXXXX
| Total Meter Minimum | XXXXXX | XXXXXX | XXXXXX | XXXXXX | XXXXXX | XXXXXX | XXXXXX | XXXXXX | XXXXXX | XXXXXX | XXXXXX | XXXXXX | XXXXXX | XXXXXX | XXXXXX | XXXXXX | XXXXXX | XXXXXX | XXXXXX | XXXXXX | XXXXXX | XXXXXX | XXXXXX | XXXXXX | XXXXXX | XXXXXX | XXXXXX | XXXXXX | XXXXXX
| Electric Meter Minimum | XXXXXX | XXXXXX | XXXXXX | XXXXXX | XXXXXX | XXXXXX | XXXXXX | XXXXXX | XXXXXX | XXXXXX | XXXXXX | XXXXXX | XXXXXX | XXXXXX | XXXXXX | XXXXXX | XXXXXX | XXXXXX | XXXXXX | XXXXXX | XXXXXX | XXXXXX | XXXXXX | XXXXXX | XXXXXX | XXXXXX | XXXXXX | XXXXXX | XXXXXX
| Gas Meter Minimum | XXXXXX | XXXXXX | XXXXXX | XXXXXX | XXXXXX | XXXXXX | XXXXXX | XXXXXX | XXXXXX | XXXXXX | XXXXXX | XXXXXX | XXXXXX | XXXXXX | XXXXXX | XXXXXX | XXXXXX | XXXXXX | XXXXXX | XXXXXX | XXXXXX | XXXXXX | XXXXXX | XXXXXX | XXXXXX | XXXXXX | XXXXXX | XXXXXX | XXXXXX
|  | XXXXXX | XXXXXX | XXXXXX | XXXXXX | XXXXXX | XXXXXX | XXXXXX | XXXXXX | XXXXXX | XXXXXX | XXXXXX | XXXXXX | XXXXXX | XXXXXX | XXXXXX | XXXXXX | XXXXXX | XXXXXX | XXXXXX | XXXXXX | XXXXXX | XXXXXX | XXXXXX | XXXXXX | XXXXXX | XXXXXX | XXXXXX | XXXXXX | XXXXXX
| Total Cushion | XXXXXX | XXXXXX | XXXXXX | XXXXXX | XXXXXX | XXXXXX | XXXXXX | XXXXXX | XXXXXX | XXXXXX | XXXXXX | XXXXXX | XXXXXX | XXXXXX | XXXXXX | XXXXXX | XXXXXX | XXXXXX | XXXXXX | XXXXXX | XXXXXX | XXXXXX | XXXXXX | XXXXXX | XXXXXX | XXXXXX | XXXXXX | XXXXXX | XXXXXX
| Electric Cushion | XXXXXX | XXXXXX | XXXXXX | XXXXXX | XXXXXX | XXXXXX | XXXXXX | XXXXXX | XXXXXX | XXXXXX | XXXXXX | XXXXXX | XXXXXX | XXXXXX | XXXXXX | XXXXXX | XXXXXX | XXXXXX | XXXXXX | XXXXXX | XXXXXX | XXXXXX | XXXXXX | XXXXXX | XXXXXX | XXXXXX | XXXXXX | XXXXXX | XXXXXX
| Gas Cushion | XXXXXX | XXXXXX | XXXXXX | XXXXXX | XXXXXX | XXXXXX | XXXXXX | XXXXXX | XXXXXX | XXXXXX | XXXXXX | XXXXXX | XXXXXX | XXXXXX | XXXXXX | XXXXXX | XXXXXX | XXXXXX | XXXXXX | XXXXXX | XXXXXX | XXXXXX | XXXXXX | XXXXXX | XXXXXX | XXXXXX | XXXXXX | XXXXXX | XXXXXX
| Cushion Growth | XXXXXX | XXXXXX | XXXXXX | XXXXXX | XXXXXX | XXXXXX | XXXXXX | XXXXXX | XXXXXX | XXXXXX | XXXXXX | XXXXXX | XXXXXX | XXXXXX | XXXXXX | XXXXXX | XXXXXX | XXXXXX | XXXXXX | XXXXXX | XXXXXX | XXXXXX | XXXXXX | XXXXXX | XXXXXX | XXXXXX | XXXXXX | XXXXXX | XXXXXX
|  | XXXXXX | XXXXXX | XXXXXX | XXXXXX | XXXXXX | XXXXXX | XXXXXX | XXXXXX | XXXXXX | XXXXXX | XXXXXX | XXXXXX | XXXXXX | XXXXXX | XXXXXX | XXXXXX | XXXXXX | XXXXXX | XXXXXX | XXXXXX | XXXXXX | XXXXXX | XXXXXX | XXXXXX | XXXXXX | XXXXXX | XXXXXX | XXXXXX | XXXXXX
| Meter Floor | XXXXXX | XXXXXX | XXXXXX | XXXXXX | XXXXXX | XXXXXX | XXXXXX | XXXXXX | XXXXXX | XXXXXX | XXXXXX | XXXXXX | XXXXXX | XXXXXX | XXXXXX | XXXXXX | XXXXXX | XXXXXX | XXXXXX | XXXXXX | XXXXXX | XXXXXX | XXXXXX | XXXXXX | XXXXXX | XXXXXX | XXXXXX | XXXXXX | XXXXXX
|  | XXXXXX | XXXXXX | XXXXXX | XXXXXX | XXXXXX | XXXXXX | XXXXXX | XXXXXX | XXXXXX | XXXXXX | XXXXXX | XXXXXX | XXXXXX | XXXXXX | XXXXXX | XXXXXX | XXXXXX | XXXXXX | XXXXXX | XXXXXX | XXXXXX | XXXXXX | XXXXXX | XXXXXX | XXXXXX | XXXXXX | XXXXXX | XXXXXX | XXXXXX
AMI Pricing
|  | 2012 | 2013 | 2014 | 2015 | 2016 | 2017 | 2018 | 2019 | 2020 | 2021 | 2022 | 2023 | 2024 | 2025 | 2026 | 2027 | 2028 | 2029 | 2030 | 2031 | 2032 | 2033 | 2034 | 2035 | 2036 | 2037 | 2038 | 2039 | 2040
AMI Meters/Modules
| Residential Electric | XXXXXX | XXXXXX | XXXXXX | XXXXXX | XXXXXX | XXXXXX | XXXXXX | XXXXXX | XXXXXX | XXXXXX | XXXXXX | XXXXXX | XXXXXX | XXXXXX | XXXXXX | XXXXXX | XXXXXX | XXXXXX | XXXXXX | XXXXXX | XXXXXX | XXXXXX | XXXXXX | XXXXXX | XXXXXX | XXXXXX | XXXXXX | XXXXXX | XXXXXX
| Commercial Electric | XXXXXX | XXXXXX | XXXXXX | XXXXXX | XXXXXX | XXXXXX | XXXXXX | XXXXXX | XXXXXX | XXXXXX | XXXXXX | XXXXXX | XXXXXX | XXXXXX | XXXXXX | XXXXXX | XXXXXX | XXXXXX | XXXXXX | XXXXXX | XXXXXX | XXXXXX | XXXXXX | XXXXXX | XXXXXX | XXXXXX | XXXXXX | XXXXXX | XXXXXX
| Industrial Electric | XXXXXX | XXXXXX | XXXXXX | XXXXXX | XXXXXX | XXXXXX | XXXXXX | XXXXXX | XXXXXX | XXXXXX | XXXXXX | XXXXXX | XXXXXX | XXXXXX | XXXXXX | XXXXXX | XXXXXX | XXXXXX | XXXXXX | XXXXXX | XXXXXX | XXXXXX | XXXXXX | XXXXXX | XXXXXX | XXXXXX | XXXXXX | XXXXXX | XXXXXX
| Weighted Electric Average | XXXXXX | XXXXXX | XXXXXX | XXXXXX | XXXXXX | XXXXXX | XXXXXX | XXXXXX | XXXXXX | XXXXXX | XXXXXX | XXXXXX | XXXXXX | XXXXXX | XXXXXX | XXXXXX | XXXXXX | XXXXXX | XXXXXX | XXXXXX | XXXXXX | XXXXXX | XXXXXX | XXXXXX | XXXXXX | XXXXXX | XXXXXX | XXXXXX | XXXXXX
|  | XXXXXX | XXXXXX | XXXXXX | XXXXXX | XXXXXX | XXXXXX | XXXXXX | XXXXXX | XXXXXX | XXXXXX | XXXXXX | XXXXXX | XXXXXX | XXXXXX | XXXXXX | XXXXXX | XXXXXX | XXXXXX | XXXXXX | XXXXXX | XXXXXX | XXXXXX | XXXXXX | XXXXXX | XXXXXX | XXXXXX | XXXXXX | XXXXXX | XXXXXX
| Residential Gas Module | XXXXXX | XXXXXX | XXXXXX | XXXXXX | XXXXXX | XXXXXX | XXXXXX | XXXXXX | XXXXXX | XXXXXX | XXXXXX | XXXXXX | XXXXXX | XXXXXX | XXXXXX | XXXXXX | XXXXXX | XXXXXX | XXXXXX | XXXXXX | XXXXXX | XXXXXX | XXXXXX | XXXXXX | XXXXXX | XXXXXX | XXXXXX | XXXXXX | XXXXXX
| Commercial Gas Module | XXXXXX | XXXXXX | XXXXXX | XXXXXX | XXXXXX | XXXXXX | XXXXXX | XXXXXX | XXXXXX | XXXXXX | XXXXXX | XXXXXX | XXXXXX | XXXXXX | XXXXXX | XXXXXX | XXXXXX | XXXXXX | XXXXXX | XXXXXX | XXXXXX | XXXXXX | XXXXXX | XXXXXX | XXXXXX | XXXXXX | XXXXXX | XXXXXX | XXXXXX
| Industrial Gas Module | XXXXXX | XXXXXX | XXXXXX | XXXXXX | XXXXXX | XXXXXX | XXXXXX | XXXXXX | XXXXXX | XXXXXX | XXXXXX | XXXXXX | XXXXXX | XXXXXX | XXXXXX | XXXXXX | XXXXXX | XXXXXX | XXXXXX | XXXXXX | XXXXXX | XXXXXX | XXXXXX | XXXXXX | XXXXXX | XXXXXX | XXXXXX | XXXXXX | XXXXXX
| Weighted Average Gas Module | XXXXXX | XXXXXX | XXXXXX | XXXXXX | XXXXXX | XXXXXX | XXXXXX | XXXXXX | XXXXXX | XXXXXX | XXXXXX | XXXXXX | XXXXXX | XXXXXX | XXXXXX | XXXXXX | XXXXXX | XXXXXX | XXXXXX | XXXXXX | XXXXXX | XXXXXX | XXXXXX | XXXXXX | XXXXXX | XXXXXX | XXXXXX | XXXXXX | XXXXXX
| Weighted Average Gas Meter/Module | XXXXXX | XXXXXX | XXXXXX | XXXXXX | XXXXXX | XXXXXX | XXXXXX | XXXXXX | XXXXXX | XXXXXX | XXXXXX | XXXXXX | XXXXXX | XXXXXX | XXXXXX | XXXXXX | XXXXXX | XXXXXX | XXXXXX | XXXXXX | XXXXXX | XXXXXX | XXXXXX | XXXXXX | XXXXXX | XXXXXX | XXXXXX | XXXXXX | XXXXXX
|  | XXXXXX | XXXXXX | XXXXXX | XXXXXX | XXXXXX | XXXXXX | XXXXXX | XXXXXX | XXXXXX | XXXXXX | XXXXXX | XXXXXX | XXXXXX | XXXXXX | XXXXXX | XXXXXX | XXXXXX | XXXXXX | XXXXXX | XXXXXX | XXXXXX | XXXXXX | XXXXXX | XXXXXX | XXXXXX | XXXXXX | XXXXXX | XXXXXX | XXXXXX
Installation/Removal/Exchange
|  | 2012 | 2013 | 2014 | 2015 | 2016 | 2017 | 2018 | 2019 | 2020 | 2021 | 2022 | 2023 | 2024 | 2025 | 2026 | 2027 | 2028 | 2029 | 2030 | 2031 | 2032 | 2033 | 2034 | 2035 | 2036 | 2037 | 2038 | 2039 | 2040
Electric Meter Exchange
| Selective Meter Exchange Cost | XXXXXX | XXXXXX | XXXXXX | XXXXXX | XXXXXX | XXXXXX | XXXXXX | XXXXXX | XXXXXX | XXXXXX | XXXXXX | XXXXXX | XXXXXX | XXXXXX | XXXXXX | XXXXXX | XXXXXX | XXXXXX | XXXXXX | XXXXXX | XXXXXX | XXXXXX | XXXXXX | XXXXXX | XXXXXX | XXXXXX | XXXXXX | XXXXXX | XXXXXX
| L+G Deployment Cost (Weighted Average) | XXXXXX | XXXXXX | XXXXXX | XXXXXX | XXXXXX | XXXXXX | XXXXXX | XXXXXX | XXXXXX | XXXXXX | XXXXXX | XXXXXX | XXXXXX | XXXXXX | XXXXXX | XXXXXX | XXXXXX | XXXXXX | XXXXXX | XXXXXX | XXXXXX | XXXXXX | XXXXXX | XXXXXX | XXXXXX | XXXXXX | XXXXXX | XXXXXX | XXXXXX
| L+G Deployment Cost Residential | XXXXXX | XXXXXX | XXXXXX | XXXXXX | XXXXXX | XXXXXX | XXXXXX | XXXXXX | XXXXXX | XXXXXX | XXXXXX | XXXXXX | XXXXXX | XXXXXX | XXXXXX | XXXXXX | XXXXXX | XXXXXX | XXXXXX | XXXXXX | XXXXXX | XXXXXX | XXXXXX | XXXXXX | XXXXXX | XXXXXX | XXXXXX | XXXXXX | XXXXXX
| L+G Deployment Cost C&I (Polyphase) | XXXXXX | XXXXXX | XXXXXX | XXXXXX | XXXXXX | XXXXXX | XXXXXX | XXXXXX | XXXXXX | XXXXXX | XXXXXX | XXXXXX | XXXXXX | XXXXXX | XXXXXX | XXXXXX | XXXXXX | XXXXXX | XXXXXX | XXXXXX | XXXXXX | XXXXXX | XXXXXX | XXXXXX | XXXXXX | XXXXXX | XXXXXX | XXXXXX | XXXXXX
| Meter Minimum Electric Meter Exchange | XXXXXX | XXXXXX | XXXXXX | XXXXXX | XXXXXX | XXXXXX | XXXXXX | XXXXXX | XXXXXX | XXXXXX | XXXXXX | XXXXXX | XXXXXX | XXXXXX | XXXXXX | XXXXXX | XXXXXX | XXXXXX | XXXXXX | XXXXXX | XXXXXX | XXXXXX | XXXXXX | XXXXXX | XXXXXX | XXXXXX | XXXXXX | XXXXXX | XXXXXX
| Meter Floor Electric Meter Exchange | XXXXXX | XXXXXX | XXXXXX | XXXXXX | XXXXXX | XXXXXX | XXXXXX | XXXXXX | XXXXXX | XXXXXX | XXXXXX | XXXXXX | XXXXXX | XXXXXX | XXXXXX | XXXXXX | XXXXXX | XXXXXX | XXXXXX | XXXXXX | XXXXXX | XXXXXX | XXXXXX | XXXXXX | XXXXXX | XXXXXX | XXXXXX | XXXXXX | XXXXXX
| Full Deployment Electric Meter Exchange | XXXXXX | XXXXXX | XXXXXX | XXXXXX | XXXXXX | XXXXXX | XXXXXX | XXXXXX | XXXXXX | XXXXXX | XXXXXX | XXXXXX | XXXXXX | XXXXXX | XXXXXX | XXXXXX | XXXXXX | XXXXXX | XXXXXX | XXXXXX | XXXXXX | XXXXXX | XXXXXX | XXXXXX | XXXXXX | XXXXXX | XXXXXX | XXXXXX | XXXXXX
| Mass Deployment Pricing Electric Meter Exchange | XXXXXX | XXXXXX | XXXXXX | XXXXXX | XXXXXX | XXXXXX | XXXXXX | XXXXXX | XXXXXX | XXXXXX | XXXXXX | XXXXXX | XXXXXX | XXXXXX | XXXXXX | XXXXXX | XXXXXX | XXXXXX | XXXXXX | XXXXXX | XXXXXX | XXXXXX | XXXXXX | XXXXXX | XXXXXX | XXXXXX | XXXXXX | XXXXXX | XXXXXX
|  | XXXXXX | XXXXXX | XXXXXX | XXXXXX | XXXXXX | XXXXXX | XXXXXX | XXXXXX | XXXXXX | XXXXXX | XXXXXX | XXXXXX | XXXXXX | XXXXXX | XXXXXX | XXXXXX | XXXXXX | XXXXXX | XXXXXX | XXXXXX | XXXXXX | XXXXXX | XXXXXX | XXXXXX | XXXXXX | XXXXXX | XXXXXX | XXXXXX | XXXXXX
| Gas Module Exchange Model Inputs | XXXXXX | XXXXXX | XXXXXX | XXXXXX | XXXXXX | XXXXXX | XXXXXX | XXXXXX | XXXXXX | XXXXXX | XXXXXX | XXXXXX | XXXXXX | XXXXXX | XXXXXX | XXXXXX | XXXXXX | XXXXXX | XXXXXX | XXXXXX | XXXXXX | XXXXXX | XXXXXX | XXXXXX | XXXXXX | XXXXXX | XXXXXX | XXXXXX | XXXXXX
| Gas Module Exchange | XXXXXX | XXXXXX | XXXXXX | XXXXXX | XXXXXX | XXXXXX | XXXXXX | XXXXXX | XXXXXX | XXXXXX | XXXXXX | XXXXXX | XXXXXX | XXXXXX | XXXXXX | XXXXXX | XXXXXX | XXXXXX | XXXXXX | XXXXXX | XXXXXX | XXXXXX | XXXXXX | XXXXXX | XXXXXX | XXXXXX | XXXXXX | XXXXXX | XXXXXX
| Gas Module Exchange Full Deployment | XXXXXX | XXXXXX | XXXXXX | XXXXXX | XXXXXX | XXXXXX | XXXXXX | XXXXXX | XXXXXX | XXXXXX | XXXXXX | XXXXXX | XXXXXX | XXXXXX | XXXXXX | XXXXXX | XXXXXX | XXXXXX | XXXXXX | XXXXXX | XXXXXX | XXXXXX | XXXXXX | XXXXXX | XXXXXX | XXXXXX | XXXXXX | XXXXXX | XXXXXX
|  | XXXXXX | XXXXXX | XXXXXX | XXXXXX | XXXXXX | XXXXXX | XXXXXX | XXXXXX | XXXXXX | XXXXXX | XXXXXX | XXXXXX | XXXXXX | XXXXXX | XXXXXX | XXXXXX | XXXXXX | XXXXXX | XXXXXX | XXXXXX | XXXXXX | XXXXXX | XXXXXX | XXXXXX | XXXXXX | XXXXXX | XXXXXX | XXXXXX | XXXXXX
| Other Pricing Numbers for Reference | XXXXXX | XXXXXX | XXXXXX | XXXXXX | XXXXXX | XXXXXX | XXXXXX | XXXXXX | XXXXXX | XXXXXX | XXXXXX | XXXXXX | XXXXXX | XXXXXX | XXXXXX | XXXXXX | XXXXXX | XXXXXX | XXXXXX | XXXXXX | XXXXXX | XXXXXX | XXXXXX | XXXXXX | XXXXXX | XXXXXX | XXXXXX | XXXXXX | XXXXXX
| Electric Meter Exchange Silver Spring | XXXXXX | XXXXXX | XXXXXX | XXXXXX | XXXXXX | XXXXXX | XXXXXX | XXXXXX | XXXXXX | XXXXXX | XXXXXX | XXXXXX | XXXXXX | XXXXXX | XXXXXX | XXXXXX | XXXXXX | XXXXXX | XXXXXX | XXXXXX | XXXXXX | XXXXXX | XXXXXX | XXXXXX | XXXXXX | XXXXXX | XXXXXX | XXXXXX | XXXXXX
| Gas Module Exchange Silver Spring | XXXXXX | XXXXXX | XXXXXX | XXXXXX | XXXXXX | XXXXXX | XXXXXX | XXXXXX | XXXXXX | XXXXXX | XXXXXX | XXXXXX | XXXXXX | XXXXXX | XXXXXX | XXXXXX | XXXXXX | XXXXXX | XXXXXX | XXXXXX | XXXXXX | XXXXXX | XXXXXX | XXXXXX | XXXXXX | XXXXXX | XXXXXX | XXXXXX | XXXXXX
Two way Network Deployment and Maintenance
| Manual Meter Reads $/year | XXXXXX | XXXXXX | XXXXXX | XXXXXX | XXXXXX | XXXXXX | XXXXXX | XXXXXX | XXXXXX | XXXXXX | XXXXXX | XXXXXX | XXXXXX | XXXXXX | XXXXXX | XXXXXX | XXXXXX | XXXXXX | XXXXXX | XXXXXX | XXXXXX | XXXXXX | XXXXXX | XXXXXX | XXXXXX | XXXXXX | XXXXXX | XXXXXX | XXXXXX
Note on E7: vdrehe: Adjusted for inflation.

## Quantities (R)
Assumptions and Rates | 2012 | 2013 | 2014 | 2015 | 2016 | 2017 | 2018 | 2019 | 2020 | 2021 | 2022 | 2023 | 2024 | 2025 | 2026 | 2027 | 2028 | 2029 | 2030 | 2031 | 2032 | 2033 | 2034 | 2035 | 2036 | 2037 | 2038 | 2039 | 2040
| 0 | 1 | 2 | 3 | 4 | 5 | 6 | 7 | 8 | 9 | 10 | 11 | 12 | 13 | 14 | 15 | 16 | 17 | 18 | 19 | 20 | 21 | 22 | 23 | 24 | 25 | 26 | 27 | 28
Financial Assumptions
Discount Rate | XXXXXXXX | XXXXXXXX | XXXXXXXX | XXXXXXXX | XXXXXXXX | XXXXXXXX | XXXXXXXX | XXXXXXXX | XXXXXXXX | XXXXXXXX | XXXXXXXX | XXXXXXXX | XXXXXXXX | XXXXXXXX | XXXXXXXX | XXXXXXXX | XXXXXXXX | XXXXXXXX | XXXXXXXX | XXXXXXXX | XXXXXXXX | XXXXXXXX | XXXXXXXX | XXXXXXXX | XXXXXXXX | XXXXXXXX | XXXXXXXX | XXXXXXXX | XXXXXXXX
Inflation Materials | XXXXXXXX | XXXXXXXX | XXXXXXXX | XXXXXXXX | XXXXXXXX | XXXXXXXX | XXXXXXXX | XXXXXXXX | XXXXXXXX | XXXXXXXX | XXXXXXXX | XXXXXXXX | XXXXXXXX | XXXXXXXX | XXXXXXXX | XXXXXXXX | XXXXXXXX | XXXXXXXX | XXXXXXXX | XXXXXXXX | XXXXXXXX | XXXXXXXX | XXXXXXXX | XXXXXXXX | XXXXXXXX | XXXXXXXX | XXXXXXXX | XXXXXXXX | XXXXXXXX
Inflation Labor | XXXXXXXX | XXXXXXXX | XXXXXXXX | XXXXXXXX | XXXXXXXX | XXXXXXXX | XXXXXXXX | XXXXXXXX | XXXXXXXX | XXXXXXXX | XXXXXXXX | XXXXXXXX | XXXXXXXX | XXXXXXXX | XXXXXXXX | XXXXXXXX | XXXXXXXX | XXXXXXXX | XXXXXXXX | XXXXXXXX | XXXXXXXX | XXXXXXXX | XXXXXXXX | XXXXXXXX | XXXXXXXX | XXXXXXXX | XXXXXXXX | XXXXXXXX | XXXXXXXX
Inflation Fuel | XXXXXXXX | XXXXXXXX | XXXXXXXX | XXXXXXXX | XXXXXXXX | XXXXXXXX | XXXXXXXX | XXXXXXXX | XXXXXXXX | XXXXXXXX | XXXXXXXX | XXXXXXXX | XXXXXXXX | XXXXXXXX | XXXXXXXX | XXXXXXXX | XXXXXXXX | XXXXXXXX | XXXXXXXX | XXXXXXXX | XXXXXXXX | XXXXXXXX | XXXXXXXX | XXXXXXXX | XXXXXXXX | XXXXXXXX | XXXXXXXX | XXXXXXXX | XXXXXXXX
XXXXXXXX | XXXXXXXX | XXXXXXXX | XXXXXXXX | XXXXXXXX | XXXXXXXX | XXXXXXXX | XXXXXXXX | XXXXXXXX | XXXXXXXX | XXXXXXXX | XXXXXXXX | XXXXXXXX | XXXXXXXX | XXXXXXXX | XXXXXXXX | XXXXXXXX | XXXXXXXX | XXXXXXXX | XXXXXXXX | XXXXXXXX | XXXXXXXX | XXXXXXXX | XXXXXXXX | XXXXXXXX | XXXXXXXX | XXXXXXXX | XXXXXXXX | XXXXXXXX | XXXXXXXX
| XXXXXXXX | XXXXXXXX | XXXXXXXX | XXXXXXXX | XXXXXXXX | XXXXXXXX | XXXXXXXX | XXXXXXXX | XXXXXXXX | XXXXXXXX | XXXXXXXX | XXXXXXXX | XXXXXXXX | XXXXXXXX | XXXXXXXX | XXXXXXXX | XXXXXXXX | XXXXXXXX | XXXXXXXX | XXXXXXXX | XXXXXXXX | XXXXXXXX | XXXXXXXX | XXXXXXXX | XXXXXXXX | XXXXXXXX | XXXXXXXX | XXXXXXXX | XXXXXXXX
XXXXXXXX | XXXXXXXX | XXXXXXXX | XXXXXXXX | XXXXXXXX | XXXXXXXX | XXXXXXXX | XXXXXXXX | XXXXXXXX | XXXXXXXX | XXXXXXXX | XXXXXXXX | XXXXXXXX | XXXXXXXX | XXXXXXXX | XXXXXXXX | XXXXXXXX | XXXXXXXX | XXXXXXXX | XXXXXXXX | XXXXXXXX | XXXXXXXX | XXXXXXXX | XXXXXXXX | XXXXXXXX | XXXXXXXX | XXXXXXXX | XXXXXXXX | XXXXXXXX | XXXXXXXX
XXXXXXXX | XXXXXXXX | XXXXXXXX | XXXXXXXX | XXXXXXXX | XXXXXXXX | XXXXXXXX | XXXXXXXX | XXXXXXXX | XXXXXXXX | XXXXXXXX | XXXXXXXX | XXXXXXXX | XXXXXXXX | XXXXXXXX | XXXXXXXX | XXXXXXXX | XXXXXXXX | XXXXXXXX | XXXXXXXX | XXXXXXXX | XXXXXXXX | XXXXXXXX | XXXXXXXX | XXXXXXXX | XXXXXXXX | XXXXXXXX | XXXXXXXX | XXXXXXXX | XXXXXXXX
XXXXXXXX | XXXXXXXX | XXXXXXXX | XXXXXXXX | XXXXXXXX | XXXXXXXX | XXXXXXXX | XXXXXXXX | XXXXXXXX | XXXXXXXX | XXXXXXXX | XXXXXXXX | XXXXXXXX | XXXXXXXX | XXXXXXXX | XXXXXXXX | XXXXXXXX | XXXXXXXX | XXXXXXXX | XXXXXXXX | XXXXXXXX | XXXXXXXX | XXXXXXXX | XXXXXXXX | XXXXXXXX | XXXXXXXX | XXXXXXXX | XXXXXXXX | XXXXXXXX | XXXXXXXX
Cost Assumptions
AMR Electric Meter/Module Failure Rate (% population requiring Exchange annually given a declining population i.e. AMI transition Scenarios) | XXXXXXXX | XXXXXXXX | XXXXXXXX | XXXXXXXX | XXXXXXXX | XXXXXXXX | XXXXXXXX | XXXXXXXX | XXXXXXXX | XXXXXXXX | XXXXXXXX | XXXXXXXX | XXXXXXXX | XXXXXXXX | XXXXXXXX | XXXXXXXX | XXXXXXXX | XXXXXXXX | XXXXXXXX | XXXXXXXX | XXXXXXXX | XXXXXXXX | XXXXXXXX | XXXXXXXX | XXXXXXXX | XXXXXXXX | XXXXXXXX | XXXXXXXX | XXXXXXXX
AMR Electric Meter/Module Failure Rate (% population requiring Exchange annually given a replenishing population i.e. Status Quo Scenario) | XXXXXXXX | XXXXXXXX | XXXXXXXX | XXXXXXXX | XXXXXXXX | XXXXXXXX | XXXXXXXX | XXXXXXXX | XXXXXXXX | XXXXXXXX | XXXXXXXX | XXXXXXXX | XXXXXXXX | XXXXXXXX | XXXXXXXX | XXXXXXXX | XXXXXXXX | XXXXXXXX | XXXXXXXX | XXXXXXXX | XXXXXXXX | XXXXXXXX | XXXXXXXX | XXXXXXXX | XXXXXXXX | XXXXXXXX | XXXXXXXX | XXXXXXXX | XXXXXXXX
AMR Gas Module Failure Rate (% module population requiring Exchange annually) | XXXXXXXX | XXXXXXXX | XXXXXXXX | XXXXXXXX | XXXXXXXX | XXXXXXXX | XXXXXXXX | XXXXXXXX | XXXXXXXX | XXXXXXXX | XXXXXXXX | XXXXXXXX | XXXXXXXX | XXXXXXXX | XXXXXXXX | XXXXXXXX | XXXXXXXX | XXXXXXXX | XXXXXXXX | XXXXXXXX | XXXXXXXX | XXXXXXXX | XXXXXXXX | XXXXXXXX | XXXXXXXX | XXXXXXXX | XXXXXXXX | XXXXXXXX | XXXXXXXX
L+G AMR Gas Module Exchange Rate (Status Quo) | XXXXXXXX | XXXXXXXX | XXXXXXXX | XXXXXXXX | XXXXXXXX | XXXXXXXX | XXXXXXXX | XXXXXXXX | XXXXXXXX | XXXXXXXX | XXXXXXXX | XXXXXXXX | XXXXXXXX | XXXXXXXX | XXXXXXXX | XXXXXXXX | XXXXXXXX | XXXXXXXX | XXXXXXXX | XXXXXXXX | XXXXXXXX | XXXXXXXX | XXXXXXXX | XXXXXXXX | XXXXXXXX | XXXXXXXX | XXXXXXXX | XXXXXXXX | XXXXXXXX
L+G AMR Gas Module Exchange Rate (AMI Transition) | XXXXXXXX | XXXXXXXX | XXXXXXXX | XXXXXXXX | XXXXXXXX | XXXXXXXX | XXXXXXXX | XXXXXXXX | XXXXXXXX | XXXXXXXX | XXXXXXXX | XXXXXXXX | XXXXXXXX | XXXXXXXX | XXXXXXXX | XXXXXXXX | XXXXXXXX | XXXXXXXX | XXXXXXXX | XXXXXXXX | XXXXXXXX | XXXXXXXX | XXXXXXXX | XXXXXXXX | XXXXXXXX | XXXXXXXX | XXXXXXXX | XXXXXXXX | XXXXXXXX
PSE AMR Gas Module Exchange Rate | XXXXXXXX | XXXXXXXX | XXXXXXXX | XXXXXXXX | XXXXXXXX | XXXXXXXX | XXXXXXXX | XXXXXXXX | XXXXXXXX | XXXXXXXX | XXXXXXXX | XXXXXXXX | XXXXXXXX | XXXXXXXX | XXXXXXXX | XXXXXXXX | XXXXXXXX | XXXXXXXX | XXXXXXXX | XXXXXXXX | XXXXXXXX | XXXXXXXX | XXXXXXXX | XXXXXXXX | XXXXXXXX | XXXXXXXX | XXXXXXXX | XXXXXXXX | XXXXXXXX
PSE AMR Gas Module Visits Rate | XXXXXXXX | XXXXXXXX | XXXXXXXX | XXXXXXXX | XXXXXXXX | XXXXXXXX | XXXXXXXX | XXXXXXXX | XXXXXXXX | XXXXXXXX | XXXXXXXX | XXXXXXXX | XXXXXXXX | XXXXXXXX | XXXXXXXX | XXXXXXXX | XXXXXXXX | XXXXXXXX | XXXXXXXX | XXXXXXXX | XXXXXXXX | XXXXXXXX | XXXXXXXX | XXXXXXXX | XXXXXXXX | XXXXXXXX | XXXXXXXX | XXXXXXXX | XXXXXXXX
% of Module Work Reimbursements MARP/MDMS | XXXXXXXX | XXXXXXXX | XXXXXXXX | XXXXXXXX | XXXXXXXX | XXXXXXXX | XXXXXXXX | XXXXXXXX | XXXXXXXX | XXXXXXXX | XXXXXXXX | XXXXXXXX | XXXXXXXX | XXXXXXXX | XXXXXXXX | XXXXXXXX | XXXXXXXX | XXXXXXXX | XXXXXXXX | XXXXXXXX | XXXXXXXX | XXXXXXXX | XXXXXXXX | XXXXXXXX | XXXXXXXX | XXXXXXXX | XXXXXXXX | XXXXXXXX | XXXXXXXX
% of Module Work Reimbursements ZCON | XXXXXXXX | XXXXXXXX | XXXXXXXX | XXXXXXXX | XXXXXXXX | XXXXXXXX | XXXXXXXX | XXXXXXXX | XXXXXXXX | XXXXXXXX | XXXXXXXX | XXXXXXXX | XXXXXXXX | XXXXXXXX | XXXXXXXX | XXXXXXXX | XXXXXXXX | XXXXXXXX | XXXXXXXX | XXXXXXXX | XXXXXXXX | XXXXXXXX | XXXXXXXX | XXXXXXXX | XXXXXXXX | XXXXXXXX | XXXXXXXX | XXXXXXXX | XXXXXXXX
| XXXXXXXX | XXXXXXXX | XXXXXXXX | XXXXXXXX | XXXXXXXX | XXXXXXXX | XXXXXXXX | XXXXXXXX | XXXXXXXX | XXXXXXXX | XXXXXXXX | XXXXXXXX | XXXXXXXX | XXXXXXXX | XXXXXXXX | XXXXXXXX | XXXXXXXX | XXXXXXXX | XXXXXXXX | XXXXXXXX | XXXXXXXX | XXXXXXXX | XXXXXXXX | XXXXXXXX | XXXXXXXX | XXXXXXXX | XXXXXXXX | XXXXXXXX | XXXXXXXX
AMI Rates | XXXXXXXX | XXXXXXXX | XXXXXXXX | XXXXXXXX | XXXXXXXX | XXXXXXXX | XXXXXXXX | XXXXXXXX | XXXXXXXX | XXXXXXXX | XXXXXXXX | XXXXXXXX | XXXXXXXX | XXXXXXXX | XXXXXXXX | XXXXXXXX | XXXXXXXX | XXXXXXXX | XXXXXXXX | XXXXXXXX | XXXXXXXX | XXXXXXXX | XXXXXXXX | XXXXXXXX | XXXXXXXX | XXXXXXXX | XXXXXXXX | XXXXXXXX | XXXXXXXX
AMI Electric Meter Failure/Retirement Rate | XXXXXXXX | XXXXXXXX | XXXXXXXX | XXXXXXXX | XXXXXXXX | XXXXXXXX | XXXXXXXX | XXXXXXXX | XXXXXXXX | XXXXXXXX | XXXXXXXX | XXXXXXXX | XXXXXXXX | XXXXXXXX | XXXXXXXX | XXXXXXXX | XXXXXXXX | XXXXXXXX | XXXXXXXX | XXXXXXXX | XXXXXXXX | XXXXXXXX | XXXXXXXX | XXXXXXXX | XXXXXXXX | XXXXXXXX | XXXXXXXX | XXXXXXXX | XXXXXXXX
AMI Gas Meter Failture/Retirement Rate | XXXXXXXX | XXXXXXXX | XXXXXXXX | XXXXXXXX | XXXXXXXX | XXXXXXXX | XXXXXXXX | XXXXXXXX | XXXXXXXX | XXXXXXXX | XXXXXXXX | XXXXXXXX | XXXXXXXX | XXXXXXXX | XXXXXXXX | XXXXXXXX | XXXXXXXX | XXXXXXXX | XXXXXXXX | XXXXXXXX | XXXXXXXX | XXXXXXXX | XXXXXXXX | XXXXXXXX | XXXXXXXX | XXXXXXXX | XXXXXXXX | XXXXXXXX | XXXXXXXX
AMI Gas Module Failure Rate (% Population Requiring exchange annually) | XXXXXXXX | XXXXXXXX | XXXXXXXX | XXXXXXXX | XXXXXXXX | XXXXXXXX | XXXXXXXX | XXXXXXXX | XXXXXXXX | XXXXXXXX | XXXXXXXX | XXXXXXXX | XXXXXXXX | XXXXXXXX | XXXXXXXX | XXXXXXXX | XXXXXXXX | XXXXXXXX | XXXXXXXX | XXXXXXXX | XXXXXXXX | XXXXXXXX | XXXXXXXX | XXXXXXXX | XXXXXXXX | XXXXXXXX | XXXXXXXX | XXXXXXXX | XXXXXXXX
AMI Gas Module Visit Rate | XXXXXXXX | XXXXXXXX | XXXXXXXX | XXXXXXXX | XXXXXXXX | XXXXXXXX | XXXXXXXX | XXXXXXXX | XXXXXXXX | XXXXXXXX | XXXXXXXX | XXXXXXXX | XXXXXXXX | XXXXXXXX | XXXXXXXX | XXXXXXXX | XXXXXXXX | XXXXXXXX | XXXXXXXX | XXXXXXXX | XXXXXXXX | XXXXXXXX | XXXXXXXX | XXXXXXXX | XXXXXXXX | XXXXXXXX | XXXXXXXX | XXXXXXXX | XXXXXXXX
L+G Billable Meters | XXXXXXXX | XXXXXXXX | XXXXXXXX | XXXXXXXX | XXXXXXXX | XXXXXXXX | XXXXXXXX | XXXXXXXX | XXXXXXXX | XXXXXXXX | XXXXXXXX | XXXXXXXX | XXXXXXXX | XXXXXXXX | XXXXXXXX | XXXXXXXX | XXXXXXXX | XXXXXXXX | XXXXXXXX | XXXXXXXX | XXXXXXXX | XXXXXXXX | XXXXXXXX | XXXXXXXX | XXXXXXXX | XXXXXXXX | XXXXXXXX | XXXXXXXX | XXXXXXXX
AMR Network growth | XXXXXXXX | XXXXXXXX | XXXXXXXX | XXXXXXXX | XXXXXXXX | XXXXXXXX | XXXXXXXX | XXXXXXXX | XXXXXXXX | XXXXXXXX | XXXXXXXX | XXXXXXXX | XXXXXXXX | XXXXXXXX | XXXXXXXX | XXXXXXXX | XXXXXXXX | XXXXXXXX | XXXXXXXX | XXXXXXXX | XXXXXXXX | XXXXXXXX | XXXXXXXX | XXXXXXXX | XXXXXXXX | XXXXXXXX | XXXXXXXX | XXXXXXXX | XXXXXXXX
Stores Overhead % | XXXXXXXX | XXXXXXXX | XXXXXXXX | XXXXXXXX | XXXXXXXX | XXXXXXXX | XXXXXXXX | XXXXXXXX | XXXXXXXX | XXXXXXXX | XXXXXXXX | XXXXXXXX | XXXXXXXX | XXXXXXXX | XXXXXXXX | XXXXXXXX | XXXXXXXX | XXXXXXXX | XXXXXXXX | XXXXXXXX | XXXXXXXX | XXXXXXXX | XXXXXXXX | XXXXXXXX | XXXXXXXX | XXXXXXXX | XXXXXXXX | XXXXXXXX | XXXXXXXX
Network Maintenance Assumptions | AMR | AMI
% of current AMR network converted to AMI | XXXXXXXX | XXXXXXXX
L&G Cellmaster maintenance visits | XXXXXXXX | XXXXXXXX
L&G MCC maintenance visits | XXXXXXXX | XXXXXXXX
Network Equipment (Cellmasters and MCCs) Failure Rate | XXXXXXXX | XXXXXXXX
Manual Meter Reading Assumptions
Manual Meter Reading with AMI | XXXXXXXX
Manual Meter Reading with AMR | XXXXXXXX
2011 Electric Customers | 1118898.0833
2011 Gas Customers | 780140.6667
PSE Customer Forecast
Year | 0 | 1 | 2 | 3 | 4 | 5 | 6 | 7 | 8 | 9 | 10 | 11 | 12 | 13 | 14 | 15 | 16 | 17 | 18 | 19 | 20 | 21 | 22 | 23 | 24 | 25 | 26 | 27 | 28
| 2012 | 2013 | 2014 | 2015 | 2016 | 2017 | 2018 | 2019 | 2020 | 2021 | 2022 | 2023 | 2024 | 2025 | 2026 | 2027 | 2028 | 2029 | 2030 | 2031 | 2032 | 2033 | 2034 | 2035 | 2036 | 2037 | 2038 | 2039 | 2040
Electric Customer Forecast | 1118898.0833 | 1087609.9678 | 1100379.7348 | 1124140.3036 | 1149527.0669 | 1174273.7168 | 1197556.6501 | 1219064.7149 | 1239897.0048 | 1260869.7609 | 1282100.2804 | 1303639.7836 | 1325400.6605 | 1347387.4774 | 1369625.3447 | 1392099.4701 | 1414734.9663 | 1437612.7157 | 1460657.6102 | 1483844.283 | 1507140.6231 | 1530546.426 | 1559362.7809 | 1588721.6755 | 1618633.3245 | 1649108.1349 | 1680156.7097 | 1711789.8514 | 1744018.5658
Gas Customer Forecast | 788320.6667 | 772916.7105 | 787333.7922 | 808934.3296 | 832956.693 | 858497.7951 | 884800.357 | 909433.9174 | 933493.5787 | 957909.6456 | 982832.8738 | 1008308.2564 | 1034203.7472 | 1060502.0098 | 1087226.935 | 1114341.3386 | 1141733.4468 | 1169523.6175 | 1197570.8122 | 1225832.8102 | 1254263.7089 | 1282848.2315 | 1307001.0499 | 1331608.6053 | 1356679.4594 | 1382222.3348 | 1408246.1186 | 1434759.865 | 1461772.7988
Total | 1907218.75 | 1860526.6782 | 1887713.527 | 1933074.6332 | 1982483.7598 | 2032771.5119 | 2082357.0072 | 2128498.6323 | 2173390.5835 | 2218779.4065 | 2264933.1542 | 2311948.04 | 2359604.4077 | 2407889.4872 | 2456852.2798 | 2506440.8086 | 2556468.4131 | 2607136.3332 | 2658228.4224 | 2709677.0933 | 2761404.3319 | 2813394.6576 | 2866363.8307 | 2920330.2808 | 2975312.7838 | 3031330.4697 | 3088402.8283 | 3146549.7163 | 3205791.3647
L+G Billable Meters | 1903404.3125 | 1856805.6249 | 1883938.0999 | 1929208.4839 | 1978518.7923 | 2028705.9689 | 2078192.2932 | 2124241.635 | 2169043.8023 | 2214341.8477 | 2260403.2879 | 2307324.1439 | 2354885.1989 | 2403073.7083 | 2451938.5752 | 2501427.927 | 2551355.4763 | 2601922.0605 | 2652911.9656 | 2704257.7391 | 2755881.5233 | 2807767.8682 | 2860631.1031 | 2914489.6202 | 2969362.1583 | 3025267.8088 | 3082226.0226 | 3140256.6169 | 3199379.7819
Gas Only | 387506.7 | 378019.854 | 383543.6493 | 392760.0712 | 402798.9656 | 413016.3781 | 423091.1069 | 432466.1138 | 441587.2132 | 450809.2666 | 460186.7365 | 469739.1715 | 479421.9422 | 489232.4539 | 499180.6626 | 509256.0077 | 519420.5638 | 529715.2185 | 540096.0555 | 550549.3423 | 561059.2283 | 571622.568 | 582384.7889 | 593349.6354 | 604520.9226 | 615902.5371 | 627498.4389 | 639312.6625 | 651349.3183
Electric Only | 701415.71 | 684243.8189 | 694242.2959 | 710924.6993 | 729095.8386 | 747590.109 | 765826.1113 | 782795.5652 | 799305.428 | 815998.0248 | 832971.937 | 850262.549 | 867789.0782 | 885546.828 | 903553.8195 | 921790.9374 | 940189.5336 | 958823.618 | 977613.6986 | 996534.9188 | 1015558.5877 | 1034679.0116 | 1054159.4253 | 1074006.6064 | 1094227.4601 | 1114829.0219 | 1135818.4595 | 1157203.0756 | 1178990.3104
Electric and Gas Combined |  | 374279.756 | 379748.8994 | 388874.1347 | 398813.7051 | 408930.0274 | 418905.0777 | 428187.329 | 437218.185 | 446348.9961 | 455633.6861 | 465091.6101 | 474678.5802 | 484392.0275 | 494241.8094 | 504217.4699 | 514281.4587 | 524474.2589 | 534752.3887 | 545102.2516 | 555508.1536 | 565966.9804 | 576622.7208 | 587479.0821 | 598539.8414 | 609808.8471 | 621290.02 | 632987.3546 | 644904.9207
| 383672.74 | 383672.74 | 383672.74 | 383672.74 | 383672.74 | 383672.74 | 383672.74 | 383672.74 | 383672.74 | 383672.74 | 383672.74 | 383672.74 | 383672.74 | 383672.74 | 383672.74 | 383672.74 | 383672.74 | 383672.74 | 383672.74 | 383672.74 | 383672.74 | 383672.74 | 383672.74 | 383672.74 | 383672.74 | 383672.74 | 383672.74 | 383672.74 | 383672.74
Total Gas Customers | 771179.44 | 752299.61 | 763292.5487 | 781634.2059 | 801612.6707 | 821946.4056 | 841996.1846 | 860653.4428 | 878805.3982 | 897158.2626 | 915820.4225 | 934830.7816 | 954100.5224 | 973624.4814 | 993422.472 | 1013473.4777 | 1033702.0225 | 1054189.4774 | 1074848.4442 | 1095651.5939 | 1116567.3819 | 1137589.5484 | 1159007.5097 | 1180828.7175 | 1203060.764 | 1225711.3842 | 1248788.4589 | 1272300.0171 | 1296254.239
% Electric | 58.67% | 58.46% | 58.29% | 58.15% | 57.98% | 57.77% | 57.51% | 57.27% | 57.05% | 56.83% | 56.61% | 56.39% | 56.17% | 55.96% | 55.75% | 55.54% | 55.34% | 55.14% | 54.95% | 54.76% | 54.58% | 54.4% | 54.4% | 54.4% | 54.4% | 54.4% | 54.4% | 54.4% | 54.4%
% Natural Gas | 41.33% | 41.54% | 41.71% | 41.85% | 42.02% | 42.23% | 42.49% | 42.73% | 42.95% | 43.17% | 43.39% | 43.61% | 43.83% | 44.04% | 44.25% | 44.46% | 44.66% | 44.86% | 45.05% | 45.24% | 45.42% | 45.6% | 45.6% | 45.6% | 45.6% | 45.6% | 45.6% | 45.6% | 45.6%
Customer Growth Rate |  | -2.448% | 1.461% | 2.403% | 2.556% | 2.537% | 2.439% | 2.216% | 2.109% | 2.088% | 2.08% | 2.076% | 2.061% | 2.046% | 2.033% | 2.018% | 1.996% | 1.982% | 1.96% | 1.935% | 1.909% | 1.883% | 1.883% | 1.883% | 1.883% | 1.883% | 1.883% | 1.883% | 1.883%
Electric Customer Average Growth Rate 2010-2019 | 1.56%
Gas Customer Average Growth Rate 2010-2020 | 2.2%
Annual Meter Retirements
Electric | XXXXXXXX | XXXXXXXX | XXXXXXXX | XXXXXXXX | XXXXXXXX | XXXXXXXX | XXXXXXXX | XXXXXXXX | XXXXXXXX | XXXXXXXX | XXXXXXXX | XXXXXXXX | XXXXXXXX | XXXXXXXX | XXXXXXXX | XXXXXXXX | XXXXXXXX | XXXXXXXX | XXXXXXXX | XXXXXXXX | XXXXXXXX | XXXXXXXX | XXXXXXXX | XXXXXXXX | XXXXXXXX | XXXXXXXX | XXXXXXXX | XXXXXXXX | XXXXXXXX
Gas | XXXXXXXX | XXXXXXXX | XXXXXXXX | XXXXXXXX | XXXXXXXX | XXXXXXXX | XXXXXXXX | XXXXXXXX | XXXXXXXX | XXXXXXXX | XXXXXXXX | XXXXXXXX | XXXXXXXX | XXXXXXXX | XXXXXXXX | XXXXXXXX | XXXXXXXX | XXXXXXXX | XXXXXXXX | XXXXXXXX | XXXXXXXX | XXXXXXXX | XXXXXXXX | XXXXXXXX | XXXXXXXX | XXXXXXXX | XXXXXXXX | XXXXXXXX | XXXXXXXX
PSE Gas Module Exchange Rate | XXXXXXXX | XXXXXXXX | XXXXXXXX | XXXXXXXX | XXXXXXXX | XXXXXXXX | XXXXXXXX | XXXXXXXX | XXXXXXXX | XXXXXXXX | XXXXXXXX | XXXXXXXX | XXXXXXXX | XXXXXXXX | XXXXXXXX | XXXXXXXX | XXXXXXXX | XXXXXXXX | XXXXXXXX | XXXXXXXX | XXXXXXXX | XXXXXXXX | XXXXXXXX | XXXXXXXX | XXXXXXXX | XXXXXXXX | XXXXXXXX | XXXXXXXX | XXXXXXXX
2011 Customers (% of total) | Electric | Gas
Residential | 51.77% | 38.22%
Commercial | 6.514% | 2.952%
Industrial&Other | 0.3863% | 0.1618%
% of total customer | 58.67% | 41.33%
Status Quo Annual Meter Replacements (Growth vs Attrition)
Electric Total Replacements | XXXXXXXX | XXXXXXXX | XXXXXXXX | XXXXXXXX | XXXXXXXX | XXXXXXXX | XXXXXXXX | XXXXXXXX | XXXXXXXX | XXXXXXXX | XXXXXXXX | XXXXXXXX | XXXXXXXX | XXXXXXXX | XXXXXXXX | XXXXXXXX | XXXXXXXX | XXXXXXXX | XXXXXXXX | XXXXXXXX | XXXXXXXX | XXXXXXXX | XXXXXXXX | XXXXXXXX | XXXXXXXX | XXXXXXXX | XXXXXXXX | XXXXXXXX | XXXXXXXX
Growth | XXXXXXXX | XXXXXXXX | XXXXXXXX | XXXXXXXX | XXXXXXXX | XXXXXXXX | XXXXXXXX | XXXXXXXX | XXXXXXXX | XXXXXXXX | XXXXXXXX | XXXXXXXX | XXXXXXXX | XXXXXXXX | XXXXXXXX | XXXXXXXX | XXXXXXXX | XXXXXXXX | XXXXXXXX | XXXXXXXX | XXXXXXXX | XXXXXXXX | XXXXXXXX | XXXXXXXX | XXXXXXXX | XXXXXXXX | XXXXXXXX | XXXXXXXX | XXXXXXXX
Attrition | XXXXXXXX | XXXXXXXX | XXXXXXXX | XXXXXXXX | XXXXXXXX | XXXXXXXX | XXXXXXXX | XXXXXXXX | XXXXXXXX | XXXXXXXX | XXXXXXXX | XXXXXXXX | XXXXXXXX | XXXXXXXX | XXXXXXXX | XXXXXXXX | XXXXXXXX | XXXXXXXX | XXXXXXXX | XXXXXXXX | XXXXXXXX | XXXXXXXX | XXXXXXXX | XXXXXXXX | XXXXXXXX | XXXXXXXX | XXXXXXXX | XXXXXXXX | XXXXXXXX
Growth % | XXXXXXXX | XXXXXXXX | XXXXXXXX | XXXXXXXX | XXXXXXXX | XXXXXXXX | XXXXXXXX | XXXXXXXX | XXXXXXXX | XXXXXXXX | XXXXXXXX | XXXXXXXX | XXXXXXXX | XXXXXXXX | XXXXXXXX | XXXXXXXX | XXXXXXXX | XXXXXXXX | XXXXXXXX | XXXXXXXX | XXXXXXXX | XXXXXXXX | XXXXXXXX | XXXXXXXX | XXXXXXXX | XXXXXXXX | XXXXXXXX | XXXXXXXX | XXXXXXXX
Attrition % | XXXXXXXX | XXXXXXXX | XXXXXXXX | XXXXXXXX | XXXXXXXX | XXXXXXXX | XXXXXXXX | XXXXXXXX | XXXXXXXX | XXXXXXXX | XXXXXXXX | XXXXXXXX | XXXXXXXX | XXXXXXXX | XXXXXXXX | XXXXXXXX | XXXXXXXX | XXXXXXXX | XXXXXXXX | XXXXXXXX | XXXXXXXX | XXXXXXXX | XXXXXXXX | XXXXXXXX | XXXXXXXX | XXXXXXXX | XXXXXXXX | XXXXXXXX | XXXXXXXX
| XXXXXXXX | XXXXXXXX | XXXXXXXX | XXXXXXXX | XXXXXXXX | XXXXXXXX | XXXXXXXX | XXXXXXXX | XXXXXXXX | XXXXXXXX | XXXXXXXX | XXXXXXXX | XXXXXXXX | XXXXXXXX | XXXXXXXX | XXXXXXXX | XXXXXXXX | XXXXXXXX | XXXXXXXX | XXXXXXXX | XXXXXXXX | XXXXXXXX | XXXXXXXX | XXXXXXXX | XXXXXXXX | XXXXXXXX | XXXXXXXX | XXXXXXXX | XXXXXXXX
Gas Total Replacements | XXXXXXXX | XXXXXXXX | XXXXXXXX | XXXXXXXX | XXXXXXXX | XXXXXXXX | XXXXXXXX | XXXXXXXX | XXXXXXXX | XXXXXXXX | XXXXXXXX | XXXXXXXX | XXXXXXXX | XXXXXXXX | XXXXXXXX | XXXXXXXX | XXXXXXXX | XXXXXXXX | XXXXXXXX | XXXXXXXX | XXXXXXXX | XXXXXXXX | XXXXXXXX | XXXXXXXX | XXXXXXXX | XXXXXXXX | XXXXXXXX | XXXXXXXX | XXXXXXXX
Growth | XXXXXXXX | XXXXXXXX | XXXXXXXX | XXXXXXXX | XXXXXXXX | XXXXXXXX | XXXXXXXX | XXXXXXXX | XXXXXXXX | XXXXXXXX | XXXXXXXX | XXXXXXXX | XXXXXXXX | XXXXXXXX | XXXXXXXX | XXXXXXXX | XXXXXXXX | XXXXXXXX | XXXXXXXX | XXXXXXXX | XXXXXXXX | XXXXXXXX | XXXXXXXX | XXXXXXXX | XXXXXXXX | XXXXXXXX | XXXXXXXX | XXXXXXXX | XXXXXXXX
Attirtion | XXXXXXXX | XXXXXXXX | XXXXXXXX | XXXXXXXX | XXXXXXXX | XXXXXXXX | XXXXXXXX | XXXXXXXX | XXXXXXXX | XXXXXXXX | XXXXXXXX | XXXXXXXX | XXXXXXXX | XXXXXXXX | XXXXXXXX | XXXXXXXX | XXXXXXXX | XXXXXXXX | XXXXXXXX | XXXXXXXX | XXXXXXXX | XXXXXXXX | XXXXXXXX | XXXXXXXX | XXXXXXXX | XXXXXXXX | XXXXXXXX | XXXXXXXX | XXXXXXXX
Growth % | XXXXXXXX | XXXXXXXX | XXXXXXXX | XXXXXXXX | XXXXXXXX | XXXXXXXX | XXXXXXXX | XXXXXXXX | XXXXXXXX | XXXXXXXX | XXXXXXXX | XXXXXXXX | XXXXXXXX | XXXXXXXX | XXXXXXXX | XXXXXXXX | XXXXXXXX | XXXXXXXX | XXXXXXXX | XXXXXXXX | XXXXXXXX | XXXXXXXX | XXXXXXXX | XXXXXXXX | XXXXXXXX | XXXXXXXX | XXXXXXXX | XXXXXXXX | XXXXXXXX
Attrition % | XXXXXXXX | XXXXXXXX | XXXXXXXX | XXXXXXXX | XXXXXXXX | XXXXXXXX | XXXXXXXX | XXXXXXXX | XXXXXXXX | XXXXXXXX | XXXXXXXX | XXXXXXXX | XXXXXXXX | XXXXXXXX | XXXXXXXX | XXXXXXXX | XXXXXXXX | XXXXXXXX | XXXXXXXX | XXXXXXXX | XXXXXXXX | XXXXXXXX | XXXXXXXX | XXXXXXXX | XXXXXXXX | XXXXXXXX | XXXXXXXX | XXXXXXXX | XXXXXXXX
Hybrid AMI Scenario AMR Annual Meter Replacements (Growth vs Attrition)
Electric Total Replacements | #REF! | #REF! | #REF! | #REF! | #REF! | #REF! | #REF! | #REF! | #REF! | #REF! | #REF! | #REF! | #REF! | #REF! | #REF! | #REF! | #REF! | #REF! | #REF! | #REF! | #REF! | #REF! | #REF! | #REF! | #REF! | #REF! | #REF! | #REF! | #REF!
Growth | #REF! | #REF! | #REF! | #REF! | #REF! | #REF! | #REF! | #REF! | #REF! | #REF! | #REF! | #REF! | #REF! | #REF! | #REF! | #REF! | #REF! | #REF! | #REF! | #REF! | #REF! | #REF! | #REF! | #REF! | #REF! | #REF! | #REF! | #REF! | #REF!
Attrition | #REF! | #REF! | #REF! | #REF! | #REF! | #REF! | #REF! | #REF! | #REF! | #REF! | #REF! | #REF! | #REF! | #REF! | #REF! | #REF! | #REF! | #REF! | #REF! | #REF! | #REF! | #REF! | #REF! | #REF! | #REF! | #REF! | #REF! | #REF! | #REF!
Growth % | 0% | 116.7% | 68.53% | 79.86% | 80.56% | 79.82% | 78.49% | 73.46% | 69.68% | 67.24% | 65.18% | 63.11% | 60.91% | 59.23% | 59.05% | 60.78% | 63.83% | 67.08% | 71.47% | 76.66% | 79.5% | 78.43% | 72.12% | 77.59% | 82.45% | 85.47% | 85.99% | 84.25% | 97.14%
Attrition % | 100% | -16.69% | 31.47% | 20.14% | 19.44% | 20.18% | 21.51% | 26.54% | 30.32% | 32.76% | 34.82% | 36.89% | 39.09% | 40.77% | 40.95% | 39.22% | 36.17% | 32.92% | 28.53% | 23.34% | 20.5% | 21.57% | 27.88% | 22.41% | 17.55% | 14.53% | 14.01% | 15.75% | 2.865%
Gas Total Replacements | #REF! | #REF! | #REF! | #REF! | #REF! | #REF! | #REF! | #REF! | #REF! | #REF! | #REF! | #REF! | #REF! | #REF! | #REF! | #REF! | #REF! | #REF! | #REF! | #REF! | #REF! | #REF! | #REF! | #REF! | #REF! | #REF! | #REF! | #REF! | #REF!
Growth | #REF! | #REF! | #REF! | #REF! | #REF! | #REF! | #REF! | #REF! | #REF! | #REF! | #REF! | #REF! | #REF! | #REF! | #REF! | #REF! | #REF! | #REF! | #REF! | #REF! | #REF! | #REF! | #REF! | #REF! | #REF! | #REF! | #REF! | #REF! | #REF!
Attirtion | #REF! | #REF! | #REF! | #REF! | #REF! | #REF! | #REF! | #REF! | #REF! | #REF! | #REF! | #REF! | #REF! | #REF! | #REF! | #REF! | #REF! | #REF! | #REF! | #REF! | #REF! | #REF! | #REF! | #REF! | #REF! | #REF! | #REF! | #REF! | #REF!
Growth % | 60.41% | 151.8% | 72.92% | 79.7% | 80.92% | 81.4% | 81.38% | 79.93% | 79.12% | 78.94% | 78.85% | 78.79% | 78.64% | 78.48% | 78.33% | 78.16% | 77.92% | 77.75% | 77.5% | 77.22% | 76.92% | 76.62% | 73.1% | 73.1% | 73.1% | 73.1% | 73.1% | 73.1% | 73.1%
Attrition % | 39.59% | -51.79% | 27.08% | 20.3% | 19.08% | 18.6% | 18.62% | 20.07% | 20.88% | 21.06% | 21.15% | 21.21% | 21.36% | 21.52% | 21.67% | 21.84% | 22.08% | 22.25% | 22.5% | 22.78% | 23.08% | 23.38% | 26.9% | 26.9% | 26.9% | 26.9% | 26.9% | 26.9% | 26.9%
|  | #REF! | #REF! | #REF! | #REF! | #REF! | #REF! | #REF! | #REF! | #REF! | #REF! | #REF! | #REF!
Cumulative AMI Deployment by Option
Year | 2012 | 2013 | 2014 | 2015 | 2016 | 2017 | 2018 | 2019 | 2020 | 2021 | 2022 | 2023 | 2024 | 2025 | 2026 | 2027 | 2028 | 2029 | 2030 | 2031 | 2032 | 2033 | 2034 | 2035 | 2036 | 2037 | 2038 | 2039 | 2040
Hybrid AMI | #REF! | #REF! | #REF! | #REF! | #REF! | #REF! | #REF! | #REF! | #REF! | #REF! | #REF! | #REF! | #REF! | #REF! | #REF! | #REF! | #REF! | #REF! | #REF! | #REF! | #REF! | #REF! | #REF! | #REF! | #REF! | #REF! | #REF! | #REF! | #REF!
Electric (Business) | #REF! | #REF! | #REF! | #REF! | #REF! | #REF! | #REF! | #REF! | #REF! | #REF! | #REF! | #REF! | #REF! | #REF! | #REF! | #REF! | #REF! | #REF! | #REF! | #REF! | #REF! | #REF! | #REF! | #REF! | #REF! | #REF! | #REF! | #REF! | #REF!
Electric (Fill-in) | #REF! | #REF! | #REF! | #REF! | #REF! | #REF! | #REF! | #REF! | #REF! | #REF! | #REF! | #REF! | #REF! | #REF! | #REF! | #REF! | #REF! | #REF! | #REF! | #REF! | #REF! | #REF! | #REF! | #REF! | #REF! | #REF! | #REF! | #REF! | #REF!
Gas (Business) | #REF! | #REF! | #REF! | #REF! | #REF! | #REF! | #REF! | #REF! | #REF! | #REF! | #REF! | #REF! | #REF! | #REF! | #REF! | #REF! | #REF! | #REF! | #REF! | #REF! | #REF! | #REF! | #REF! | #REF! | #REF! | #REF! | #REF! | #REF! | #REF!
Gas (Fill-in) | #REF! | #REF! | #REF! | #REF! | #REF! | #REF! | #REF! | #REF! | #REF! | #REF! | #REF! | #REF! | #REF! | #REF! | #REF! | #REF! | #REF! | #REF! | #REF! | #REF! | #REF! | #REF! | #REF! | #REF! | #REF! | #REF! | #REF! | #REF! | #REF!
#REF! | 0 | 0 | 69719.1136 | 137470.1489 | 209378.0516 | 282391.5067 | 354822.8092 | 423910.8783 | 491842.5433 | 560366.7174 | 629755.3118 | 700108.8894 | 771210.8553 | 843051.3805 | 915682.6536 | 989055.5495 | 1062985.1717 | 1137675.6636 | 1212912.4943 | 1288629.2896 | 1364748.7961 | 1441256.1839 | 1518858.4874 | 1597578.6706 | 1677440.1141 | 1758466.6226 | 1840682.4334 | 1924112.2244 | 2008781.1226
#REF! | 0 | 0 | 0 | 0 | 92842.6997 | 162365.4088 | 227133.7145 | 284474.551 | 340815.0194 | 397904.6667 | 456016.0549 | 515250.4231 | 575391.8828 | 636431.3319 | 698421.7058 | 761314.6482 | 824926.0507 | 889460.8565 | 954705.3547 | 1020594.0017 | 1087050.3832 | 1154060.5133 | 1222332.2752 | 1291889.4221 | 1362756.1546 | 1434957.1289 | 1508517.4656 | 1583462.7579 | 1659819.0811
#REF! | 0 | 0 | XXXXXX | XXXXXX | XXXXXX | XXXXXX | XXXXXX | XXXXXX | XXXXXX | XXXXXX | XXXXXX | XXXXXX | #VALUE! | #VALUE! | #VALUE! | #VALUE! | #VALUE! | #VALUE! | #VALUE! | #VALUE! | #VALUE! | #VALUE! | #VALUE! | #VALUE! | #VALUE! | #VALUE! | #VALUE! | #VALUE! | #VALUE!
#REF! | 0 | 0 | #VALUE! | #VALUE! | #VALUE! | #VALUE! | #VALUE! | #VALUE! | #VALUE! | #VALUE! | #VALUE! | #VALUE! | #VALUE! | #VALUE! | #VALUE! | #VALUE! | #VALUE! | #VALUE! | #VALUE! | #VALUE! | #VALUE! | #VALUE! | #VALUE! | #VALUE! | #VALUE! | #VALUE! | #VALUE! | #VALUE! | #VALUE!
Hybrid-L+G | 0 | 0 | 69719.1136 | 137470.1489 | 209378.0516 | 282391.5067 | 354822.8092 | 423910.8783 | 491842.5433 | 560366.7174 | 629755.3118 | 700108.8894 | 771210.8553 | 843051.3805 | 915682.6536 | 989055.5495 | 1062985.1717 | 1137675.6636 | 1212912.4943 | 1288629.2896 | 1364748.7961 | 1441256.1839 | 1518858.4874 | 1597578.6706 | 1677440.1141 | 1758466.6226 | 1840682.4334 | 1924112.2244 | 2008781.1226
Two Vendors - Two Networks | #REF! | #REF! | #REF! | #REF! | #REF! | #REF! | #REF! | #REF! | #REF! | #REF! | #REF! | #REF! | #REF! | #REF! | #REF! | #REF! | #REF! | #REF! | #REF! | #REF! | #REF! | #REF! | #REF! | #REF! | #REF! | #REF! | #REF! | #REF! | #REF!
L+G Electric | #REF! | #REF! | #REF! | #REF! | #REF! | #REF! | #REF! | #REF! | #REF! | #REF! | #REF! | #REF! | #REF! | #REF! | #REF! | #REF! | #REF! | #REF! | #REF! | #REF! | #REF! | #REF! | #REF! | #REF! | #REF! | #REF! | #REF! | #REF! | #REF!
New Vendor Gas | #REF! | #REF! | #REF! | #REF! | #REF! | #REF! | #REF! | #REF! | #REF! | #REF! | #REF! | #REF! | #REF! | #REF! | #REF! | #REF! | #REF! | #REF! | #REF! | #REF! | #REF! | #REF! | #REF! | #REF! | #REF! | #REF! | #REF! | #REF! | #REF!
#REF! | 0 | 0 | 0 | 0 | #VALUE! | #VALUE! | 2082357.0072 | 2128498.6323 | 2173390.5835 | 2218779.4065 | 2264933.1542 | 2311948.04 | 2359604.4077 | 2407889.4872 | 2456852.2798 | 2506440.8086 | 2556468.4131 | 2607136.3332 | 2658228.4224 | 2709677.0933 | 2761404.3319 | 2813394.6576 | 2866363.8307 | 2920330.2808 | 2975312.7838 | 3031330.4697 | 3088402.8283 | 3146549.7163 | 3205791.3647
Electric | 0 | 0 | 0 | 0 | #VALUE! | #VALUE! | 1197556.6501 | 1219064.7149 | 1239897.0048 | 1260869.7609 | 1282100.2804 | 1303639.7836 | 1325400.6605 | 1347387.4774 | 1369625.3447 | 1392099.4701 | 1414734.9663 | 1437612.7157 | 1460657.6102 | 1483844.283 | 1507140.6231 | 1530546.426 | 1559362.7809 | 1588721.6755 | 1618633.3245 | 1649108.1349 | 1680156.7097 | 1711789.8514 | 1744018.5658
Gas | 0 | 0 | 0 | 0 | #VALUE! | #VALUE! | 884800.357 | 909433.9174 | 933493.5787 | 957909.6456 | 982832.8738 | 1008308.2564 | 1034203.7472 | 1060502.0098 | 1087226.935 | 1114341.3386 | 1141733.4468 | 1169523.6175 | 1197570.8122 | 1225832.8102 | 1254263.7089 | 1282848.2315 | 1307001.0499 | 1331608.6053 | 1356679.4594 | 1382222.3348 | 1408246.1186 | 1434759.865 | 1461772.7988
Full Deployment % Two-Way (Cumulatively Deployed) | 0% | 0% | 0% | 0% | #VALUE! | #VALUE! | 100% | 100% | 100% | 100% | 100% | 100% | 100% | 100% | 100% | 100% | 100% | 100% | 100% | 100% | 100% | 100% | 100% | 100% | 100% | 100% | 100% | 100% | 100%
Electric | 0% | 0% | 0% | 0% | #VALUE! | #VALUE! | 100% | 100% | 100% | 100% | 100% | 100% | 100% | 100% | 100% | 100% | 100% | 100% | 100% | 100% | 100% | 100% | 100% | 100% | 100% | 100% | 100% | 100% | 100%
Gas | 0% | 0% | 0% | 0% | #VALUE! | #VALUE! | 100% | 100% | 100% | 100% | 100% | 100% | 100% | 100% | 100% | 100% | 100% | 100% | 100% | 100% | 100% | 100% | 100% | 100% | 100% | 100% | 100% | 100% | 100%
AMR Meters by Option
Hybrid AMI Scenario | #REF! | #REF! | #REF! | #REF! | #REF! | #REF! | #REF! | #REF! | #REF! | #REF! | #REF! | #REF! | #REF! | #REF! | #REF! | #REF! | #REF! | #REF! | #REF! | #REF! | #REF! | #REF! | #REF! | #REF! | #REF! | 0 | #REF! | #REF! | #REF!
Electric | #REF! | #REF! | #REF! | #REF! | #REF! | #REF! | #REF! | #REF! | #REF! | #REF! | #REF! | #REF! | #REF! | #REF! | #REF! | #REF! | #REF! | #REF! | #REF! | #REF! | #REF! | #REF! | #REF! | #REF! | #REF! | #REF! | #REF! | #REF! | #REF!
Gas | #REF! | #REF! | #REF! | #REF! | #REF! | #REF! | #REF! | #REF! | #REF! | #REF! | #REF! | #REF! | #REF! | #REF! | #REF! | #REF! | #REF! | #REF! | #REF! | #REF! | #REF! | #REF! | #REF! | #REF! | #REF! | #REF! | #REF! | #REF! | #REF!
Full Deployment Scenario | 1907218.75 | 1860526.6782 | 1887713.527 | 1933074.6332 | #VALUE! | #VALUE! | 0 | 0 | 0 | 0 | 0 | 0 | 0 | 0 | 0 | 0 | 0 | 0 | 0 | 0 | 0 | 0 | 0 | 0 | 0 | 0 | 0 | 0 | 0
Electric | 1118898.0833 | 1087609.9678 | 1100379.7348 | 1124140.3036 | #VALUE! | #VALUE! | 0 | 0 | 0 | 0 | 0 | 0 | 0 | 0 | 0 | 0 | 0 | 0 | 0 | 0 | 0 | 0 | 0 | 0 | 0 | 0 | 0 | 0 | 0
Gas | 788320.6667 | 772916.7105 | 787333.7922 | 808934.3296 | #VALUE! | #VALUE! | 0 | 0 | 0 | 0 | 0 | 0 | 0 | 0 | 0 | 0 | 0 | 0 | 0 | 0 | 0 | 0 | 0 | 0 | 0 | 0 | 0 | 0 | 0
L+G Supported Meters by Option
Year | 2012 | 2013 | 2014 | 2015 | 2016 | 2017 | 2018 | 2019 | 2020 | 2021 | 2022 | 2023 | 2024 | 2025 | 2026
Hybrid AMI Scenario | #REF! | #REF! | #REF! | #REF! | #REF! | #REF! | #REF! | #REF! | #REF! | #REF! | #REF! | #REF! | #REF! | #REF! | #REF!
#REF! | 1907218.75 | 1860526.6782 | 1817994.4134 | 1795604.4843 | 1773105.7083 | 1750380.0052 | 1727534.198 | 1704587.754 | 1681548.0401 | 1658412.6892 | 1635177.8424 | 1611839.1506 | 1588393.5525 | 1564838.1067 | 1541169.6262 | 1517385.2592 | 1493483.2414 | 1469460.6696 | 1445315.9281 | 1421047.8037 | 1396655.5358 | 1372138.4736 | 1347505.3433 | 1322751.6101 | 1297872.6697 | 1272863.8471 | 1247720.3948 | 1222437.4919 | 1197010.2421
#REF! | 1907218.75 | 1860526.6782 | 1887713.527 | 1933074.6332 | 1259760.7067 | 623468.701 | 0 | 0 | 0 | 0 | 0 | 0 | 0 | 0 | 0 | 0 | 0 | 0 | 0 | 0 | 0 | 0 | 0 | 0 | 0 | 0 | 0 | 0 | 0
#REF! | 1907218.75 | 1860526.6782 | #VALUE! | #VALUE! | #VALUE! | #VALUE! | #VALUE! | #VALUE! | #VALUE! | #VALUE! | #VALUE! | #VALUE! | #VALUE! | #VALUE! | #VALUE! | #VALUE! | #VALUE! | #VALUE! | #VALUE! | #VALUE! | #VALUE! | #VALUE! | #VALUE! | #VALUE! | #VALUE! | #VALUE! | #VALUE! | #VALUE! | #VALUE!
#REF! | 1907218.75 | 1860526.6782 | #VALUE! | #VALUE! | #VALUE! | #VALUE! | #VALUE! | #VALUE! | #VALUE! | #VALUE! | #VALUE! | #VALUE! | #VALUE! | #VALUE! | #VALUE! | #VALUE! | #VALUE! | #VALUE! | #VALUE! | #VALUE! | #VALUE! | #VALUE! | #VALUE! | #VALUE! | #VALUE! | #VALUE! | #VALUE! | #VALUE! | #VALUE!
Hybrid-L+G | 1907218.75 | 1860526.6782 | 1887713.527 | 1933074.6332 | 1982483.7598 | 2032771.5119 | 2082357.0072 | 2128498.6323 | 2173390.5835 | 2218779.4065 | 2264933.1542 | 2311948.04 | 2359604.4077 | 2407889.4872 | 2456852.2798 | 2506440.8086 | 2556468.4131 | 2607136.3332 | 2658228.4224 | 2709677.0933 | 2761404.3319 | 2813394.6576 | 2866363.8307 | 2920330.2808 | 2975312.7838 | 3031330.4697 | 3088402.8283 | 3146549.7163 | 3205791.3647
L+G Proposal | 1907218.75 | 1860526.6782 | 1887713.527 | 1933074.6332 | 1982483.7598 | 2032771.5119 | 2082357.0072 | 2128498.6323 | 2173390.5835 | 2218779.4065 | 2264933.1542 | 2311948.04 | 2359604.4077 | 2407889.4872 | 2456852.2798 | 2506440.8086 | 2556468.4131 | 2607136.3332 | 2658228.4224 | 2709677.0933 | 2761404.3319 | 2813394.6576 | 2866363.8307 | 2920330.2808 | 2975312.7838 | 3031330.4697 | 3088402.8283 | 3146549.7163 | 3205791.3647
Two Vendors-Two Networks | #REF! | #REF! | #REF! | #REF! | #REF! | #REF! | #REF! | #REF! | #REF! | #REF! | #REF! | #REF! | #REF! | #REF! | #REF!
#REF! | 1907218.75 | 1860526.6782 | 1887713.527 | 1933074.6332 | #VALUE! | #VALUE! | 0 | 0 | 0 | 0 | 0 | 0 | 0 | 0 | 0 | 0 | 0 | 0 | 0 | 0 | 0 | 0 | 0 | 0 | 0 | 0 | 0 | 0 | 0
AMR Meters on Two-way Network
#REF! | 0 | 0 | 0 | 0 | 629880.3534 | 1246937.402 | 1855223.2927 | 1844024.0813 | 1832575.5641 | 1820874.7398 | 1808917.0993 | 1796697.6168 | 1784212.525 | 1771458.1554 | 1758430.574 | 1745126.1604 | 1731542.3624 | 1717675.4767 | 1703523.0677 | 1689083.0916 | 1674353.9488 | 1659334.1442 | 1644031.5556 | 1628440.8587 | 1612556.6293 | 1596373.3408 | 1579885.3627 | 1563086.9585 | 1545972.2836
Number of Meters Manually Read | 2012 | 2013 | 2014 | 2015 | 2016 | 2017 | 2018 | 2019 | 2020 | 2021 | 2022 | 2023 | 2024 | 2025 | 2026 | 2026 % of Total Population | [13 empty] | Notes
#REF! | 0 | 0 | 55.7753 | 109.9761 | 167.5024 | 225.9132 | 283.8582 | 339.1287 | 393.474 | 448.2934 | 503.8042 | 560.0871 | 616.9687 | 674.4411 | 732.5461 | 791.2444 | 850.3881 | 910.1405 | 970.33 | 1030.9034 | 1091.799 | 1153.0049 | 1215.0868 | 1278.0629 | 1341.9521 | 1406.7733 | 1472.5459 | 1539.2898 | 1607.0249 | Growing with meter population growth + attrition.
#REF! | 0 | 0 | 0 | 0 | 20490.3325 | 40546.3725 | 60314.3129 | 59997.19 | 59671.1862 | 59337.6038 | 58996.5147 | 58647.837 | 58291.276 | 57926.7053 | 57554.0398 | 57173.1236 | 56783.7265 | 56385.8926 | 55979.3718 | 55564.0456 | 55139.8009 | 54706.5782 | 54265.1989 | 53815.5097 | 53357.3539 | 52890.5723 | 52415.0024 | 51930.4787 | 51436.8327 | Growing with meter population growth + attrition.
#REF! | 0 | 0 | #VALUE! | #VALUE! | #VALUE! | #VALUE! | #VALUE! | #VALUE! | #VALUE! | #VALUE! | #VALUE! | #VALUE! | #VALUE! | #VALUE! | #VALUE! | #VALUE! | #VALUE! | #VALUE! | #VALUE! | #VALUE! | #VALUE! | #VALUE! | #VALUE! | #VALUE! | #VALUE! | #VALUE! | #VALUE! | #VALUE! | #VALUE! | Following meter minimums
#REF! | 0 | 0 | #VALUE! | #VALUE! | #VALUE! | #VALUE! | #VALUE! | #VALUE! | #VALUE! | #VALUE! | #VALUE! | #VALUE! | #VALUE! | #VALUE! | #VALUE! | #VALUE! | #VALUE! | #VALUE! | #VALUE! | #VALUE! | #VALUE! | #VALUE! | #VALUE! | #VALUE! | #VALUE! | #VALUE! | #VALUE! | #VALUE! | #VALUE! | 2 year deployment to meter floor and then full deployment in 2024
#REF! | 0 | 0 | 0 | 0 | #VALUE! | #VALUE! | 1665.8856 | 1702.7989 | 1738.7125 | 1775.0235 | 1811.9465 | 1849.5584 | 1887.6835 | 1926.3116 | 1965.4818 | 2005.1526 | 2045.1747 | 2085.7091 | 2126.5827 | 2167.7417 | 2209.1235 | 2250.7157 | 2293.0911 | 2336.2642 | 2380.2502 | 2425.0644 | 2470.7223 | 2517.2398 | 2564.6331 | Full deployment over three years
Network Hardware Numbers Based on Scenario
AMR Network Hardware Growth (status quo)
Cellmasters | XXXXXXXX | XXXXXXXX | XXXXXXXX | XXXXXXXX | XXXXXXXX | XXXXXXXX | XXXXXXXX | XXXXXXXX | XXXXXXXX | XXXXXXXX | XXXXXXXX | XXXXXXXX | XXXXXXXX | XXXXXXXX | XXXXXXXX | XXXXXXXX | XXXXXXXX | XXXXXXXX | XXXXXXXX | XXXXXXXX | XXXXXXXX | XXXXXXXX | XXXXXXXX | XXXXXXXX | XXXXXXXX | XXXXXXXX | XXXXXXXX | XXXXXXXX | XXXXXXXX
MCC's | XXXXXXXX | XXXXXXXX | XXXXXXXX | XXXXXXXX | XXXXXXXX | XXXXXXXX | XXXXXXXX | XXXXXXXX | XXXXXXXX | XXXXXXXX | XXXXXXXX | XXXXXXXX | XXXXXXXX | XXXXXXXX | XXXXXXXX | XXXXXXXX | XXXXXXXX | XXXXXXXX | XXXXXXXX | XXXXXXXX | XXXXXXXX | XXXXXXXX | XXXXXXXX | XXXXXXXX | XXXXXXXX | XXXXXXXX | XXXXXXXX | XXXXXXXX | XXXXXXXX
AMI Network Hardware Growth for Two Networks Two Vendors
Access Point | 217.1 | 217.1 | 217.1 | 217.1 | 217.1 | 217.1 | 217.1 | 217.1 | 217.1 | 217.1 | 217.1 | 217.1 | 217.1 | 217.1 | 217.1 | 217.1 | 217.1 | 217.1 | 217.1 | 217.1 | 217.1 | 217.1 | 217.1 | 217.1 | 217.1 | 217.1 | 217.1 | 217.1 | 217.1
Concentrator | 10699 | 10699 | 10699 | 10699 | 10699 | 10699 | 10699 | 10699 | 10699 | 10699 | 10699 | 10699 | 10699 | 10699 | 10699 | 10699 | 10699 | 10699 | 10699 | 10699 | 10699 | 10699 | 10699 | 10699 | 10699 | 10699 | 10699 | 10699 | 10699
AMI Network Hardware (for Network Hybrid Scenario including Gas Territory) (New Vendor) | 0
Access Point | 0 | 0 | 0 | 0 | 0 | 0 | 0 | 0 | 0 | 0 | 0 | 0 | 0 | 0 | 0 | 0 | 0 | 0 | 0 | 0 | 0 | 0 | 0 | 0 | 0 | 0 | 0 | 0 | 0
Concentrator | 3 | 3 | 3 | 3 | 3 | 3 | 3 | 3 | 3 | 3 | 3 | 3 | 3 | 3 | 3 | 3 | 3 | 3 | 3 | 3 | 3 | 3 | 3 | 3 | 3 | 3 | 3 | 3 | 3
AMI Network Hardware Growth for Greenfield Scenarios
Access Point | #REF! | #REF! | #REF! | #REF! | #REF! | #REF! | #REF! | #REF! | #REF! | #REF! | #REF! | #REF! | #REF! | #REF! | #REF! | #REF! | #REF! | #REF! | #REF! | #REF! | #REF! | #REF! | #REF! | #REF! | #REF! | #REF! | #REF! | #REF! | #REF!
Concentrator | #REF! | #REF! | #REF! | #REF! | #REF! | #REF! | #REF! | #REF! | #REF! | #REF! | #REF! | #REF! | #REF! | #REF! | #REF! | #REF! | #REF! | #REF! | #REF! | #REF! | #REF! | #REF! | #REF! | #REF! | #REF! | #REF! | #REF! | #REF! | #REF!
Hybrid-L+G Network Hardware for Territory Wide (Hybrid AMI Scenario, Two Vendors and Full Deployment)
Take Out Point | 167 | 167 | 167 | 167 | 167 | 167 | 167 | 167 | 167 | 167 | 167 | 167 | 167 | 167 | 167 | 167 | 167 | 167 | 167 | 167 | 167 | 167 | 167 | 167 | 167 | 167 | 167 | 167 | 167
Concentrator | 8230 | 8230 | 8230 | 8230 | 8230 | 8230 | 8230 | 8230 | 8230 | 8230 | 8230 | 8230 | 8230 | 8230 | 8230 | 8230 | 8230 | 8230 | 8230 | 8230 | 8230 | 8230 | 8230 | 8230 | 8230 | 8230 | 8230 | 8230 | 8230
Gas Battery Maintenance
Full Time PSE Employees | 2 | 2 | 2 | 2 | 2 | 0 | 0 | 0 | 0 | 0 | 0 | 5 | 5 | 5 | 5
Battery Purchase |  | 25000 | 55000 | 95000 | 95000 | [5 empty] | 150000
Batteries change-outs in non-program years (quantity yearly) | 30000 | 30000 | 30000 | 30000 | 30000 | 30000 | 30000 | 30000 | 30000 | 30000 | 30000 | 30000 | 30000 | 30000 | 30000
Batteries change-outs in Battery Replacement Program years (quantity Yearly) | 0 | 0 | 0 | 0 | 0 | 0 | 0 | 0 | 0 | 0 | 0 | 60000 | 0 | 0 | 0
All Poletop Devices (MCCs, concentrators) | XXXXXXXXX | %
| XXXXXXXXX |  | % Hybrid-L+G in 2012 | XXXXXXXXX
PSE Gas Only Service Territory | XXXXXXXXX
Gas Only TOPs | XXXXXXXXX | XXXXXXXXX
Gas Only Poletop Population (Concentrators and MCCs) | XXXXXXXXX | XXXXXXXXX
Total Non-PSE Poletops (% of Total Devices) | XXXXXXXXX | XXXXXXXXX
Concentrators | XXXXXXXXX | XXXXXXXXX
MCCs | XXXXXXXXX | XXXXXXXXX
| XXXXXXXXX | XXXXXXXXX
PSE Electric Only and Electric and Gas Service Territory | XXXXXXXXX | XXXXXXXXX
Total PSE Only Territory (% of total) | XXXXXXXXX | XXXXXXXXX
Concentrators | XXXXXXXXX | XXXXXXXXX
MCCs | XXXXXXXXX | XXXXXXXXX
Other | XXXXXXXXX | XXXXXXXXX
All Oportunistic Exchanges
Poor Performing LP and Demand Meters |  |  |  | XXXXXXXXX | XXXXXXXXX | XXXXXXXXX
CVR Meters |  |  |  | XXXXXXXXX | XXXXXXXXX | XXXXXXXXX
Credit Remote Disconnect/Reconnect Program Meters |  |  |  | XXXXXXXXX | XXXXXXXXX | XXXXXXXXX
UEU Remote Disconnect/Reconnect Program Meters
Note on B7: vdrehe: Bob Williams updated July 2013.

## L+GPricing (R)
AMR/AMI Hybrid
| Pricing provided by Landis+Gyr Rev 01/18/2013 |  |  | 2012 | 2013 | 2014 | 2015 | 2016 | 2017 | 2018 | 2019 | 2020 | 2021 | 2022 | 2023 | 2024 | 2025 | 2026 | 2027 | 2028 | 2029 | 2030 | 2031
Year
Deployment Approach
|  | Year of Deployment |  | 1 | 2 | 3 | 4 | 5 | 6 | 7 | 8 | 9 | 10 | 11 | 12 | 13 | 14 | 15 | 16 | 17 | 18 | 19 | 20
|  | Electric Customer Forecast (Cumulative) |  | 1118793.5396 | 1128742.791 | 1144738.4281 | 1165864.2181 | 1188821.1788 | 1212023.2386 | 1234615.4071 | 1256715.3025 | 1278765.5965 | 1301054.5599 | 1323424.0249 | 1345820.2975 | 1368502.3559 | 1391566.4867 | 1415019.3301
|  | Gas Customer Forecast (Cumulative) |  | 788798.7531 | 803870.1341 | 821019.7387 | 840291.6593 | 860897.2251 | 882136.5161 | 903691.2278 | 925576.6959 | 947749.6474 | 970250.3479 | 993032.3078 | 1016102.1198 | 1039614.2911 | 1063670.2927 | 1088282.9346
| AMI Meters & Modules | AMI Single Phase Electric Meter Hardware | Begins in 2013, inclds all growth 2016 on. | XXXXXXX | XXXXXXX | XXXXXXX | XXXXXXX | XXXXXXX | XXXXXXX | XXXXXXX | XXXXXXX | XXXXXXX | XXXXXXX | XXXXXXX | XXXXXXX | XXXXXXX | XXXXXXX | XXXXXXX | XXXXXXX | XXXXXXX | XXXXXXX | XXXXXXX | XXXXXXX
|  | AMI Polyphase Electric Meter Hardware (no reactive power) | Begins in 2013, inclds all maintenance 2016 on. | XXXXXXX | XXXXXXX | XXXXXXX | XXXXXXX | XXXXXXX | XXXXXXX | XXXXXXX | XXXXXXX | XXXXXXX | XXXXXXX | XXXXXXX | XXXXXXX | XXXXXXX | XXXXXXX | XXXXXXX | XXXXXXX | XXXXXXX | XXXXXXX | XXXXXXX | XXXXXXX
|  | AMI Polyphase Electric Meter Hardware (with Reactive Power) |  | XXXXXXX | XXXXXXX | XXXXXXX | XXXXXXX | XXXXXXX | XXXXXXX | XXXXXXX | XXXXXXX | XXXXXXX | XXXXXXX | XXXXXXX | XXXXXXX | XXXXXXX | XXXXXXX | XXXXXXX | XXXXXXX | XXXXXXX | XXXXXXX | XXXXXXX | XXXXXXX
|  | AMI Residential Gas Module Hardware | Begins in 2013 | XXXXXXX | XXXXXXX | XXXXXXX | XXXXXXX | XXXXXXX | XXXXXXX | XXXXXXX | XXXXXXX | XXXXXXX | XXXXXXX | XXXXXXX | XXXXXXX | XXXXXXX | XXXXXXX | XXXXXXX | XXXXXXX | XXXXXXX | XXXXXXX | XXXXXXX | XXXXXXX
|  | AMI Commercial/Industrial Gas Module Hardware | Begins in 2013 | XXXXXXX | XXXXXXX | XXXXXXX | XXXXXXX | XXXXXXX | XXXXXXX | XXXXXXX | XXXXXXX | XXXXXXX | XXXXXXX | XXXXXXX | XXXXXXX | XXXXXXX | XXXXXXX | XXXXXXX | XXXXXXX | XXXXXXX | XXXXXXX | XXXXXXX | XXXXXXX
|  |  |  | XXXXXXX | XXXXXXX | XXXXXXX | XXXXXXX | XXXXXXX | XXXXXXX | XXXXXXX | XXXXXXX | XXXXXXX | XXXXXXX | XXXXXXX | XXXXXXX | XXXXXXX | XXXXXXX | XXXXXXX | XXXXXXX | XXXXXXX | XXXXXXX | XXXXXXX | XXXXXXX
| Network Quantities* | L+G Hybrid Concentrator |  | XXXXXXX | XXXXXXX | XXXXXXX | XXXXXXX | XXXXXXX | XXXXXXX | XXXXXXX | XXXXXXX | XXXXXXX | XXXXXXX | XXXXXXX | XXXXXXX | XXXXXXX | XXXXXXX | XXXXXXX | XXXXXXX | XXXXXXX | XXXXXXX | XXXXXXX | XXXXXXX
|  | L+G 2-way Concentrator |  | XXXXXXX | XXXXXXX | XXXXXXX | XXXXXXX | XXXXXXX | XXXXXXX | XXXXXXX | XXXXXXX | XXXXXXX | XXXXXXX | XXXXXXX | XXXXXXX | XXXXXXX | XXXXXXX | XXXXXXX | XXXXXXX | XXXXXXX | XXXXXXX | XXXXXXX | XXXXXXX
|  | L+G 2-way Router |  | XXXXXXX | XXXXXXX | XXXXXXX | XXXXXXX | XXXXXXX | XXXXXXX | XXXXXXX | XXXXXXX | XXXXXXX | XXXXXXX | XXXXXXX | XXXXXXX | XXXXXXX | XXXXXXX | XXXXXXX | XXXXXXX | XXXXXXX | XXXXXXX | XXXXXXX | XXXXXXX
|  | L+G 2-way Collector/TOP |  | XXXXXXX | XXXXXXX | XXXXXXX | XXXXXXX | XXXXXXX | XXXXXXX | XXXXXXX | XXXXXXX | XXXXXXX | XXXXXXX | XXXXXXX | XXXXXXX | XXXXXXX | XXXXXXX | XXXXXXX | XXXXXXX | XXXXXXX | XXXXXXX | XXXXXXX | XXXXXXX
| Electric Meter Allocation | % of Population with Form Factor |  | 1: Form Factor
| Res | 0.123% | bar: 1
| Res | 88.72% | bar: 1
| Res | 0.05386% | bar: 1
| C+I | 1.937% | bar: 1
| C+I | 0.04629% | bar: 1
| C+I | 1.482% | bar: 1
| C+I | 4.973% |  | 1: 12S
| C+I | 0.06908% |  | 1: 15S
| C+I | 2.595% |  | 1: 16S
| COSTS/RATES |  |  | 1: 2012 Costs of Hardware/Asset ($); 2: 2012 Costs of Installation/Labor ($); 3: Cost of Maintenance ($)
| Meter/Module Hardware Costs | AMI Single Phase Electric Meter with Module Hardware (no disconnect) Focus AX Form 2S |  | 1: XXXXXXX; 2: XXXXXXX; 3: XXXXXXX
|  | AMI Single Phase Electric Meter with Module Hardware (with disconnect) Form 2s |  | 1: XXXXXXX; 2: XXXXXXX; 3: XXXXXXX
|  | AMI Polyphase Electric Meter with Module Hardware (no reactive power) All Forms No A Base |  | 1: XXXXXXX; 2: XXXXXXX; 3: XXXXXXX
|  | AMI Polyphase Electric Meter with Module Hardware (with reactive power) |  | 1: XXXXXXX; 2: XXXXXXX; 3: XXXXXXX
|  | AMI Residential Gas Module Hardware American Residential |  | 1: XXXXXXX; 2: XXXXXXX; 3: XXXXXXX
|  | AMI Commercial/Industrial Gas Module Hardware American Commercial |  | 1: XXXXXXX; 2: XXXXXXX; 3: XXXXXXX
|  |  |  | XXXXXXX | XXXXXXX | XXXXXXX
| Network Equipment Unit Costs | L+G Hybrid Concentrator |  | 1: XXXXXXX; 2: XXXXXXX; 3: XXXXXXX
|  | L+G 2-way Concentrator |  | 1: XXXXXXX; 2: XXXXXXX; 3: XXXXXXX; 5: XXXXXXX
|  | L+G 2-way Router |  | 1: XXXXXXX; 2: XXXXXXX; 3: XXXXXXX
|  | L+G 2-way Collector/TOP |  | 1: XXXXXXX; 2: XXXXXXX; 3: XXXXXXX
|  | L+G Network equipment battery |  | 1: XXXXXXX; 2: XXXXXXX; 3: XXXXXXX
|  |  |  | XXXXXXX | XXXXXXX | XXXXXXX
|  |  |  | XXXXXXX | XXXXXXX | XXXXXXX
| Gas Module Battery | AMI Gas module battery |  | 1: XXXXXXX; 2: XXXXXXX; 3: XXXXXXX
|  |  |  | XXXXXXX | XXXXXXX | XXXXXXX
|  |  |  | XXXXXXX | XXXXXXX | XXXXXXX
| Software Head End Costs (PSE Owns and Hosts) | Set-up, Installation, Config, Test of Command Center |  | 1: XXXXXXX; 2: XXXXXXX; 3: XXXXXXX
|  | Annual Software Maintenance Fees (per endpoint)** See Below |  | 1: XXXXXXX; 2: XXXXXXX; 3: XXXXXXX
|  | Project Management & Ongoing Support - Network Deployment Project Services - 36 Mo) |  | 1: XXXXXXX; 2: XXXXXXX; 3: XXXXXXX
|  | Software and Annual Maintenance - Includes Command Center HES and Meter Software ($1.75), ECC Advanced Security ($1.00) - Per Endpoint |  | 1: XXXXXXX; 2: XXXXXXX; 3: XXXXXXX
|  | ECC Security Head End Appliances (Per Set) - Requires 1-set each for production, Disaster Recovery, testing |  | 1: XXXXXXX; 2: XXXXXXX; 3: XXXXXXX
|  | Appliances for Disaster Recovery, maintenance fees, etc. |  | 1: XXXXXXX; 2: XXXXXXX; 3: XXXXXXX
| Software Head End Costs (SaaS)** | This assumes that L+G is providing the current level of Head End hosting and maintenance plus onsite support and maintenance services. Advanced Security licensing and Hosting Services would be in additon to the Fee shown. |  | 1: XXXXXXX; 2: XXXXXXX; 3: XXXXXXX
|  |  |  | XXXXXXX | XXXXXXX | XXXXXXX
| Telecom Costs | WAN Backhaul Costs (Licenses and Data) *Note: PSE will go to Verizon for the provider |  | 1: XXXXXXX; 2: XXXXXXX; 3: XXXXXXX
|  |  |  | XXXXXXX | XXXXXXX | XXXXXXX
|  |  |  | XXXXXXX | XXXXXXX | XXXXXXX
|  |  |  | XXXXXXX | XXXXXXX | XXXXXXX
| Device Life |  |  | 1: XXXXXXX; 2: XXXXXXX; 3: XXXXXXX
|  | Device |  | 1: XXXXXXX; 2: XXXXXXX; 3: XXXXXXX
|  | AMI Gas module battery life |  | 1: XXXXXXX; 2: XXXXXXX; 3: XXXXXXX
|  | AMI Gas Modules (Res) |  | 1: XXXXXXX; 2: XXXXXXX; 3: XXXXXXX
|  | AMI Gas Modules (Commercia) |  | 1: XXXXXXX; 2: XXXXXXX; 3: XXXXXXX
|  | AMI Single Phase Electric Meter with Module Hardware (no disconnect) |  | 1: XXXXXXX; 2: XXXXXXX; 3: XXXXXXX
|  | AMI Single Phase Electric Meter with Module Hardware (with disconnect) |  | 1: XXXXXXX; 2: XXXXXXX; 3: XXXXXXX
|  | AMI Polyphase Electric Meter with Module Hardware (no reactive power) |  | 1: XXXXXXX; 2: XXXXXXX; 3: XXXXXXX
|  | AMI Polyphase Electric Meter with Module Hardware (with reactive power) |  | 1: XXXXXXX; 2: XXXXXXX; 3: XXXXXXX
|  |  |  | XXXXXXX | XXXXXXX | XXXXXXX
3 Year Warranty and extender can be added.
*Need L+G to do a sanity check on these numbers. We expect we will have part of the network equipment by 2016 and will need to do a 1 for 1 replacement of the balance. Please estimate past 2018 for average growth amounts based on customer forecast on lines 8 &9
**Please price this according to the amount of endpoints installed per year.
Landis+Gyr Note:
Endpoint Installation pricing is based on another recent deployment that used union labor. Final pricing is subject to final scope of work and local prevailing wage rate adjustments.
Landis+Gyr Note:
Set-up, Installation, Config, Test of Command Center Pricing is basedo n 250 man hours of work.
Landis+Gyr Note: The SaaS Fee is based on the current scope of work under the current Agreement. Further clarification of roles and responsiblities may be needed for this business case analysis
*XXXXXXX
XXXXXXX
XXXXXXX
XXXXXXX
XXXXXXX

## Reimbursements (R)
Reimbursement Data
S | YEAR | MONTH | MARP | MDMS | ZCON | ZCON_NTF | MC01 | ELECTRIC | MONTH |  | Totals | 1 | 2 | 3 | 4 | 5 | 6 | 7 | 8 | 9 | 10 | 11 | 12
E | 2010 | 1 | 270 | 122 | 15 | 386 | 0 | 2010 | MARP |  |  | 270 | 91 | 44 | 77 | 174 | 28 | 37 | 59 | 101 | 162 | 125 | 194
E | 2010 | 2 | 91 | 144 | 31 | 236 | 0 |  | MDMS |  |  | 122 | 144 | 107 | 97 | 378 | 285 | 100 | 104 | 140 | 104 | 25 | 73
E | 2010 | 3 | 44 | 107 | 21 | 159 | 0 |  | ZCON |  |  | 15 | 31 | 21 | 15 | 34 | 17 | 28 | 20 | 10 | 23 | 8 | 9
E | 2010 | 4 | 77 | 97 | 15 | 150 | 0 |  | ZCON_NTF |  |  | 386 | 236 | 159 | 150 | 331 | 341 | 452 | 510 | 255 | 801 | 450 | 317
E | 2010 | 5 | 174 | 378 | 34 | 331 | 0 |  | MC01 |  |  | 0 | 0 | 0 | 0 | 0 | 0 | 0 | 0 | 0 | 0 | 0 | 0
E | 2010 | 6 | 28 | 285 | 17 | 341 | 0 | 2011 | MARP |  |  | 177 | 136 | 214 | 108 | 137 | 137 | 203 | 163 | 199 | 167 | 171 | 202
E | 2010 | 7 | 37 | 100 | 28 | 452 | 0 |  | MDMS |  |  | 83 | 49 | 69 | 63 | 72 | 92 | 35 | 43 | 52 | 35 | 37 | 87
E | 2010 | 8 | 59 | 104 | 20 | 510 | 0 |  | ZCON |  |  | 10 | 8 | 33 | 19 | 27 | 11 | 17 | 13 | 11 | 16 | 23 | 17
E | 2010 | 9 | 101 | 140 | 10 | 255 | 0 |  | ZCON_NTF |  |  | 529 | 364 | 385 | 333 | 472 | 354 | 458 | 424 | 282 | 276 | 414 | 369
E | 2010 | 10 | 162 | 104 | 23 | 801 | 0 |  | MC01 |  |  | 0 | 0 | 0 | 0 | 0 | 0 | 0 | 0 | 0 | 0 | 0 | 0
E | 2010 | 11 | 125 | 25 | 8 | 450 | 0 | GAS
E | 2010 | 12 | 194 | 73 | 9 | 317 | 0 | 2010 | MARP |  |  | 564 | 452 | 291 | 5 | 663 | 520 | 414 | 432 | 343 | 291 | 231 | 315
E | 2011 | 1 | 177 | 83 | 10 | 529 | 0 |  | MDMS |  |  | 1285 | 1285 | 1479 | 567 | 1651 | 552 | 578 | 873 | 322 | 534 | 495 | 743
E | 2011 | 2 | 136 | 49 | 8 | 364 | 0 |  | ZCON |  |  | 397 | 633 | 788 | 305 | 586 | 154 | 206 | 53 | 60 | 201 | 235 | 210
E | 2011 | 3 | 214 | 69 | 33 | 385 | 0 |  | ZCON_NTF |  |  | 208 | 289 | 286 | 315 | 632 | 418 | 715 | 180 | 226 | 1250 | 835 | 317
E | 2011 | 4 | 108 | 63 | 19 | 333 | 0 |  | MC01 |  |  | 297 | 278 | 469 | 105 | 531 | 173 | 258 | 284 | 126 | 232 | 531 | 471
E | 2011 | 5 | 137 | 72 | 27 | 472 | 0 | 2011 | MARP |  | 744 | 151 | 198 | 171 | 70 | 15 | 22 | 2 | 1 | 103 | 4 | 7 | 0
E | 2011 | 6 | 137 | 92 | 11 | 354 | 0 |  | MDMS |  | 3872 | 443 | 298 | 523 | 393 | 330 | 464 | 350 | 300 | 179 | 238 | 165 | 189
E | 2011 | 7 | 203 | 35 | 17 | 458 | 0 | 4207.2436 | ZCON |  | 4781 | 456 | 752 | 833 | 616 | 355 | 293 | 137 | 226 | 130 | 180 | 156 | 647
E | 2011 | 8 | 163 | 43 | 13 | 424 | 0 | 8495.7818 | ZCON_NTF |  | 10675 | 643 | 1403 | 1390 | 1138 | 632 | 686 | 457 | 967 | 1102 | 1041 | 423 | 793
E | 2011 | 9 | 199 | 52 | 11 | 282 | 0 | 2902.5164 | MC01 |  | 5105 | 340 | 450 | 538 | 641 | 767 | 673 | 314 | 396 | 336 | 272 | 192 | 186
[11 empty] | 2011 | 2012 | 2013 | 2014 | 2015 | 2016 | 2017 | 2018
[9 empty] | ZCON Gas Modules |  | 20561 | 19630.067 | 18741.2836 | 17893.4036 | 17085.0568 | 16313.975 | 16313.975 | 16313.975 | 16313.975 | 16313.975 | 16313.975 | 16313.975 | 16313.975 | 16313.975 | 16313.975 | 16313.975
81.67%
E | 2011 | 12 | 202 | 87 | 17 | 369 | 0 | Current | ELECTRIC | Total % | 2011: Annual Totals
G | 2010 | 1 | 564 | 1285 | 397 | 208 | 297 | 2010 | MARP | XXXXXXX | XXXXXXX | XXXXXXX | XXXXXXX | XXXXXXX | XXXXXXX | XXXXXXX | XXXXXXX | XXXXXXX | XXXXXXX | XXXXXXX | XXXXXXX | XXXXXXX | XXXXXXX | XXXXXXX
G | 2010 | 2 | 452 | 1285 | 633 | 289 | 278 |  | MDMS | XXXXXXX | XXXXXXX | XXXXXXX | XXXXXXX | XXXXXXX | XXXXXXX | XXXXXXX | XXXXXXX | XXXXXXX | XXXXXXX | XXXXXXX | XXXXXXX | XXXXXXX | XXXXXXX | XXXXXXX
G | 2010 | 3 | 291 | 1479 | 788 | 286 | 469 |  | ZCON | XXXXXXX | XXXXXXX | XXXXXXX | XXXXXXX | XXXXXXX | XXXXXXX | XXXXXXX | XXXXXXX | XXXXXXX | XXXXXXX | XXXXXXX | XXXXXXX | XXXXXXX | XXXXXXX | XXXXXXX
G | 2010 | 4 | 5 | 567 | 305 | 315 | 105 |  | ZCON_NTF | XXXXXXX | XXXXXXX | XXXXXXX | XXXXXXX | XXXXXXX | XXXXXXX | XXXXXXX | XXXXXXX | XXXXXXX | XXXXXXX | XXXXXXX | XXXXXXX | XXXXXXX | XXXXXXX | XXXXXXX
G | 2010 | 5 | 663 | 1651 | 586 | 632 | 531 |  | MC01 | XXXXXXX | XXXXXXX | XXXXXXX | XXXXXXX | XXXXXXX | XXXXXXX | XXXXXXX | XXXXXXX | XXXXXXX | XXXXXXX | XXXXXXX | XXXXXXX | XXXXXXX | XXXXXXX | XXXXXXX
G | 2010 | 6 | 520 | 552 | 154 | 418 | 173 |  |  | XXXXXXX | XXXXXXX | XXXXXXX | XXXXXXX | XXXXXXX | XXXXXXX | XXXXXXX | XXXXXXX | XXXXXXX | XXXXXXX | XXXXXXX | XXXXXXX | XXXXXXX | XXXXXXX | XXXXXXX
G | 2010 | 7 | 414 | 578 | 206 | 715 | 258 | 2011 | MARP | XXXXXXX | XXXXXXX | XXXXXXX | XXXXXXX | XXXXXXX | XXXXXXX | XXXXXXX | XXXXXXX | XXXXXXX | XXXXXXX | XXXXXXX | XXXXXXX | XXXXXXX | XXXXXXX | XXXXXXX
G | 2010 | 8 | 432 | 873 | 53 | 180 | 284 |  | MDMS | XXXXXXX | XXXXXXX | XXXXXXX | XXXXXXX | XXXXXXX | XXXXXXX | XXXXXXX | XXXXXXX | XXXXXXX | XXXXXXX | XXXXXXX | XXXXXXX | XXXXXXX | XXXXXXX | XXXXXXX
G | 2010 | 9 | 343 | 322 | 60 | 226 | 126 |  | ZCON | XXXXXXX | XXXXXXX | XXXXXXX | XXXXXXX | XXXXXXX | XXXXXXX | XXXXXXX | XXXXXXX | XXXXXXX | XXXXXXX | XXXXXXX | XXXXXXX | XXXXXXX | XXXXXXX | XXXXXXX
G | 2010 | 10 | 291 | 534 | 201 | 1250 | 232 |  | ZCON_NTF | XXXXXXX | XXXXXXX | XXXXXXX | XXXXXXX | XXXXXXX | XXXXXXX | XXXXXXX | XXXXXXX | XXXXXXX | XXXXXXX | XXXXXXX | XXXXXXX | XXXXXXX | XXXXXXX | XXXXXXX
G | 2010 | 11 | 231 | 495 | 235 | 835 | 531 |  | MC01 | XXXXXXX | XXXXXXX | XXXXXXX | XXXXXXX | XXXXXXX | XXXXXXX | XXXXXXX | XXXXXXX | XXXXXXX | XXXXXXX | XXXXXXX | XXXXXXX | XXXXXXX | XXXXXXX | XXXXXXX
G | 2010 | 12 | 315 | 743 | 210 | 317 | 471 |  |  | XXXXXXX | XXXXXXX | XXXXXXX | XXXXXXX | XXXXXXX | XXXXXXX | XXXXXXX | XXXXXXX | XXXXXXX | XXXXXXX | XXXXXXX | XXXXXXX | XXXXXXX | XXXXXXX | XXXXXXX
G | 2011 | 1 | 151 | 443 | 456 | 643 | 340 |  | GAS | XXXXXXX | XXXXXXX | XXXXXXX | XXXXXXX | XXXXXXX | XXXXXXX | XXXXXXX | XXXXXXX | XXXXXXX | XXXXXXX | XXXXXXX | XXXXXXX | XXXXXXX | XXXXXXX | XXXXXXX
G | 2011 | 2 | 198 | 298 | 752 | 1403 | 450 | 2010 | MARP | XXXXXXX | XXXXXXX | XXXXXXX | XXXXXXX | XXXXXXX | XXXXXXX | XXXXXXX | XXXXXXX | XXXXXXX | XXXXXXX | XXXXXXX | XXXXXXX | XXXXXXX | XXXXXXX | XXXXXXX
G | 2011 | 3 | 171 | 523 | 833 | 1390 | 538 |  | MDMS | XXXXXXX | XXXXXXX | XXXXXXX | XXXXXXX | XXXXXXX | XXXXXXX | XXXXXXX | XXXXXXX | XXXXXXX | XXXXXXX | XXXXXXX | XXXXXXX | XXXXXXX | XXXXXXX | XXXXXXX
G | 2011 | 4 | 70 | 393 | 616 | 1138 | 641 |  | ZCON | XXXXXXX | XXXXXXX | XXXXXXX | XXXXXXX | XXXXXXX | XXXXXXX | XXXXXXX | XXXXXXX | XXXXXXX | XXXXXXX | XXXXXXX | XXXXXXX | XXXXXXX | XXXXXXX | XXXXXXX
G | 2011 | 5 | 15 | 330 | 355 | 632 | 767 |  | ZCON_NTF | XXXXXXX | XXXXXXX | XXXXXXX | XXXXXXX | XXXXXXX | XXXXXXX | XXXXXXX | XXXXXXX | XXXXXXX | XXXXXXX | XXXXXXX | XXXXXXX | XXXXXXX | XXXXXXX | XXXXXXX
G | 2011 | 6 | 22 | 464 | 293 | 686 | 673 |  | MC01 | XXXXXXX | XXXXXXX | XXXXXXX | XXXXXXX | XXXXXXX | XXXXXXX | XXXXXXX | XXXXXXX | XXXXXXX | XXXXXXX | XXXXXXX | XXXXXXX | XXXXXXX | XXXXXXX | XXXXXXX
G | 2011 | 7 | 2 | 350 | 137 | 457 | 314 |  |  | XXXXXXX | XXXXXXX | XXXXXXX | XXXXXXX | XXXXXXX | XXXXXXX | XXXXXXX | XXXXXXX | XXXXXXX | XXXXXXX | XXXXXXX | XXXXXXX | XXXXXXX | XXXXXXX | XXXXXXX
G | 2011 | 8 | 1 | 300 | 226 | 967 | 396 | 2011 | MARP | XXXXXXX | XXXXXXX | XXXXXXX | XXXXXXX | XXXXXXX | XXXXXXX | XXXXXXX | XXXXXXX | XXXXXXX | XXXXXXX | XXXXXXX | XXXXXXX | XXXXXXX | XXXXXXX | XXXXXXX
G | 2011 | 9 | 103 | 179 | 130 | 1102 | 336 |  | MDMS | XXXXXXX | XXXXXXX | XXXXXXX | XXXXXXX | XXXXXXX | XXXXXXX | XXXXXXX | XXXXXXX | XXXXXXX | XXXXXXX | XXXXXXX | XXXXXXX | XXXXXXX | XXXXXXX | XXXXXXX
G | 2011 | 10 | 4 | 238 | 180 | 1041 | 272 |  | ZCON | XXXXXXX | XXXXXXX | XXXXXXX | XXXXXXX | XXXXXXX | XXXXXXX | XXXXXXX | XXXXXXX | XXXXXXX | XXXXXXX | XXXXXXX | XXXXXXX | XXXXXXX | XXXXXXX | XXXXXXX
G | 2011 | 11 | 7 | 165 | 156 | 423 | 192 |  | ZCON_NTF | XXXXXXX | XXXXXXX | XXXXXXX | XXXXXXX | XXXXXXX | XXXXXXX | XXXXXXX | XXXXXXX | XXXXXXX | XXXXXXX | XXXXXXX | XXXXXXX | XXXXXXX | XXXXXXX | XXXXXXX
G | 2011 | 12 | 0 | 189 | 647 | 793 | 186 |  | MC01 | XXXXXXX | XXXXXXX | XXXXXXX | XXXXXXX | XXXXXXX | XXXXXXX | XXXXXXX | XXXXXXX | XXXXXXX | XXXXXXX | XXXXXXX | XXXXXXX | XXXXXXX | XXXXXXX | XXXXXXX
[10 empty] | XXXXXXX | XXXXXXX | XXXXXXX | XXXXXXX | XXXXXXX | XXXXXXX | XXXXXXX | XXXXXXX | XXXXXXX | XXXXXXX | XXXXXXX | XXXXXXX | XXXXXXX | XXXXXXX | XXXXXXX
[9 empty] | Total Reimbursements 2010 |  | 2011: XXXXXXX; 2012: % of Reimbursements MARP/MDMS 2010; 2013: XXXXXXX
[9 empty] | Total Reimbursements 2011 |  | 2011: XXXXXXX; 2012: % of Reimbursements MARP/MDMS 2011; 2013: XXXXXXX
[9 empty] | Change in Reimbursements |  | 2011: XXXXXXX
[8 empty] | Post 2016 | ELECTRIC | Reduction in Reimbursements
[8 empty] | 2010 | MARP | XXXXXXX | XXXXXXX | XXXXXXX | XXXXXXX | XXXXXXX | XXXXXXX | XXXXXXX | XXXXXXX | XXXXXXX | XXXXXXX | XXXXXXX | XXXXXXX | XXXXXXX | XXXXXXX | XXXXXXX
[9 empty] | MDMS | XXXXXXX | XXXXXXX | XXXXXXX | XXXXXXX | XXXXXXX | XXXXXXX | XXXXXXX | XXXXXXX | XXXXXXX | XXXXXXX | XXXXXXX | XXXXXXX | XXXXXXX | XXXXXXX | XXXXXXX
[9 empty] | ZCON | XXXXXXX | XXXXXXX | XXXXXXX | XXXXXXX | XXXXXXX | XXXXXXX | XXXXXXX | XXXXXXX | XXXXXXX | XXXXXXX | XXXXXXX | XXXXXXX | XXXXXXX | XXXXXXX | XXXXXXX
[9 empty] | ZCON_NTF | XXXXXXX | XXXXXXX | XXXXXXX | XXXXXXX | XXXXXXX | XXXXXXX | XXXXXXX | XXXXXXX | XXXXXXX | XXXXXXX | XXXXXXX | XXXXXXX | XXXXXXX | XXXXXXX | XXXXXXX
[9 empty] | MC01 | XXXXXXX | XXXXXXX | XXXXXXX | XXXXXXX | XXXXXXX | XXXXXXX | XXXXXXX | XXXXXXX | XXXXXXX | XXXXXXX | XXXXXXX | XXXXXXX | XXXXXXX | XXXXXXX | XXXXXXX
[9 empty] | 0 | XXXXXXX | XXXXXXX | XXXXXXX | XXXXXXX | XXXXXXX | XXXXXXX | XXXXXXX | XXXXXXX | XXXXXXX | XXXXXXX | XXXXXXX | XXXXXXX | XXXXXXX | XXXXXXX | XXXXXXX
[8 empty] | 2011 | MARP | XXXXXXX | XXXXXXX | XXXXXXX | XXXXXXX | XXXXXXX | XXXXXXX | XXXXXXX | XXXXXXX | XXXXXXX | XXXXXXX | XXXXXXX | XXXXXXX | XXXXXXX | XXXXXXX | XXXXXXX
[9 empty] | MDMS | XXXXXXX | XXXXXXX | XXXXXXX | XXXXXXX | XXXXXXX | XXXXXXX | XXXXXXX | XXXXXXX | XXXXXXX | XXXXXXX | XXXXXXX | XXXXXXX | XXXXXXX | XXXXXXX | XXXXXXX
[9 empty] | ZCON | XXXXXXX | XXXXXXX | XXXXXXX | XXXXXXX | XXXXXXX | XXXXXXX | XXXXXXX | XXXXXXX | XXXXXXX | XXXXXXX | XXXXXXX | XXXXXXX | XXXXXXX | XXXXXXX | XXXXXXX
[9 empty] | ZCON_NTF | XXXXXXX | XXXXXXX | XXXXXXX | XXXXXXX | XXXXXXX | XXXXXXX | XXXXXXX | XXXXXXX | XXXXXXX | XXXXXXX | XXXXXXX | XXXXXXX | XXXXXXX | XXXXXXX | XXXXXXX
[9 empty] | MC01 | XXXXXXX | XXXXXXX | XXXXXXX | XXXXXXX | XXXXXXX | XXXXXXX | XXXXXXX | XXXXXXX | XXXXXXX | XXXXXXX | XXXXXXX | XXXXXXX | XXXXXXX | XXXXXXX | XXXXXXX
[9 empty] | 0 | XXXXXXX | XXXXXXX | XXXXXXX | XXXXXXX | XXXXXXX | XXXXXXX | XXXXXXX | XXXXXXX | XXXXXXX | XXXXXXX | XXXXXXX | XXXXXXX | XXXXXXX | XXXXXXX | XXXXXXX
[9 empty] | GAS | XXXXXXX | XXXXXXX | XXXXXXX | XXXXXXX | XXXXXXX | XXXXXXX | XXXXXXX | XXXXXXX | XXXXXXX | XXXXXXX | XXXXXXX | XXXXXXX | XXXXXXX | XXXXXXX | XXXXXXX
[8 empty] | 2010 | MARP | XXXXXXX | XXXXXXX | XXXXXXX | XXXXXXX | XXXXXXX | XXXXXXX | XXXXXXX | XXXXXXX | XXXXXXX | XXXXXXX | XXXXXXX | XXXXXXX | XXXXXXX | XXXXXXX | XXXXXXX
[9 empty] | MDMS | XXXXXXX | XXXXXXX | XXXXXXX | XXXXXXX | XXXXXXX | XXXXXXX | XXXXXXX | XXXXXXX | XXXXXXX | XXXXXXX | XXXXXXX | XXXXXXX | XXXXXXX | XXXXXXX | XXXXXXX
[9 empty] | ZCON | XXXXXXX | XXXXXXX | XXXXXXX | XXXXXXX | XXXXXXX | XXXXXXX | XXXXXXX | XXXXXXX | XXXXXXX | XXXXXXX | XXXXXXX | XXXXXXX | XXXXXXX | XXXXXXX | XXXXXXX
[9 empty] | ZCON_NTF | XXXXXXX | XXXXXXX | XXXXXXX | XXXXXXX | XXXXXXX | XXXXXXX | XXXXXXX | XXXXXXX | XXXXXXX | XXXXXXX | XXXXXXX | XXXXXXX | XXXXXXX | XXXXXXX | XXXXXXX
[9 empty] | MC01 | XXXXXXX | XXXXXXX | XXXXXXX | XXXXXXX | XXXXXXX | XXXXXXX | XXXXXXX | XXXXXXX | XXXXXXX | XXXXXXX | XXXXXXX | XXXXXXX | XXXXXXX | XXXXXXX | XXXXXXX
[9 empty] | 0 | XXXXXXX | XXXXXXX | XXXXXXX | XXXXXXX | XXXXXXX | XXXXXXX | XXXXXXX | XXXXXXX | XXXXXXX | XXXXXXX | XXXXXXX | XXXXXXX | XXXXXXX | XXXXXXX | XXXXXXX
[8 empty] | 2011 | MARP | XXXXXXX | XXXXXXX | XXXXXXX | XXXXXXX | XXXXXXX | XXXXXXX | XXXXXXX | XXXXXXX | XXXXXXX | XXXXXXX | XXXXXXX | XXXXXXX | XXXXXXX | XXXXXXX | XXXXXXX
[9 empty] | MDMS | XXXXXXX | XXXXXXX | XXXXXXX | XXXXXXX | XXXXXXX | XXXXXXX | XXXXXXX | XXXXXXX | XXXXXXX | XXXXXXX | XXXXXXX | XXXXXXX | XXXXXXX | XXXXXXX | XXXXXXX
[9 empty] | ZCON | XXXXXXX | XXXXXXX | XXXXXXX | XXXXXXX | XXXXXXX | XXXXXXX | XXXXXXX | XXXXXXX | XXXXXXX | XXXXXXX | XXXXXXX | XXXXXXX | XXXXXXX | XXXXXXX | XXXXXXX
[9 empty] | ZCON_NTF | XXXXXXX | XXXXXXX | XXXXXXX | XXXXXXX | XXXXXXX | XXXXXXX | XXXXXXX | XXXXXXX | XXXXXXX | XXXXXXX | XXXXXXX | XXXXXXX | XXXXXXX | XXXXXXX | XXXXXXX
[9 empty] | MC01 | XXXXXXX | XXXXXXX | XXXXXXX | XXXXXXX | XXXXXXX | XXXXXXX | XXXXXXX | XXXXXXX | XXXXXXX | XXXXXXX | XXXXXXX | XXXXXXX | XXXXXXX | XXXXXXX | XXXXXXX
[9 empty] | 0 | XXXXXXX | XXXXXXX | XXXXXXX | XXXXXXX | XXXXXXX | XXXXXXX | XXXXXXX | XXXXXXX | XXXXXXX | XXXXXXX | XXXXXXX | XXXXXXX | XXXXXXX | XXXXXXX | XXXXXXX
[9 empty] | Reduction in Gas Reimbursements |  | 2011: XXXXXXX; 2012: XXXXXXX; 2013: XXXXXXX
[9 empty] | Reduction in Electric Reimbursements |  | 2011: XXXXXXX; 2012: XXXXXXX; 2013: XXXXXXX
Module Work Calculations
Cost is 22.4 + module cost
[10 empty] | Number | 2011: New for PSE
E | 2011 | 10 | 167 | 35 | 16 | 276 | 0 |  | Total PSE Modules Exchanged | XXXXXXX | 2011: XXXXXXX; 2012: XXXXXXX
E | 2011 | 11 | 171 | 37 | 23 | 414 | 0 |  | Total PSE Visited | XXXXXXX | 2011: XXXXXXX; 2012: XXXXXXX
[9 empty] | Total Visits/Exchanges reimbursed | XXXXXXX | 2011: XXXXXXX; 2012: XXXXXXX
[9 empty] | Total Visited Not exchanged | XXXXXXX | 2011: XXXXXXX; 2012: XXXXXXX
[9 empty] | L+G Modules Exchanged | XXXXXXX | 2011: XXXXXXX; 2012: XXXXXXX
[9 empty] | Total Exchanges | XXXXXXX | 2011: XXXXXXX; 2012: XXXXXXX
[10 empty] | XXXXXXX | 2011: XXXXXXX; 2012: XXXXXXX

## Field Work (R)
Updated 6/3
| L+G Contract Reimbursable Field Work Estimates 2013-2017: | [17 empty] | 2012 | 2013 | 2014 | 2015 | 2016 | 2017
[19 empty] | Actual | Released 07/17/12 | Assumed | Assumed | Assumed | Assumed
|  |  |  | 2013 |  | 2014 |  | 2015 |  | 2016- Q1 |  | 2016 Q2-Q4 |  | 2017 |  |  |  | CPI* | XXXXX | XXXXX | XXXXX | XXXXX | XXXXX | XXXXX
| Svc Type | BILL_TYPE | Volume | Charge | Volume | Charge | Volume | Charge | Volume | Charge | Volume | Charge | Volume | Charge
first 4 lines & Billing MARP override | G | MARP | XXXXX | XXXXX | XXXXX | XXXXX | XXXXX | XXXXX | XXXXX | XXXXX | XXXXX | XXXXX | XXXXX | XXXXX |  |  |  |  | 2012 | 2013 | 2014 | 2015 | 2016 | 2017
last 3 lines & Billing Investigate | G | MDMS | XXXXX | XXXXX | XXXXX | XXXXX | XXXXX | XXXXX | XXXXX | XXXXX | XXXXX | XXXXX | XXXXX | XXXXX |  |  | Gas MR Visit |  | XXXXX | XXXXX | XXXXX | XXXXX | XXXXX | XXXXX
PSE ZCON Mod Inv | G | ZCON | XXXXX | XXXXX | XXXXX | XXXXX | XXXXX | XXXXX | XXXXX | XXXXX | XXXXX | XXXXX | XXXXX | XXXXX |  |  | Elec MR Visit |  | XXXXX | XXXXX | XXXXX | XXXXX | XXXXX | XXXXX
PSE ZCON Mod Inv | G | ZCON_NTF | XXXXX | XXXXX | XXXXX | XXXXX | XXXXX | XXXXX | XXXXX | XXXXX | XXXXX | XXXXX | XXXXX | XXXXX |  |  | Gas Meter Inv. |  | XXXXX | XXXXX | XXXXX | XXXXX | XXXXX | XXXXX
PSE ZCON Meter Investigate & Recall | G | MC01_GFR | XXXXX | XXXXX | XXXXX | XXXXX | XXXXX | XXXXX | XXXXX | XXXXX | XXXXX | XXXXX | XXXXX | XXXXX |  |  | DataRaker |  | XXXXX | XXXXX | XXXXX | XXXXX | XXXXX | XXXXX
PSE ZCON Meter Investigate & Recall | G | MC01_MTR SHOP | XXXXX | XXXXX | XXXXX | XXXXX | XXXXX | XXXXX | XXXXX | XXXXX | XXXXX | XXXXX | XXXXX | XXXXX |  |  | Annual DataRaker |  | XXXXX | XXXXX | XXXXX | XXXXX | XXXXX | XXXXX
PSE ZCON Meter Investigate & Recall | G | MWNR | XXXXX | XXXXX | XXXXX | XXXXX | XXXXX | XXXXX | XXXXX | XXXXX | XXXXX | XXXXX | XXXXX | XXXXX |  |  |  |  | XXXXX | XXXXX | XXXXX | XXXXX | XXXXX | XXXXX
first 4 lines & Billing MARP override | E | MARP | XXXXX | XXXXX | XXXXX | XXXXX | XXXXX | XXXXX | XXXXX | XXXXX | XXXXX | XXXXX | XXXXX | XXXXX |  |  |  |  | XXXXX | XXXXX | XXXXX | XXXXX | XXXXX | XXXXX
last 3 lines & Billing Investigate | E | MDMS | XXXXX | XXXXX | XXXXX | XXXXX | XXXXX | XXXXX | XXXXX | XXXXX | XXXXX | XXXXX | XXXXX | XXXXX |  | MC01 | Gas Meter Ex |  | XXXXX | XXXXX | XXXXX | XXXXX | XXXXX | XXXXX
PSE ZCON Mod Inv | E | ZCON | XXXXX | XXXXX | XXXXX | XXXXX | XXXXX | XXXXX | XXXXX | XXXXX | XXXXX | XXXXX | XXXXX | XXXXX |  | MC01 | Gas Meter Repair |  | XXXXX | XXXXX | XXXXX | XXXXX | XXXXX | XXXXX
PSE ZCON Mod Inv | E | ZCON_NTF | XXXXX | XXXXX | XXXXX | XXXXX | XXXXX | XXXXX | XXXXX | XXXXX | XXXXX | XXXXX | XXXXX | XXXXX |  |  | Gas Module Cost |  | XXXXX | XXXXX | XXXXX | XXXXX | XXXXX | XXXXX
|  |  | XXXXX | XXXXX | XXXXX | XXXXX | XXXXX | XXXXX | XXXXX | XXXXX | XXXXX | XXXXX | XXXXX | XXXXX
|  | EFR | XXXXX | XXXXX | XXXXX | XXXXX | XXXXX | XXXXX | XXXXX | XXXXX | XXXXX | XXXXX | XXXXX | XXXXX
|  | GFR | XXXXX | XXXXX | XXXXX | XXXXX | XXXXX | XXXXX | XXXXX | XXXXX | XXXXX | XXXXX | XXXXX | XXXXX
|  | MTR SHOP | XXXXX | XXXXX | XXXXX | XXXXX | XXXXX | XXXXX | XXXXX | XXXXX | XXXXX | XXXXX | XXXXX | XXXXX
Total
| Total Field Work Reimbursments |  |  | XXXXX | XXXXX | XXXXX | XXXXX | XXXXX | XXXXX | XXXXX | XXXXX | XXXXX | XXXXX | XXXXX | XXXXX
| YEAR |  | MONTH |  | MARP | MDMS | ZCON | ZCON_NTF | MC01 | MWNR |  |  | YEAR |  | MONTH |  | MARP | MDMS | ZCON | ZCON_NTF | MC01 | MWNR
| - | ---------- | ---------- |  | ---------- | ---------- | ---------- | ---------- | ---------- |  |  |  | - | ---------- | ---------- |  | ---------- | ---------- | 2012: ----------; 2013: ----------; 2014: ----------
| E | 2010 | 6 |  | 28 | 209 | 17 | 341 | 0 | 0 |  |  | G | 2010 | 6 |  | 520 | 528 | 154 | 418 | 173 | 0
| E | 2010 | 7 |  | 37 | 79 | 28 | 452 | 0 | 0 |  |  | G | 2010 | 7 |  | 414 | 567 | 206 | 715 | 258 | 0
| E | 2010 | 8 |  | 59 | 98 | 20 | 510 | 0 | 0 |  |  | G | 2010 | 8 |  | 432 | 870 | 53 | 180 | 284 | 0
| E | 2010 | 9 |  | 101 | 132 | 10 | 255 | 0 | 0 |  |  | G | 2010 | 9 |  | 343 | 317 | 60 | 226 | 126 | 0
| E | 2010 | 10 |  | 162 | 101 | 23 | 801 | 0 | 0 |  |  | G | 2010 | 10 |  | 291 | 489 | 201 | 1250 | 232 | 0
| E | 2010 | 11 |  | 125 | 21 | 8 | 450 | 0 | 0 |  |  | G | 2010 | 11 |  | 231 | 463 | 235 | 835 | 531 | 0
| E | 2010 | 12 |  | 194 | 64 | 9 | 317 | 0 | 0 |  |  | G | 2010 | 12 |  | 315 | 741 | 210 | 317 | 471 | 0
| E | 2011 | 1 |  | 177 | 76 | 10 | 529 | 0 | 0 |  |  | G | 2011 | 1 |  | 151 | 443 | 456 | 643 | 340 | 0
| E | 2011 | 2 |  | 136 | 48 | 8 | 364 | 0 | 0 |  |  | G | 2011 | 2 |  | 198 | 298 | 752 | 1403 | 450 | 0
| E | 2011 | 3 |  | 214 | 54 | 33 | 385 | 0 | 0 |  |  | G | 2011 | 3 |  | 171 | 522 | 833 | 1390 | 538 | 0
| E | 2011 | 4 |  | 108 | 59 | 19 | 333 | 0 | 0 |  |  | G | 2011 | 4 |  | 70 | 391 | 616 | 1138 | 641 | 0
| E | 2011 | 5 |  | 137 | 68 | 27 | 472 | 0 | 0 |  |  | G | 2011 | 5 |  | 15 | 308 | 355 | 632 | 767 | 0
| E | 2011 | 6 |  | 137 | 88 | 11 | 354 | 0 | 0 |  |  | G | 2011 | 6 |  | 22 | 438 | 293 | 686 | 673 | 0
| E | 2011 | 7 |  | 203 | 32 | 17 | 458 | 0 | 0 |  |  | G | 2011 | 7 |  | 2 | 341 | 137 | 457 | 314 | 0
| E | 2011 | 8 |  | 163 | 41 | 13 | 424 | 0 | 0 |  |  | G | 2011 | 8 |  | 1 | 292 | 226 | 967 | 396 | 0
| E | 2011 | 9 |  | 199 | 52 | 11 | 282 | 0 | 0 |  |  | G | 2011 | 9 |  | 103 | 174 | 130 | 1102 | 336 | 0
| E | 2011 | 10 |  | 167 | 32 | 16 | 276 | 0 | 0 |  |  | G | 2011 | 10 |  | 4 | 223 | 180 | 1041 | 272 | 0
| E | 2011 | 11 |  | 171 | 37 | 23 | 414 | 0 | 0 |  |  | G | 2011 | 11 |  | 7 | 161 | 156 | 423 | 192 | 0
| E | 2011 | 12 |  | 211 | 86 | 18 | 388 | 0 | 0 |  |  | G | 2011 | 12 |  | 0 | 189 | 673 | 825 | 207 | 0
| E | 2012 | 1 |  | 116 | 33 | 23 | 221 | 0 | 0 |  |  | G | 2012 | 1 |  | 1 | 154 | 544 | 692 | 377 | 0
| E | 2012 | 2 |  | 233 | 43 | 77 | 402 | 0 | 0 |  |  | G | 2012 | 2 |  | 0 | 378 | 772 | 929 | 372 | 0
| E | 2012 | 3 |  | 183 | 75 | 27 | 370 | 0 | 0 |  |  | G | 2012 | 3 |  | 10 | 333 | 724 | 858 | 284 | 3
| E | 2012 | 4 |  | 123 | 96 | 13 | 305 | 0 | 0 |  |  | G | 2012 | 4 |  | 3 | 223 | 387 | 547 | 76 | 30
| E | 2012 | 5 |  | 117 | 48 | 19 | 347 | 0 | 0 |  |  | G | 2012 | 5 |  | 0 | 241 | 263 | 624 | 66 | 34
|  | Avg Monthly |  |  | XXXXX | XXXXX | XXXXX | XXXXX | XXXXX | XXXXX |  |  |  | Avg Monthly |  |  | 11.9091 | 246.2727 | 381.0909 | 769.5455 | 262.9091 | 30
[5 empty] | XXXXX | XXXXX | XXXXX | XXXXX | XXXXX | XXXXX
|  | Avg Annual | XXXXX | E | XXXXX | XXXXX | XXXXX | XXXXX | XXXXX | XXXXX |  |  |  | Avg Annual | 12 | G | 142.9091 | 2955.2727 | 4573.0909 | 9234.5455 | 3154.9091 | 360
| 2013 | Vol Reduction Est: | XXXXX | E | XXXXX | XXXXX | XXXXX | XXXXX | XXXXX | XXXXX |  |  | 2013 | Vol Reduction Est: | 8% | G | 131.4764 | 2718.8509 | 4207.2436 | 8495.7818 | 2902.5164 | 331.2
| 2014 | Vol Reduction Est: | XXXXX | E | XXXXX | XXXXX | XXXXX | XXXXX | XXXXX | XXXXX |  |  | 2014 | Vol Reduction Est: | 8% | G | 120.9583 | 2501.3428 | 3870.6641 | 7816.1193 | 2670.3151 | 304.704
| 2015 | Vol Reduction Est: | XXXXX | E | XXXXX | XXXXX | XXXXX | XXXXX | XXXXX | XXXXX |  |  | 2015 | Vol Reduction Est: | 6% | G | 113.7008 | 2351.2623 | 3638.4243 | 7347.1521 | 2510.0962 | 286.4218
| 2016 | Vol Reduction Est: | XXXXX | E | XXXXX | XXXXX | XXXXX | XXXXX | XXXXX | XXXXX |  |  | 2016 | Vol Reduction Est: | 4% | G | 109.1527 | 2257.2118 | 3492.8873 | 7053.266 | 2409.6923 | 274.9649
| 2017 | Vol Reduction Est: | XXXXX | E | XXXXX | XXXXX | XXXXX | XXXXX | XXXXX | XXXXX |  |  | 2017 | Vol Reduction Est: | 4% | G | 104.7866 | 2166.9233 | 3353.1718 | 6771.1354 | 2313.3046 | 263.9663
| XXXXX | XXXXX | XXXXX
| XXXXX | XXXXX | XXXXX
| XXXXX | XXXXX | XXXXX
| XXXXX | XXXXX | XXXXX
| XXXXX | XXXXX | XXXXX

## GasExch
GFR Average Times for Removal and Installation of Meters
| CFS Tech |  | Regulators
Event | Est. Intallation Time in Minutes | Est. Removal Time in Minutes | Est. Removal Time in Minutes
Drive | 7.5 | 7.5 | 5
Set-Up | 4.5 | 2.5 | 2
Removal | 3 | 3 | 2
Install | 5 | 0 | 5
Relight/ Customer Comm. | 10 | 5 | 10
Paperwork | 10 | 6 | 5
Pick-Up/ Drop-Off Material | 5 | 3 | 3
Handling and Moving
Testing
Checking AMR Module
Painting (27% of the Time)
Total Time (minutes) | 45 | 27 | 32
CFS Technician Hourly Wage | 31.6 | 31.45 | 31.45
Est. OH's and assessments | 70.8188 | 70.4826 | 70.4826
TOTAL Loaded Hourly Wage | 102.4188 | 101.9326 | 101.9326
Cost Per Minute | 1.707 | 1.6989 | 1.6989
Total Cost | 76.8141 | 45.8697 | 54.3641
Total Install and Remove | 122.6837
OVERHEAD (Based on YTD Rolling 12) | 224.1%
COR Unit Cost |  |  | 50.8301

## ElecExch
SINGLE-PHASE METER
Task |  | Job Class |  | Time -min. | $ per meter | Direct Labor
Testing meter |  | Meter Tester |  | 20 | 13.95
Process mtr doc. |  | Operating Clerk |  | 5 | 2.9
Install meter |  | Serviceman |  | 10 | 11.15
Transportation |  | Group 6 |  | 10 | 2.23
-----
|  |  |  | TOTAL= | 30.23 | 17.042
POLY-PHASE METER
Task |  | Job Class |  | Time -min. | $ per meter
Testing meter |  | Meter Tester |  | 20 | 13.95
Process mtr doc. |  | Operating Clerk |  | 5 | 2.9
Install meter |  | Meter Journeyman |  | 60 | 64.08
Transportation |  | Group 3 |  | 30 | 2.1
-----
|  |  |  | TOTAL= | 83.03 | 49.2575
CURRENT or POTENTIAL TRANSFORMER
Task |  | Job Class |  | Time -min. | $ per transformer
Testing transformer |  | Meter Journeyman |  | 10 | 10.68
Process transf. doc. |  | Operating Clerk |  | 3 | 1.74
Wire & install trfr. |  | Meter Journeyman |  | 45 | 48.06
Transportation |  | Group 3 |  | 30 | 2.1
-----
|  |  |  | TOTAL= | 62.58 | 36.8107
TEST SWITCH
Task |  | Job Class |  | Time -min. | $ per item
Process equip. doc. |  | Operating Clerk |  | 3 | 1.74
Install sw. or trfr. |  | Meter Journeyman |  | 30 | 32.04
Transportation |  | Group 3 |  | 15 | 1.05
-----
|  |  |  | TOTAL= | 34.83 | 20.56
UG PRIMARY METERING CABINET
Task |  | Job Class |  | Time -hrs | $ per cabinet
Inspection |  | Meter Journeyman |  | 0.75 | 48.0577
Setup/Installation |  | Meter Journeyman |  | 4 | 256.308
Transportation |  | Group 3 |  | 4 | 16.8
-----
|  |  |  | TOTAL= | 321.1658 | 185.25
OH PRIMARY METERING CLUSTER
Task |  | Job Class |  | Time -hrs | $ per meter
Construction |  | Meter Journeyman |  | 8 | 512.616
Installation |  | Meter Journeyman |  | 6 | 384.462
Transportation |  | Group 3 |  | 3 | 12.6
-----
|  |  |  | TOTAL= | 909.678 | 546
SINGLE-PHASE or POLYPHASE METER (removal)
Task |  | Job Class |  | Time -min. | $ per meter removal
Remove meter |  | Serviceman |  | 5 | 5.58
Process mtr cards |  | Operating Clerk |  | 3 | 1.74
Transportation |  | Group 6 |  | 5 | 1.12
-----
|  |  |  | TOTAL= | 8.44 | 4.4553
CURRENT or POTENTIAL TRANSFORMER (removal)
Task |  | Job Class |  | Time -min. | $ per transf removal
Remove transformer |  | Meter Journeyman |  | 15 | 16.02
Process trf. cards |  | Meter Clerk |  | 3 | 1.74
Transportation |  | Group 3 |  | 30 | 2.1
-----
|  |  |  | TOTAL= | 19.86 | 10.8095
TEST SWITCH or PHASE SHIFTING TRANSFORMER (removal)
Task |  | Job Class |  | Time -min. | $ per removal
Remove equipment |  | Meter Journeyman |  | 15 | 16.02
Process equip. cards |  | Meter Clerk |  | 3 | 1.74
Transportation |  | Group 3 |  | 30 | 2.1
-----
|  |  |  | TOTAL= | 19.86 | 10.8095
OH PRIMARY METERING CLUSTER (removal)
Task |  | Job Class |  | Time -hrs | $ per removal
Dismantle cluster |  | Meter Helper |  | 1 | 42.24
-----
|  |  |  | TOTAL= | 42.24 | 25.7091
UG PRIMARY PADMOUNT METERING ENCLOSURE (removal)
Task |  | Job Class |  | Time -hrs | $ per removal
Remove meters & |  | Meter Helper |  | 2 | 84.48
instrument transformers |  |  |  |  | -----
|  |  |  | TOTAL= | 84.48 | 51.4181
PROGRAM ELECTRONIC METER
Task |  | Job Class |  | Time -hrs | $
Program Meter |  | Meter Technician |  | 8 | 327.68
|  |  |  | TOTAL= | 327.68 | 199.44
INSTALL CELL PHONE AND ANTENNA
Task |  | Job Class |  | Time -hrs | $
Install Cell Phone |  | Meter Technician |  | 2 | 83.46
|  |  |  | TOTAL= | 83.46 | 50.7973
NOTE: Payroll Overhead and Distribution included in labor.
RESIDENTIAL GAS | 250/425
Task |  | Job Class |  | Time -min. | $ per meter | Direct Labor
Install meter & regulator |  | CFS |  | 42 | 36.17
-----
|  |  |  | TOTAL= | 36.17 | 22.0146
COMMERCIAL GAS | 1000
Task |  | Job Class |  | Time -min. | $ per meter | Direct Labor
Install meter & regulator |  | CFS |  | 42 | 36.17
-----
|  |  |  | TOTAL= | 36.17 | 22.0146
COMMERCIAL GAS | 1400-2300
Task |  | Job Class |  | Time -min. | $ per meter | Direct Labor
Install meter & regulator |  | CFS |  | 45 | 38.75
-----
|  |  |  | TOTAL= | 38.75 | 23.5849
INDUSTRIAL GAS A | 3000, 5000, 7000
Task |  | Job Class |  | Time -min. | $ per meter | Direct Labor
Install meter & regulator |  | Utility Worker |  | 140 | 103.01
|  | Fitter III |  | 140 | 126.4
|  | Operating Clerk |  | 20 | 11.59
|  | Administrative |  | 60 | 32.47
|  | Pressure Control |  | 20 | 18.06
|  | Instrumentation |  | 30 | 27.08
-----
|  |  |  | TOTAL= | 318.61 | 177.4376
INDUSTRIAL GAS B | 11000 to 30000
Task |  | Job Class |  | Time -min. | $ per meter | Direct Labor
Install meter & regulator |  | Utility Worker |  | 960 | 706.36
|  | Fitter III |  | 960 | 866.72
|  | Operating Clerk |  | 20 | 11.59
|  | Administrative |  | 60 | 32.47
|  | Pressure Control |  | 40 | 36.11
|  | Instrumentation |  | 30 | 27.08
-----
|  |  |  | TOTAL= | 1680.33 | 1006.2386
INDUSTRIAL GAS C | over 30000
Task |  | Job Class |  | Time -min. | $ per meter | Direct Labor
Install meter & regulator |  | Utility Worker |  | 4800 | 3531.79
|  | Fitter III |  | 4800 | 4333.58
|  | Operating Clerk |  | 20 | 11.59
|  | Administrative |  | 60 | 32.47
|  | Pressure Control |  | 60 | 54.17
|  | Instrumentation |  | 30 | 27.08
-----
|  |  |  | TOTAL= | 7990.68 | 4846.9872
Source: PSE Cost of Metering 2011
PSE Monthly Invoice, July 2011
Demand Backup Reads |  |  | Number |  | Cost
| Loaded Lead |  |  |  | 0 | Validate this on other page
Automated Meter Reads |  |  | 1882905 |  |  |  | Total Meters AMR | 1886897
|  | 2011 | 1.3141 |  | 1.3735 |  | Total Gas Meters AMR | 778246
|  | 2010 | 1.3446 |  |  |  | Total Elec Meters AMR | 1108651
|  | 2009 | 1.317 |  |  |  | Total Meters Navigator | 1886897 | AMR Cellnet
Cost |  | 2008 | 1.2899 |  |  |  |  | 1890040 | All
|  | 2007 | 1.2634
|  | 2006 | 1.2374
|  | 2005 | 1.2119
|  | 2004 | 1.187 |  | Calculated | Delta
|  |  | Actual |  | 2474282.1537 | 111916.6863
Cellnet Invoice |  |  | 2586198.84
Ratio -- elec/total |  |  | 58.76%
Meter Read Credit | -548000 | electric | -321978.76
|  | gas | -226021.24
2010
|  | 2009 | 16070.91
Ops Center Lease |  | 2008 | 15740.41
|  | 2007 | 17348.7
|  | 2006 | 15099.569
|  | 2005 | 14789
|  | 2004 | 14485
AMR Network Lease
AMR Field Maint |  |  | Number of Jobs
| Elec | MARP | 131 | 77 | 10087
|  | MDMS | 12 | 77 | 924
|  | ZCON | 11 | 77 | 847
|  | ZCON_NTF | 0 | 77 | 0
| Gas | MARP | 20 | 22.4 | 448
|  | MDMS | 51 | 22.4 | 1142.4
|  | ZCON | 48 | 22.4 | 1075.2
|  | ZCON_NTF | 0 | 22.4 | 0
|  | MC01 (TEST) | 77 | 25 | 1925
|  | MC01 (ORDER) | 100 | 125 | 12500
|  |  | 2004 | 23.89
|  |  | 2005 | 24.39
|  |  | 2006 | 24.9
|  |  | 2007 | 25.43
|  |  | 2008 | 25.95
|  |  | 2009 | 26.4949
|  |  | 2010 | 27.0513
|  |  | 2011 | 27.6194
72000 July 2006
DR Fee |  |  | 0 |  | 6.7 | 10,000 typical
Batteries |  |  | 0 |  | November only
SAS 70 |  |  | 0
% EII
EA | Oracle | 95% | 2500 |  | 2375
| Engineering | 90% | 0 |  | 0
| total |  |  |  | 2375
MTE | EII | 85% | 4600 |  | 3910
| MNS | 80% | 0 |  | 0
PAUL CILLIS
CRAIG BOICE |  |  | 0
DATARAKER |  |  | 57000
Note on D184: John McClaine: From Rachel Montoya
Note on F184: John McClaine: Loaded cost of 1/2 lead
Note on A187: jmccla: from cellnet -- total number of unique meters in Mtr Rdg Flat Rate TOU tab of CN Bill Summary compare to Navigator 'All Route Summary Report' total meters on production routes. Adjusted Daily Contract Performance Statistics Total billing meters at end of accrual month
Note on H187: John McClaine: Jane, end of accrual month from MDW -- prod routes
Note on H190: John McClaine: All route summary report, prod route total and Grand Total Last day of billing month
Note on A206: jmccla: From Michaels at first of year
Note on A212: jmccla: From last invoice analysis, average lease cost
Note on D214: jmccla: From Theresa
Note on D235: John McClaine: Should be in Invoice for July
Note on D236: John McClaine: call Mike or Dirk
Note on B248: Puget Sound Energy: reduce to 20 hrs per week starting january 2010

## Gas Install
250
Item | Description | Qty/Hours | Unit cost | $ Cost
Diaphragm250/275 |  | 1 | 50.14 | 50
Regulator |  | 1 | 23.1 | 23
Stores overhead |  |  | 8.79% | 4.4
Small Tools Expense |  |  | 7.5% | 2
Meter installation |  | 1 | 36.3 | 36.3
-----
115.7
General overhead |  |  | 16.5% | 19.09
-----
|  |  | TOTAL= | 134.79
=====
250 AMR
Item | Description | Qty/Hours | Unit cost | $ Cost
Diaphragm250/275AMR |  | 1 | 72.6 | 73
Regulator |  | 1 | 23.1 | 23
A9 Valve |  | 1 | 25.09 | 25
Stores overhead (A9 Valve) |  |  | 8.79% | 2.2
Stores overhead |  |  | 8.79% | 6.42
Small Tools Expense |  |  | 7.5% | 2
Meter installation |  | 1 | 36.3 | 36.3
-----
167.92
General overhead |  |  | 16.5% | 27.71
-----
|  |  | TOTAL= | 195.63
=====
425
Item | Description | Qty/Hours | Unit cost | $ Cost
Diaphragm425 |  | 1 | 130.32 | 130
Regulator |  | 1 | 23.1 | 23
Stores overhead |  |  | 8.79% | 11.43
Small Tools Expense |  |  | 7.5% | 2
Meter installation |  | 1 | 36.3 | 36.3
-----
202.73
General overhead |  |  | 16.5% | 33.45
-----
|  |  | TOTAL= | 236.18
=====
425 AMR
Item | Description | Qty/Hours | Unit cost | $ Cost
Diaphragm425AMR |  | 1 | 175.17 | 175
Regulator |  | 1 | 23.1 | 23
Meter Bar |  | 1 | 252.38 | 252
Stores overhead (meter bar) |  |  | 8.79% | 22.15
Stores overhead |  |  | 8.79% | 15.38
Small Tools Expense |  |  | 7.5% | 2
Meter installation |  | 1 | 36.3 | 36.3
-----
525.83
General overhead |  |  | 16.5% | 86.76
-----
|  |  | TOTAL= | 612.59
=====
630 AMR
Item | Description | Qty/Hours | Unit cost | $ Cost
Diaphragm630AMR |  | 1 | 423.59 | 424
Regulator |  | 1 | 23.1 | 23
Meter Bar |  | 1 | 252.38 | 252
Stores overhead (meter bar) |  |  | 8.79% | 22.15
Stores overhead |  |  | 8.79% | 37.27
Small Tools Expense |  |  | 7.5% | 2
Meter installation |  | 1 | 36.3 | 36.3
-----
796.72
General overhead |  |  | 16.5% | 131.46
-----
|  |  | TOTAL= | 928.18
=====
1000
Item | Description | Qty/Hours | Unit cost | $ Cost
Diaphragm1000TC |  | 1 | 739.72 | 740
Regulator |  | 1 | 109 | 109
Stores overhead |  |  | 8.79% | 65.05
Small Tools Expense |  |  | 7.5% | 2
Meter installation |  | 1 | 36.3 | 36.3
-----
952.35
General overhead |  |  | 16.5% | 157.14
-----
|  |  | TOTAL= | 1109.49
=====
1000 AMR
Item | Description | Qty/Hours | Unit cost | $ Cost
Diaphragm1000AMRTC |  | 1 | 853.47 | 853
Regulator |  | 1 | 109 | 109
Meter Bar (1000) |  | 1 | 222.69 | 223
Stores overhead (meter bar) |  |  | 8.79% | 19.6
Stores overhead |  |  | 8.79% | 74.98
Small Tools Expense |  |  | 7.5% | 2
Meter installation |  | 1 | 36.3 | 36.3
-----
1317.88
General overhead |  |  | 16.5% | 217.45
-----
|  |  | TOTAL= | 1535.33
=====
1400
Item | Description | Qty/Hours | Unit cost | $ Cost
Diaphragm1400TC |  | 1 | 803.48 | 803
Regulator |  | 1 | 191 | 191
Stores overhead |  |  | 8.79% | 70.58
Small Tools Expense |  |  | 7.5% | 2
Meter installation |  | 1 | 38.9 | 38.9
-----
1105.48
General overhead |  |  | 16.5% | 182.4
-----
|  |  | TOTAL= | 1287.88
=====
2300
Item | Description | Qty/Hours | Unit cost | $ Cost
Diaphragm2300TC |  | 1 | 960.75 | 961
Regulator |  | 1 | 191 | 191
Stores overhead |  |  | 8.79% | 84.47
Small Tools Expense |  |  | 7.5% | 2
Meter installation |  | 1 | 38.9 | 38.9
-----
1277.37
General overhead |  |  | 16.5% | 210.77
-----
|  |  | TOTAL= | 1488.14
=====
3000
Item | Description | Qty/Hours | Unit cost | $ Cost
Rotary3000TC |  | 1 | 656.57 | 657
Regulator |  | 1 | 1843.43 | 1843
Stores overhead |  |  | 8.79% | 57.75
Small Tools Expense |  |  | 7.5% | 14
Meter installation |  | 1 | 327.09 | 327.09
-----
2898.84
General overhead |  |  | 16.5% | 478.31
-----
|  |  | TOTAL= | 3377.15
=====
5000
Item | Description | Qty/Hours | Unit cost | $ Cost
Rotary5000TC |  | 1 | 282.67 | 283
Regulator |  | 1 | 2217.33 | 2217
Stores overhead |  |  | 8.79% | 24.88
Small Tools Expense |  |  | 7.5% | 14
Meter installation |  | 1 | 327.09 | 327.09
-----
2865.97
General overhead |  |  | 16.5% | 472.89
-----
|  |  | TOTAL= | 3338.86
=====
7000
Item | Description | Qty/Hours | Unit cost | $ Cost
Rotary7000TC |  | 1 | 305.82 | 306
Regulator |  | 1 | 2194.18 | 2194
Stores overhead |  |  | 8.79% | 26.9
Small Tools Expense |  |  | 7.5% | 14
Meter installation |  | 1 | 327.09 | 327.09
-----
2867.99
General overhead |  |  | 16.5% | 473.22
-----
|  |  | TOTAL= | 3341.21
=====
11000
Item | Description | Qty/Hours | Unit cost | $ Cost
Rotary11000TC |  | 1 | 847.93 | 848
Regulator |  | 1 | 2252.07 | 2252
Stores overhead |  |  | 8.79% | 74.54
Small Tools Expense |  |  | 7.5% | 78
Meter installation |  | 1 | 1734.67 | 1734.67
-----
4987.21
General overhead |  |  | 16.5% | 822.89
-----
|  |  | TOTAL= | 5810.1
=====
16000
Item | Description | Qty/Hours | Unit cost | $ Cost
Rotary16000TC |  | 1 | 312.64 | 313
Regulator |  | 1 | 3100 | 3100
Stores overhead |  |  | 8.79% | 27.51
Small Tools Expense |  |  | 7.5% | 78
Meter installation |  | 1 | 1734.67 | 1734.67
-----
5253.18
General overhead |  |  | 16.5% | 866.77
-----
|  |  | TOTAL= | 6119.95
=====
18000
Item | Description | Qty/Hours | Unit cost | $ Cost
Turbine18000 |  | 1 | 2198.73 | 2199
Regulator |  | 1 | 3100 | 3100
Stores overhead |  |  | 8.79% | 193.29
Small Tools Expense |  |  | 7.5% | 78
Meter installation |  | 1 | 1734.67 | 1734.67
-----
7304.96
General overhead |  |  | 16.5% | 1205.32
-----
|  |  | TOTAL= | 8510.28
=====
23000
Item | Description | Qty/Hours | Unit cost | $ Cost
Rotary23000TC |  | 1 | 2978.32 | 2978
Regulator |  | 1 | 13000 | 13000
Stores overhead |  |  | 8.79% | 261.77
Small Tools Expense |  |  | 7.5% | 78
Meter installation |  | 1 | 1734.67 | 1734.67
-----
18052.44
General overhead |  |  | 16.5% | 2978.65
-----
|  |  | TOTAL= | 21031.09
=====
30000
Item | Description | Qty/Hours | Unit cost | $ Cost
Turbine30000 |  | 1 | 2943.96 | 2944
Regulator |  | 1 | 13000 | 13000
Stores overhead |  |  | 8.79% | 258.78
Small Tools Expense |  |  | 7.5% | 78
Meter installation |  | 1 | 8257.52 | 8257.52
-----
24538.3
General overhead |  |  | 16.5% | 4048.82
-----
|  |  | TOTAL= | 28587.12
=====
38000
Item | Description | Qty/Hours | Unit cost | $ Cost
Rotary38000TC |  | 1 | 3125.26 | 3125
Regulator |  | 1 | 13000 | 13000
Stores overhead |  |  | 8.79% | 274.69
Small Tools Expense |  |  | 7.5% | 374
Meter installation |  | 1 | 8257.52 | 8257.52
-----
25031.21
General overhead |  |  | 16.5% | 4130.15
-----
|  |  | TOTAL= | 29161.36
=====
60000
Item | Description | Qty/Hours | Unit cost | $ Cost
Turbine60000 |  | 1 | 4731.65 | 4732
Regulator |  | 1 | 13000 | 13000
Large Industrial Meter Assembly |  | 1 | 5000 | 5000
Stores overhead |  |  | 8.79% | 415.94
Small Tools Expense |  |  | 7.5% | 374
Meter installation |  | 1 | 8257.52 | 8257.52
-----
31779.46
General overhead |  |  | 16.5% | 5243.61
-----
|  |  | TOTAL= | 37023.07
=====
150000
Item | Description | Qty/Hours | Unit cost | $ Cost
Turbine150000 |  | 1 | 11529.44 | 11529
Regulator |  | 1 | 13000 | 13000
Large Industrial Meter Assembly |  | 1 | 5000 | 5000
Stores overhead |  |  | 8.79% | 1013.4
Small Tools Expense |  |  | 7.5% | 374
Meter installation |  | 1 | 8257.52 | 8257.52
-----
39173.92
General overhead |  |  | 16.5% | 6463.7
-----
|  |  | TOTAL= | 45637.62
=====

## BatteryProgramProactive (R)
Gas Battery Replacement Program |  | Gas Battery Replacement Program
|  |  |  | 0 | 1 | 2 | 3 | 4 | 5 | 6 | 7 | 8 | 9 | 10 | 11 | 12 | 13 | 14 | 15 | 16 | 17 | 18 | 19 | 20 | 21 | 22 | 23 | 24 | 25 | 26 | 27 | 28 | 29 | 30 | 31 | 32 | 33 | 34 | 35
Line # | Source |  |  | 2012 | 2013 | 2014 | 2015 | 2016 | 2017 | 2018 | 2019 | 2020 | 2021 | 2022 | 2023 | 2024 | 2025 | 2026 | 2027 | 2028 | 2029 | 2030 | 2031 | 2032 | 2033 | 2034 | 2035 | 2036 | 2037 | 2038 | 2039 | 2040
1 | Calculated |  | Cost of Battery Pruchases | XXXXXXX | XXXXXXX | XXXXXXX | XXXXXXX | XXXXXXX | XXXXXXX | XXXXXXX | XXXXXXX | XXXXXXX | XXXXXXX | XXXXXXX | XXXXXXX | XXXXXXX | XXXXXXX | XXXXXXX | XXXXXXX | XXXXXXX | XXXXXXX | XXXXXXX | XXXXXXX | XXXXXXX | XXXXXXX | XXXXXXX | XXXXXXX | XXXXXXX | XXXXXXX | XXXXXXX | XXXXXXX | XXXXXXX
2 | Calculated |  | Cost of Battery Disposals | XXXXXXX | XXXXXXX | XXXXXXX | XXXXXXX | XXXXXXX | XXXXXXX | XXXXXXX | XXXXXXX | XXXXXXX | XXXXXXX | XXXXXXX | XXXXXXX | XXXXXXX | XXXXXXX | XXXXXXX | XXXXXXX | XXXXXXX | XXXXXXX | XXXXXXX | XXXXXXX | XXXXXXX | XXXXXXX | XXXXXXX | XXXXXXX | XXXXXXX | XXXXXXX | XXXXXXX | XXXXXXX | XXXXXXX
3 | Calculated |  | Cost of Installations (Labor including overhead) | XXXXXXX | XXXXXXX | XXXXXXX | XXXXXXX | XXXXXXX | XXXXXXX | XXXXXXX | XXXXXXX | XXXXXXX | XXXXXXX | XXXXXXX | XXXXXXX | XXXXXXX | XXXXXXX | XXXXXXX | XXXXXXX | XXXXXXX | XXXXXXX | XXXXXXX | XXXXXXX | XXXXXXX | XXXXXXX | XXXXXXX | XXXXXXX | XXXXXXX | XXXXXXX | XXXXXXX | XXXXXXX | XXXXXXX
4 | Calculated |  | Honeywell Alternative | XXXXXXX | XXXXXXX | XXXXXXX | XXXXXXX | XXXXXXX | XXXXXXX | XXXXXXX | XXXXXXX | XXXXXXX | XXXXXXX | XXXXXXX | XXXXXXX | XXXXXXX | XXXXXXX | XXXXXXX | XXXXXXX | XXXXXXX | XXXXXXX | XXXXXXX | XXXXXXX | XXXXXXX | XXXXXXX | XXXXXXX | XXXXXXX | XXXXXXX | XXXXXXX | XXXXXXX | XXXXXXX | XXXXXXX
5 | Calculated |  | Total Cost of Battery Program | XXXXXXX | XXXXXXX | XXXXXXX | XXXXXXX | XXXXXXX | XXXXXXX | XXXXXXX | XXXXXXX | XXXXXXX | XXXXXXX | XXXXXXX | XXXXXXX | XXXXXXX | XXXXXXX | XXXXXXX | XXXXXXX | XXXXXXX | XXXXXXX | XXXXXXX | XXXXXXX | XXXXXXX | XXXXXXX | XXXXXXX | XXXXXXX | XXXXXXX | XXXXXXX | XXXXXXX | XXXXXXX | XXXXXXX
|  |  |  | XXXXXXX | XXXXXXX | XXXXXXX | XXXXXXX | XXXXXXX | XXXXXXX | XXXXXXX | XXXXXXX | XXXXXXX | XXXXXXX | XXXXXXX | XXXXXXX | XXXXXXX | XXXXXXX | XXXXXXX | XXXXXXX | XXXXXXX | XXXXXXX | XXXXXXX | XXXXXXX | XXXXXXX | XXXXXXX | XXXXXXX | XXXXXXX | XXXXXXX | XXXXXXX | XXXXXXX | XXXXXXX | XXXXXXX
6 |  |  |  | XXXXXXX | XXXXXXX | XXXXXXX | XXXXXXX | XXXXXXX | XXXXXXX | XXXXXXX | XXXXXXX | XXXXXXX | XXXXXXX | XXXXXXX | XXXXXXX | XXXXXXX | XXXXXXX | XXXXXXX | XXXXXXX | XXXXXXX | XXXXXXX | XXXXXXX | XXXXXXX | XXXXXXX | XXXXXXX | XXXXXXX | XXXXXXX | XXXXXXX | XXXXXXX | XXXXXXX | XXXXXXX | XXXXXXX
7 |  |  |  | XXXXXXX | XXXXXXX | XXXXXXX | XXXXXXX | XXXXXXX | XXXXXXX | XXXXXXX | XXXXXXX | XXXXXXX | XXXXXXX | XXXXXXX | XXXXXXX | XXXXXXX | XXXXXXX | XXXXXXX | XXXXXXX | XXXXXXX | XXXXXXX | XXXXXXX | XXXXXXX | XXXXXXX | XXXXXXX | XXXXXXX | XXXXXXX | XXXXXXX | XXXXXXX | XXXXXXX | XXXXXXX | XXXXXXX
8 |  |  | Pricing | XXXXXXX | XXXXXXX | XXXXXXX | XXXXXXX | XXXXXXX | XXXXXXX | XXXXXXX | XXXXXXX | XXXXXXX | XXXXXXX | XXXXXXX | XXXXXXX | XXXXXXX | XXXXXXX | XXXXXXX | XXXXXXX | XXXXXXX | XXXXXXX | XXXXXXX | XXXXXXX | XXXXXXX | XXXXXXX | XXXXXXX | XXXXXXX | XXXXXXX | XXXXXXX | XXXXXXX | XXXXXXX | XXXXXXX
9 |  |  |  | XXXXXXX | XXXXXXX | XXXXXXX | XXXXXXX | XXXXXXX | XXXXXXX | XXXXXXX | XXXXXXX | XXXXXXX | XXXXXXX | XXXXXXX | XXXXXXX | XXXXXXX | XXXXXXX | XXXXXXX | XXXXXXX | XXXXXXX | XXXXXXX | XXXXXXX | XXXXXXX | XXXXXXX | XXXXXXX | XXXXXXX | XXXXXXX | XXXXXXX | XXXXXXX | XXXXXXX | XXXXXXX | XXXXXXX
10 | Sue Beardsley |  | Battery | XXXXXXX | XXXXXXX | XXXXXXX | XXXXXXX | XXXXXXX | XXXXXXX | XXXXXXX | XXXXXXX | XXXXXXX | XXXXXXX | XXXXXXX | XXXXXXX | XXXXXXX | XXXXXXX | XXXXXXX | XXXXXXX | XXXXXXX | XXXXXXX | XXXXXXX | XXXXXXX | XXXXXXX | XXXXXXX | XXXXXXX | XXXXXXX | XXXXXXX | XXXXXXX | XXXXXXX | XXXXXXX | XXXXXXX
11 | Sue Beardsley |  | Battery Disposal Fee | XXXXXXX | XXXXXXX | XXXXXXX | XXXXXXX | XXXXXXX | XXXXXXX | XXXXXXX | XXXXXXX | XXXXXXX | XXXXXXX | XXXXXXX | XXXXXXX | XXXXXXX | XXXXXXX | XXXXXXX | XXXXXXX | XXXXXXX | XXXXXXX | XXXXXXX | XXXXXXX | XXXXXXX | XXXXXXX | XXXXXXX | XXXXXXX | XXXXXXX | XXXXXXX | XXXXXXX | XXXXXXX | XXXXXXX
12 | Sue Beardsley |  | Cost per Battery + Installation in a Route Based Replacement | XXXXXXX | XXXXXXX | XXXXXXX | XXXXXXX | XXXXXXX | XXXXXXX | XXXXXXX | XXXXXXX | XXXXXXX | XXXXXXX | XXXXXXX | XXXXXXX | XXXXXXX | XXXXXXX | XXXXXXX | XXXXXXX | XXXXXXX | XXXXXXX | XXXXXXX | XXXXXXX | XXXXXXX | XXXXXXX | XXXXXXX | XXXXXXX | XXXXXXX | XXXXXXX | XXXXXXX | XXXXXXX | XXXXXXX
13 | John McClaine |  | Honeywell Annual Maintenance Fees | XXXXXXX | XXXXXXX | XXXXXXX | XXXXXXX | XXXXXXX | XXXXXXX | XXXXXXX | XXXXXXX | XXXXXXX | XXXXXXX | XXXXXXX | XXXXXXX | XXXXXXX | XXXXXXX | XXXXXXX | XXXXXXX | XXXXXXX | XXXXXXX | XXXXXXX | XXXXXXX | XXXXXXX | XXXXXXX | XXXXXXX | XXXXXXX | XXXXXXX | XXXXXXX | XXXXXXX | XXXXXXX | XXXXXXX
14 | John McClaine |  | Honeywell Site Licence | XXXXXXX | XXXXXXX | XXXXXXX | XXXXXXX | XXXXXXX | XXXXXXX | XXXXXXX | XXXXXXX | XXXXXXX | XXXXXXX | XXXXXXX | XXXXXXX | XXXXXXX | XXXXXXX | XXXXXXX | XXXXXXX | XXXXXXX | XXXXXXX | XXXXXXX | XXXXXXX | XXXXXXX | XXXXXXX | XXXXXXX | XXXXXXX | XXXXXXX | XXXXXXX | XXXXXXX | XXXXXXX | XXXXXXX
15 | John McClaine |  | Honeywell Phone Fees per field FTE | XXXXXXX | XXXXXXX | XXXXXXX | XXXXXXX | XXXXXXX | XXXXXXX | XXXXXXX | XXXXXXX | XXXXXXX | XXXXXXX | XXXXXXX | XXXXXXX | XXXXXXX | XXXXXXX | XXXXXXX | XXXXXXX | XXXXXXX | XXXXXXX | XXXXXXX | XXXXXXX | XXXXXXX | XXXXXXX | XXXXXXX | XXXXXXX | XXXXXXX | XXXXXXX | XXXXXXX | XXXXXXX | XXXXXXX
16 | Estimate |  | Minmum Battery Stock | XXXXXXX | XXXXXXX | XXXXXXX | XXXXXXX | XXXXXXX | XXXXXXX | XXXXXXX | XXXXXXX | XXXXXXX | XXXXXXX | XXXXXXX | XXXXXXX | XXXXXXX | XXXXXXX | XXXXXXX | XXXXXXX | XXXXXXX | XXXXXXX | XXXXXXX | XXXXXXX | XXXXXXX | XXXXXXX | XXXXXXX | XXXXXXX | XXXXXXX | XXXXXXX | XXXXXXX | XXXXXXX | XXXXXXX
17 | Sue Beardsley |  | Cost of Installations Route Based | XXXXXXX | XXXXXXX | XXXXXXX | XXXXXXX | XXXXXXX | XXXXXXX | XXXXXXX | XXXXXXX | XXXXXXX | XXXXXXX | XXXXXXX | XXXXXXX | XXXXXXX | XXXXXXX | XXXXXXX | XXXXXXX | XXXXXXX | XXXXXXX | XXXXXXX | XXXXXXX | XXXXXXX | XXXXXXX | XXXXXXX | XXXXXXX | XXXXXXX | XXXXXXX | XXXXXXX | XXXXXXX | XXXXXXX
18 | Sue Beardsley |  | Cost of Installations non-Route Based | XXXXXXX | XXXXXXX | XXXXXXX | XXXXXXX | XXXXXXX | XXXXXXX | XXXXXXX | XXXXXXX | XXXXXXX | XXXXXXX | XXXXXXX | XXXXXXX | XXXXXXX | XXXXXXX | XXXXXXX | XXXXXXX | XXXXXXX | XXXXXXX | XXXXXXX | XXXXXXX | XXXXXXX | XXXXXXX | XXXXXXX | XXXXXXX | XXXXXXX | XXXXXXX | XXXXXXX | XXXXXXX | XXXXXXX
19 |  |  |  | XXXXXXX | XXXXXXX | XXXXXXX | XXXXXXX | XXXXXXX | XXXXXXX | XXXXXXX | XXXXXXX | XXXXXXX | XXXXXXX | XXXXXXX | XXXXXXX | XXXXXXX | XXXXXXX | XXXXXXX | XXXXXXX | XXXXXXX | XXXXXXX | XXXXXXX | XXXXXXX | XXXXXXX | XXXXXXX | XXXXXXX | XXXXXXX | XXXXXXX | XXXXXXX | XXXXXXX | XXXXXXX | XXXXXXX
20 |  |  | Quantities | XXXXXXX | XXXXXXX | XXXXXXX | XXXXXXX | XXXXXXX | XXXXXXX | XXXXXXX | XXXXXXX | XXXXXXX | XXXXXXX | XXXXXXX | XXXXXXX | XXXXXXX | XXXXXXX | XXXXXXX | XXXXXXX | XXXXXXX | XXXXXXX | XXXXXXX | XXXXXXX | XXXXXXX | XXXXXXX | XXXXXXX | XXXXXXX | XXXXXXX | XXXXXXX | XXXXXXX | XXXXXXX | XXXXXXX
21 | Theresa Burch |  | Stock of Batteries | XXXXXXX | XXXXXXX | XXXXXXX | XXXXXXX | XXXXXXX | XXXXXXX | XXXXXXX | XXXXXXX | XXXXXXX | XXXXXXX | XXXXXXX | XXXXXXX | XXXXXXX | XXXXXXX | XXXXXXX | XXXXXXX | XXXXXXX | XXXXXXX | XXXXXXX | XXXXXXX | XXXXXXX | XXXXXXX | XXXXXXX | XXXXXXX | XXXXXXX | XXXXXXX | XXXXXXX | XXXXXXX | XXXXXXX
22 | Calculated |  | Battery Purchases | XXXXXXX | XXXXXXX | XXXXXXX | XXXXXXX | XXXXXXX | XXXXXXX | XXXXXXX | XXXXXXX | XXXXXXX | XXXXXXX | XXXXXXX | XXXXXXX | XXXXXXX | XXXXXXX | XXXXXXX | XXXXXXX | XXXXXXX | XXXXXXX | XXXXXXX | XXXXXXX | XXXXXXX | XXXXXXX | XXXXXXX | XXXXXXX | XXXXXXX | XXXXXXX | XXXXXXX | XXXXXXX | XXXXXXX
23 | Theresa Burch |  | Battery Aging Forecast | XXXXXXX | XXXXXXX | XXXXXXX | XXXXXXX | XXXXXXX | XXXXXXX | XXXXXXX | XXXXXXX | XXXXXXX | XXXXXXX | XXXXXXX | XXXXXXX | XXXXXXX | XXXXXXX | XXXXXXX | XXXXXXX | XXXXXXX | XXXXXXX | XXXXXXX | XXXXXXX | XXXXXXX | XXXXXXX | XXXXXXX | XXXXXXX | XXXXXXX | XXXXXXX | XXXXXXX | XXXXXXX | XXXXXXX
24 |  |  | Battery Forecast Adjusted | XXXXXXX | XXXXXXX | XXXXXXX | XXXXXXX | XXXXXXX | XXXXXXX | XXXXXXX | XXXXXXX | XXXXXXX | XXXXXXX | XXXXXXX | XXXXXXX | XXXXXXX | XXXXXXX | XXXXXXX | XXXXXXX | XXXXXXX | XXXXXXX | XXXXXXX | XXXXXXX | XXXXXXX | XXXXXXX | XXXXXXX | XXXXXXX | XXXXXXX | XXXXXXX | XXXXXXX | XXXXXXX | XXXXXXX
26 | Calculated with input from Sue Beardsley |  | Battery Installations Proactive | XXXXXXX | XXXXXXX | XXXXXXX | XXXXXXX | XXXXXXX | XXXXXXX | XXXXXXX | XXXXXXX | XXXXXXX | XXXXXXX | XXXXXXX | XXXXXXX | XXXXXXX | XXXXXXX | XXXXXXX | XXXXXXX | XXXXXXX | XXXXXXX | XXXXXXX | XXXXXXX | XXXXXXX | XXXXXXX | XXXXXXX | XXXXXXX | XXXXXXX | XXXXXXX | XXXXXXX | XXXXXXX | XXXXXXX
27 |  |  | Battery Installations Reactive | XXXXXXX | XXXXXXX | XXXXXXX | XXXXXXX | XXXXXXX | XXXXXXX | XXXXXXX | XXXXXXX | XXXXXXX | XXXXXXX | XXXXXXX | XXXXXXX | XXXXXXX | XXXXXXX | XXXXXXX | XXXXXXX | XXXXXXX | XXXXXXX | XXXXXXX | XXXXXXX | XXXXXXX | XXXXXXX | XXXXXXX | XXXXXXX | XXXXXXX | XXXXXXX | XXXXXXX | XXXXXXX | XXXXXXX
28 |  |  | Battery Installations w/AMI | XXXXXXX | XXXXXXX | XXXXXXX | XXXXXXX | XXXXXXX | XXXXXXX | XXXXXXX | XXXXXXX | XXXXXXX | XXXXXXX | XXXXXXX | XXXXXXX | XXXXXXX | XXXXXXX | XXXXXXX | XXXXXXX | XXXXXXX | XXXXXXX | XXXXXXX | XXXXXXX | XXXXXXX | XXXXXXX | XXXXXXX | XXXXXXX | XXXXXXX | XXXXXXX | XXXXXXX | XXXXXXX | XXXXXXX
29 | From Model |  | AMI Gas Modules Deployed in Hybrid AMI Scenario | XXXXXXX | XXXXXXX | XXXXXXX | XXXXXXX | XXXXXXX | XXXXXXX | XXXXXXX | XXXXXXX | XXXXXXX | XXXXXXX | XXXXXXX | XXXXXXX | XXXXXXX | XXXXXXX | XXXXXXX | XXXXXXX | XXXXXXX | XXXXXXX | XXXXXXX | XXXXXXX | XXXXXXX | XXXXXXX | XXXXXXX | XXXXXXX | XXXXXXX | XXXXXXX | XXXXXXX | XXXXXXX | XXXXXXX
30 | Calculated with input from Sue Beardsley |  | Route or Non-Route Based | XXXXXXX | XXXXXXX | XXXXXXX | XXXXXXX | XXXXXXX | XXXXXXX | XXXXXXX | XXXXXXX | XXXXXXX | XXXXXXX | XXXXXXX | XXXXXXX | XXXXXXX | XXXXXXX | XXXXXXX | XXXXXXX | XXXXXXX | XXXXXXX | XXXXXXX | XXXXXXX | XXXXXXX | XXXXXXX | XXXXXXX | XXXXXXX | XXXXXXX | XXXXXXX | XXXXXXX | XXXXXXX | XXXXXXX
31 | Calculated |  | Number of FTE's Required | XXXXXXX | XXXXXXX | XXXXXXX | XXXXXXX | XXXXXXX | XXXXXXX | XXXXXXX | XXXXXXX | XXXXXXX | XXXXXXX | XXXXXXX | XXXXXXX | XXXXXXX | XXXXXXX | XXXXXXX | XXXXXXX | XXXXXXX | XXXXXXX | XXXXXXX | XXXXXXX | XXXXXXX | XXXXXXX | XXXXXXX | XXXXXXX | XXXXXXX | XXXXXXX | XXXXXXX | XXXXXXX | XXXXXXX
32 | Calculated |  | Number of PSE Staff | XXXXXXX | XXXXXXX | XXXXXXX | XXXXXXX | XXXXXXX | XXXXXXX | XXXXXXX | XXXXXXX | XXXXXXX | XXXXXXX | XXXXXXX | XXXXXXX | XXXXXXX | XXXXXXX | XXXXXXX | XXXXXXX | XXXXXXX | XXXXXXX | XXXXXXX | XXXXXXX | XXXXXXX | XXXXXXX | XXXXXXX | XXXXXXX | XXXXXXX | XXXXXXX | XXXXXXX | XXXXXXX | XXXXXXX
33 | Calculated |  | Number of Temporary Staff | XXXXXXX | XXXXXXX | XXXXXXX | XXXXXXX | XXXXXXX | XXXXXXX | XXXXXXX | XXXXXXX | XXXXXXX | XXXXXXX | XXXXXXX | XXXXXXX | XXXXXXX | XXXXXXX | XXXXXXX | XXXXXXX | XXXXXXX | XXXXXXX | XXXXXXX | XXXXXXX | XXXXXXX | XXXXXXX | XXXXXXX | XXXXXXX | XXXXXXX | XXXXXXX | XXXXXXX | XXXXXXX | XXXXXXX
34 |  |  |  | XXXXXXX | XXXXXXX | XXXXXXX | XXXXXXX | XXXXXXX | XXXXXXX | XXXXXXX | XXXXXXX | XXXXXXX | XXXXXXX | XXXXXXX | XXXXXXX | XXXXXXX | XXXXXXX | XXXXXXX | XXXXXXX | XXXXXXX | XXXXXXX | XXXXXXX | XXXXXXX | XXXXXXX | XXXXXXX | XXXXXXX | XXXXXXX | XXXXXXX | XXXXXXX | XXXXXXX | XXXXXXX | XXXXXXX
35
36
37 | Sue Beardsley and Geoffrey Parker |  | Route vs Non Route Costs
38 | Calculated |  |  | 0 2012: Route Based; 1 2013: Non-Route; 2 2014: Non-Route Sue
39 | Calculated |  | Batteries Changed per Day | 0 2012: XXXXXXX; 1 2013: XXXXXXX; 2 2014: XXXXXXX; 3 2015: XXXXXXX
40 | Calculated |  | Batteries Changed per Year | 0 2012: XXXXXXX; 1 2013: XXXXXXX; 2 2014: XXXXXXX; 3 2015: XXXXXXX
41 |  |  | Cost of Battery Installation Labor + Overhead only per battery | 0 2012: XXXXXXX; 1 2013: XXXXXXX; 2 2014: XXXXXXX; 3 2015: XXXXXXX
42 |  |  | Batteries Changed per FTE per year | 0 2012: XXXXXXX; 1 2013: XXXXXXX; 2 2014: XXXXXXX; 3 2015: XXXXXXX
43 | Corporate Rate |  | Annual Working Days | 0 2012: XXXXXXX; 1 2013: XXXXXXX; 2 2014: XXXXXXX; 3 2015: XXXXXXX
44 |  |  | Annual Cost per FTE | 0 2012: XXXXXXX; 1 2013: XXXXXXX; 2 2014: XXXXXXX; 3 2015: XXXXXXX
45 |  |  |  | 0 2012: XXXXXXX; 1 2013: XXXXXXX; 2 2014: XXXXXXX; 3 2015: XXXXXXX
46 |  |  | Average Module Replacement Rate | 0 2012: XXXXXXX; 1 2013: XXXXXXX; 2 2014: XXXXXXX; 3 2015: XXXXXXX
47 |  |  | Inflation Rate | 0 2012: XXXXXXX; 1 2013: XXXXXXX; 2 2014: XXXXXXX; 3 2015: XXXXXXX
48
Comparison of Battery Programs
|  |  | Nominal Spend 2014-2016 | 2012 | 2013 | 2014 | 2015 | 2016 | 2017 | 2018 | 2019 | 2020 | 2021 | 2022 | 2023
| Proactive w/Status Quo |  | XXXXXXX | XXXXXXX | XXXXXXX | XXXXXXX | XXXXXXX | XXXXXXX | XXXXXXX | XXXXXXX | XXXXXXX | XXXXXXX | XXXXXXX | XXXXXXX | XXXXXXX | XXXXXXX | XXXXXXX | XXXXXXX | XXXXXXX | XXXXXXX | XXXXXXX | XXXXXXX | XXXXXXX | XXXXXXX | XXXXXXX | XXXXXXX | XXXXXXX | XXXXXXX | XXXXXXX | XXXXXXX | XXXXXXX | XXXXXXX
| Proactive w/AMI |  | XXXXXXX | XXXXXXX | XXXXXXX | XXXXXXX | XXXXXXX | XXXXXXX | XXXXXXX | XXXXXXX | XXXXXXX | XXXXXXX | XXXXXXX | XXXXXXX | XXXXXXX | XXXXXXX | XXXXXXX | XXXXXXX | XXXXXXX | XXXXXXX | XXXXXXX | XXXXXXX | XXXXXXX | XXXXXXX | XXXXXXX | XXXXXXX | XXXXXXX | XXXXXXX | XXXXXXX | XXXXXXX | XXXXXXX | XXXXXXX
| Reactive w/Status Quo |  | XXXXXXX | XXXXXXX | XXXXXXX | XXXXXXX | XXXXXXX | XXXXXXX | XXXXXXX | XXXXXXX | XXXXXXX | XXXXXXX | XXXXXXX | XXXXXXX | XXXXXXX | XXXXXXX | XXXXXXX | XXXXXXX | XXXXXXX | XXXXXXX | XXXXXXX | XXXXXXX | XXXXXXX | XXXXXXX | XXXXXXX | XXXXXXX | XXXXXXX | XXXXXXX | XXXXXXX | XXXXXXX | XXXXXXX | XXXXXXX
| Reactive w/AMI |  | XXXXXXX | XXXXXXX | XXXXXXX | XXXXXXX | XXXXXXX | XXXXXXX | XXXXXXX | XXXXXXX | XXXXXXX | XXXXXXX | XXXXXXX | XXXXXXX | XXXXXXX | XXXXXXX | XXXXXXX | XXXXXXX | XXXXXXX | XXXXXXX | XXXXXXX | XXXXXXX | XXXXXXX | XXXXXXX | XXXXXXX | XXXXXXX | XXXXXXX | XXXXXXX | XXXXXXX | XXXXXXX | XXXXXXX | XXXXXXX
[5 empty] | 2014 | 2015 | 2016 | 2017 | 2-Year Total | 3-Year Total | 2-Year Savings | 3-Year Savings | Probabilities
|  |  |  | Proactive w/Status Quo | XXXXXXX | XXXXXXX | XXXXXXX | XXXXXXX | XXXXXXX | XXXXXXX | XXXXXXX | XXXXXXX | XXXXXXX | XXXXXXX | XXXXXXX
|  |  |  | Proactive w/AMI | XXXXXXX | XXXXXXX | XXXXXXX | XXXXXXX | XXXXXXX | XXXXXXX | XXXXXXX | XXXXXXX | XXXXXXX | XXXXXXX | XXXXXXX
|  |  |  | Reactive w/Status Quo | XXXXXXX | XXXXXXX | XXXXXXX | XXXXXXX | XXXXXXX | XXXXXXX | XXXXXXX | XXXXXXX | XXXXXXX | XXXXXXX | XXXXXXX
|  |  |  | Reactive w/AMI | XXXXXXX | XXXXXXX | XXXXXXX | XXXXXXX | XXXXXXX | XXXXXXX | XXXXXXX | XXXXXXX | XXXXXXX | XXXXXXX | XXXXXXX
|  |  |  | 0 | XXXXXXX | XXXXXXX | XXXXXXX | XXXXXXX | XXXXXXX | XXXXXXX | XXXXXXX | XXXXXXX | XXXXXXX | XXXXXXX | XXXXXXX
[5 empty] | XXXXXXX | XXXXXXX | XXXXXXX | XXXXXXX | XXXXXXX | XXXXXXX | XXXXXXX | XXXXXXX | XXXXXXX | XXXXXXX | XXXXXXX
[5 empty] | XXXXXXX | XXXXXXX | XXXXXXX | XXXXXXX | XXXXXXX | XXXXXXX | XXXXXXX | XXXXXXX | XXXXXXX | XXXXXXX | XXXXXXX
1

## BatteryProgramDelay (R)
Gas Battery Replacement Program-Delay (Status Quo)
|  |  | 0 | 1 | 2 | 3 | 4 | 5 | 6 | 7 | 8 | 9 | 10 | 11 | 12 | 13 | 14 | 15 | 16 | 17 | 18 | 19 | 20 | 21 | 22 | 23 | 24 | 25 | 26 | 27 | 28 | 29 | 30 | 31 | 32 | 33 | 34 | 35
Line # | Source |  | 2012 | 2013 | 2014 | 2015 | 2016 | 2017 | 2018 | 2019 | 2020 | 2021 | 2022 | 2023 | 2024 | 2025 | 2026 | 2027 | 2028 | 2029 | 2030 | 2031 | 2032 | 2033 | 2034 | 2035 | 2036 | 2037
1 | Calculated | Cost of Battery Pruchases | XXXXXX | XXXXXX | XXXXXX | XXXXXX | XXXXXX | XXXXXX | XXXXXX | XXXXXX | XXXXXX | XXXXXX | XXXXXX | XXXXXX | XXXXXX | XXXXXX | XXXXXX | XXXXXX | XXXXXX | XXXXXX | XXXXXX | XXXXXX | XXXXXX | XXXXXX | XXXXXX | XXXXXX | XXXXXX | XXXXXX
2 | Calculated | Cost of Battery Disposals | XXXXXX | XXXXXX | XXXXXX | XXXXXX | XXXXXX | XXXXXX | XXXXXX | XXXXXX | XXXXXX | XXXXXX | XXXXXX | XXXXXX | XXXXXX | XXXXXX | XXXXXX | XXXXXX | XXXXXX | XXXXXX | XXXXXX | XXXXXX | XXXXXX | XXXXXX | XXXXXX | XXXXXX | XXXXXX | XXXXXX
3 | Calculated | Cost of Installations (Labor including overhead) | XXXXXX | XXXXXX | XXXXXX | XXXXXX | XXXXXX | XXXXXX | XXXXXX | XXXXXX | XXXXXX | XXXXXX | XXXXXX | XXXXXX | XXXXXX | XXXXXX | XXXXXX | XXXXXX | XXXXXX | XXXXXX | XXXXXX | XXXXXX | XXXXXX | XXXXXX | XXXXXX | XXXXXX | XXXXXX | XXXXXX
4 | Calculated | Honeywell Alternative | XXXXXX | XXXXXX | XXXXXX | XXXXXX | XXXXXX | XXXXXX | XXXXXX | XXXXXX | XXXXXX | XXXXXX | XXXXXX | XXXXXX | XXXXXX | XXXXXX | XXXXXX | XXXXXX | XXXXXX | XXXXXX | XXXXXX | XXXXXX | XXXXXX | XXXXXX | XXXXXX | XXXXXX | XXXXXX | XXXXXX
5 | Calculated | Total Cost of Battery Program | XXXXXX | XXXXXX | XXXXXX | XXXXXX | XXXXXX | XXXXXX | XXXXXX | XXXXXX | XXXXXX | XXXXXX | XXXXXX | XXXXXX | XXXXXX | XXXXXX | XXXXXX | XXXXXX | XXXXXX | XXXXXX | XXXXXX | XXXXXX | XXXXXX | XXXXXX | XXXXXX | XXXXXX | XXXXXX | XXXXXX
6
7
8 |  | Pricing | 2012 | 2013 | 2014 | 2015 | 2016 | 2017 | 2018 | 2019 | 2020 | 2021 | 2022 | 2023 | 2024 | 2025 | 2026 | 2027 | 2028 | 2029 | 2030 | 2031 | 2032 | 2033 | 2034 | 2035 | 2036 | 2037
9 |  |  | XXXXXX | XXXXXX | XXXXXX | XXXXXX | XXXXXX | XXXXXX | XXXXXX | XXXXXX | XXXXXX | XXXXXX | XXXXXX | XXXXXX | XXXXXX | XXXXXX | XXXXXX | XXXXXX | XXXXXX | XXXXXX | XXXXXX | XXXXXX | XXXXXX | XXXXXX | XXXXXX | XXXXXX | XXXXXX | XXXXXX
10 | Sue Beardsley | Battery | XXXXXX | XXXXXX | XXXXXX | XXXXXX | XXXXXX | XXXXXX | XXXXXX | XXXXXX | XXXXXX | XXXXXX | XXXXXX | XXXXXX | XXXXXX | XXXXXX | XXXXXX | XXXXXX | XXXXXX | XXXXXX | XXXXXX | XXXXXX | XXXXXX | XXXXXX | XXXXXX | XXXXXX | XXXXXX | XXXXXX
11 | Sue Beardsley | Battery Disposal Fee | XXXXXX | XXXXXX | XXXXXX | XXXXXX | XXXXXX | XXXXXX | XXXXXX | XXXXXX | XXXXXX | XXXXXX | XXXXXX | XXXXXX | XXXXXX | XXXXXX | XXXXXX | XXXXXX | XXXXXX | XXXXXX | XXXXXX | XXXXXX | XXXXXX | XXXXXX | XXXXXX | XXXXXX | XXXXXX | XXXXXX
12 | Sue Beardsley | Cost per Battery + Installation in a Route Based Replacement | XXXXXX | XXXXXX | XXXXXX | XXXXXX | XXXXXX | XXXXXX | XXXXXX | XXXXXX | XXXXXX | XXXXXX | XXXXXX | XXXXXX | XXXXXX | XXXXXX | XXXXXX | XXXXXX | XXXXXX | XXXXXX | XXXXXX | XXXXXX | XXXXXX | XXXXXX | XXXXXX | XXXXXX | XXXXXX | XXXXXX
13 | John McClaine | Honeywell Annual Maintenance Fees | XXXXXX | XXXXXX | XXXXXX | XXXXXX | XXXXXX | XXXXXX | XXXXXX | XXXXXX | XXXXXX | XXXXXX | XXXXXX | XXXXXX | XXXXXX | XXXXXX | XXXXXX | XXXXXX | XXXXXX | XXXXXX | XXXXXX | XXXXXX | XXXXXX | XXXXXX | XXXXXX | XXXXXX | XXXXXX | XXXXXX
14 | John McClaine | Honeywell Site Licence | XXXXXX | XXXXXX | XXXXXX | XXXXXX | XXXXXX | XXXXXX | XXXXXX | XXXXXX | XXXXXX | XXXXXX | XXXXXX | XXXXXX | XXXXXX | XXXXXX | XXXXXX | XXXXXX | XXXXXX | XXXXXX | XXXXXX | XXXXXX | XXXXXX | XXXXXX | XXXXXX | XXXXXX | XXXXXX | XXXXXX
15 | John McClaine | Honeywell Phone Fees per field FTE | XXXXXX | XXXXXX | XXXXXX | XXXXXX | XXXXXX | XXXXXX | XXXXXX | XXXXXX | XXXXXX | XXXXXX | XXXXXX | XXXXXX | XXXXXX | XXXXXX | XXXXXX | XXXXXX | XXXXXX | XXXXXX | XXXXXX | XXXXXX | XXXXXX | XXXXXX | XXXXXX | XXXXXX | XXXXXX | XXXXXX
16 | Estimate | Minmum Battery Stock | XXXXXX | XXXXXX | XXXXXX | XXXXXX | XXXXXX | XXXXXX | XXXXXX | XXXXXX | XXXXXX | XXXXXX | XXXXXX | XXXXXX | XXXXXX | XXXXXX | XXXXXX | XXXXXX | XXXXXX | XXXXXX | XXXXXX | XXXXXX | XXXXXX | XXXXXX | XXXXXX | XXXXXX | XXXXXX | XXXXXX
17 | Sue Beardsley | Cost of Installations Route Based | XXXXXX | XXXXXX | XXXXXX | XXXXXX | XXXXXX | XXXXXX | XXXXXX | XXXXXX | XXXXXX | XXXXXX | XXXXXX | XXXXXX | XXXXXX | XXXXXX | XXXXXX | XXXXXX | XXXXXX | XXXXXX | XXXXXX | XXXXXX | XXXXXX | XXXXXX | XXXXXX | XXXXXX | XXXXXX | XXXXXX
18 | Sue Beardsley | Cost of Installations non-Route Based | XXXXXX | XXXXXX | XXXXXX | XXXXXX | XXXXXX | XXXXXX | XXXXXX | XXXXXX | XXXXXX | XXXXXX | XXXXXX | XXXXXX | XXXXXX | XXXXXX | XXXXXX | XXXXXX | XXXXXX | XXXXXX | XXXXXX | XXXXXX | XXXXXX | XXXXXX | XXXXXX | XXXXXX | XXXXXX | XXXXXX
19
20 |  | Quantities | 2012 | 2013 | 2014 | 2015 | 2016 | 2017 | 2018 | 2019 | 2020 | 2021 | 2022 | 2023 | 2024 | 2025 | 2026 | 2027 | 2028 | 2029 | 2030 | 2031 | 2032 | 2033 | 2034 | 2035 | 2036 | 2037
21 | Theresa Burch | Stock of Batteries | XXXXXX | XXXXXX | XXXXXX | XXXXXX | XXXXXX | XXXXXX | XXXXXX | XXXXXX | XXXXXX | XXXXXX | XXXXXX | XXXXXX | XXXXXX | XXXXXX | XXXXXX | XXXXXX | XXXXXX | XXXXXX | XXXXXX | XXXXXX | XXXXXX | XXXXXX | XXXXXX | XXXXXX | XXXXXX | XXXXXX
22 | Calculated | Battery Purchases | XXXXXX | XXXXXX | XXXXXX | XXXXXX | XXXXXX | XXXXXX | XXXXXX | XXXXXX | XXXXXX | XXXXXX | XXXXXX | XXXXXX | XXXXXX | XXXXXX | XXXXXX | XXXXXX | XXXXXX | XXXXXX | XXXXXX | XXXXXX | XXXXXX | XXXXXX | XXXXXX | XXXXXX | XXXXXX | XXXXXX
23 | Theresa Burch | Battery Aging Forecast | XXXXXX | XXXXXX | XXXXXX | XXXXXX | XXXXXX | XXXXXX | XXXXXX | XXXXXX | XXXXXX | XXXXXX | XXXXXX | XXXXXX | XXXXXX | XXXXXX | XXXXXX | XXXXXX | XXXXXX | XXXXXX | XXXXXX | XXXXXX | XXXXXX | XXXXXX | XXXXXX | XXXXXX | XXXXXX | XXXXXX
24 |  | Battery Forecast Adjusted | XXXXXX | XXXXXX | XXXXXX | XXXXXX | XXXXXX | XXXXXX | XXXXXX | XXXXXX | XXXXXX | XXXXXX | XXXXXX | XXXXXX | XXXXXX | XXXXXX | XXXXXX | XXXXXX | XXXXXX | XXXXXX | XXXXXX | XXXXXX | XXXXXX | XXXXXX | XXXXXX | XXXXXX | XXXXXX | XXXXXX
25 |  |  | XXXXXX | XXXXXX | XXXXXX | XXXXXX | XXXXXX | XXXXXX | XXXXXX | XXXXXX | XXXXXX | XXXXXX | XXXXXX | XXXXXX | XXXXXX | XXXXXX | XXXXXX | XXXXXX | XXXXXX | XXXXXX | XXXXXX | XXXXXX | XXXXXX | XXXXXX | XXXXXX | XXXXXX | XXXXXX | XXXXXX
26 | Calculated with input from Sue Beardsley | Battery Installations Proactive | XXXXXX | XXXXXX | XXXXXX | XXXXXX | XXXXXX | XXXXXX | XXXXXX | XXXXXX | XXXXXX | XXXXXX | XXXXXX | XXXXXX | XXXXXX | XXXXXX | XXXXXX | XXXXXX | XXXXXX | XXXXXX | XXXXXX | XXXXXX | XXXXXX | XXXXXX | XXXXXX | XXXXXX | XXXXXX | XXXXXX
27 | With delay + smoothing | Battery Installations Reactive | XXXXXX | XXXXXX | XXXXXX | XXXXXX | XXXXXX | XXXXXX | XXXXXX | XXXXXX | XXXXXX | XXXXXX | XXXXXX | XXXXXX | XXXXXX | XXXXXX | XXXXXX | XXXXXX | XXXXXX | XXXXXX | XXXXXX | XXXXXX | XXXXXX | XXXXXX | XXXXXX | XXXXXX | XXXXXX | XXXXXX
28 |  | Battery Installations w/AMI | XXXXXX | XXXXXX | XXXXXX | XXXXXX | XXXXXX | XXXXXX | XXXXXX | XXXXXX | XXXXXX | XXXXXX | XXXXXX | XXXXXX | XXXXXX | XXXXXX | XXXXXX | XXXXXX | XXXXXX | XXXXXX | XXXXXX | XXXXXX | XXXXXX | XXXXXX | XXXXXX | XXXXXX | XXXXXX | XXXXXX
29 | From Model | AMI Gas Modules Deployed in Hybrid AMI Scenario | XXXXXX | XXXXXX | XXXXXX | XXXXXX | XXXXXX | XXXXXX | XXXXXX | XXXXXX | XXXXXX | XXXXXX | XXXXXX | XXXXXX | XXXXXX | XXXXXX | XXXXXX | XXXXXX | XXXXXX | XXXXXX | XXXXXX | XXXXXX | XXXXXX | XXXXXX | XXXXXX | XXXXXX | XXXXXX | XXXXXX
30 | Calculated with input from Sue Beardsley | Route or Non-Route Based | XXXXXX | XXXXXX | XXXXXX | XXXXXX | XXXXXX | XXXXXX | XXXXXX | XXXXXX | XXXXXX | XXXXXX | XXXXXX | XXXXXX | XXXXXX | XXXXXX | XXXXXX | XXXXXX | XXXXXX | XXXXXX | XXXXXX | XXXXXX | XXXXXX | XXXXXX | XXXXXX | XXXXXX | XXXXXX | XXXXXX
31 | Calculated | Number of FTE's Required | XXXXXX | XXXXXX | XXXXXX | XXXXXX | XXXXXX | XXXXXX | XXXXXX | XXXXXX | XXXXXX | XXXXXX | XXXXXX | XXXXXX | XXXXXX | XXXXXX | XXXXXX | XXXXXX | XXXXXX | XXXXXX | XXXXXX | XXXXXX | XXXXXX | XXXXXX | XXXXXX | XXXXXX | XXXXXX | XXXXXX
32 | Calculated | Number of PSE Staff | XXXXXX | XXXXXX | XXXXXX | XXXXXX | XXXXXX | XXXXXX | XXXXXX | XXXXXX | XXXXXX | XXXXXX | XXXXXX | XXXXXX | XXXXXX | XXXXXX | XXXXXX | XXXXXX | XXXXXX | XXXXXX | XXXXXX | XXXXXX | XXXXXX | XXXXXX | XXXXXX | XXXXXX | XXXXXX | XXXXXX
33 | Calculated | Number of Temporary Staff | XXXXXX | XXXXXX | XXXXXX | XXXXXX | XXXXXX | XXXXXX | XXXXXX | XXXXXX | XXXXXX | XXXXXX | XXXXXX | XXXXXX | XXXXXX | XXXXXX | XXXXXX | XXXXXX | XXXXXX | XXXXXX | XXXXXX | XXXXXX | XXXXXX | XXXXXX | XXXXXX | XXXXXX | XXXXXX | XXXXXX
34 |  |  | XXXXXX | XXXXXX | XXXXXX | XXXXXX | XXXXXX | XXXXXX | XXXXXX | XXXXXX | XXXXXX | XXXXXX | XXXXXX | XXXXXX | XXXXXX | XXXXXX | XXXXXX | XXXXXX | XXXXXX | XXXXXX | XXXXXX | XXXXXX | XXXXXX | XXXXXX | XXXXXX | XXXXXX | XXXXXX | XXXXXX
35
36
37 | Sue Beardsley and Geoffrey Parker | Route vs Non Route Costs
38 | Calculated |  | 2012: Route Based; 2013: Non-Route; 2014: Non-Route Sue
39 | Calculated | Batteries Changed per Day | 2012: XXXXXX; 2013: XXXXXX; 2014: XXXXXX
40 | Calculated | Batteries Changed per Year | 2012: XXXXXX; 2013: XXXXXX; 2014: XXXXXX
41 |  | Cost of Battery Installation Labor + Overhead only per battery | 2012: XXXXXX; 2013: XXXXXX; 2014: XXXXXX
42 |  | Batteries Changed per FTE per year | 2012: XXXXXX; 2013: XXXXXX; 2014: XXXXXX
43 | Corporate Rate | Annual Working Days | 2012: XXXXXX; 2013: XXXXXX; 2014: XXXXXX
44 |  | Annual Cost per FTE | 2012: XXXXXX; 2013: XXXXXX; 2014: XXXXXX
45 |  |  | 2012: XXXXXX; 2013: XXXXXX; 2014: XXXXXX
46 |  | Average Module Replacement Rate | 2012: XXXXXX; 2013: XXXXXX; 2014: XXXXXX
47 |  | Inflation Rate | 2012: XXXXXX; 2013: XXXXXX; 2014: XXXXXX
48

## Costs-Secondary
SMALL SINGLE-PHASE, SECONDARY VOLTAGE SERVICE (200AMP)
Item |  | Description | Qty/Hours | Unit cost | $ Cost
kWh mtr,30A/240V/3W/plain 1-ph. |  |  | 1 | 24.33 | 24
Stores overhead |  |  |  | 8.79% | 2.11
Small Tools Expense |  |  |  | 7.5% | 1
Meter installation |  |  | 1 | 19.24 | 19.24
-----
46.35
General overhead |  |  |  | 16.5% | 7.65
-----
|  |  |  | TOTAL= | 54
=====
SMALL SINGLE-PHASE, SECONDARY VOLTAGE SERVICE (200AMP) AMR
Item |  | Description | Qty/Hours | Unit cost | $ Cost
KWH mtr,30A/240V/3W/AMR 1-ph. |  |  | 1 | 26.55 | 27
Stores overhead |  |  |  | 8.79% | 2.37
Small Tools Expense |  |  |  | 7.5% | 1
Meter installation |  |  | 1 | 19.24 | 19.24
-----
49.61
General overhead |  |  |  | 16.5% | 8.19
-----
|  |  |  | TOTAL= | 57.8
=====
SMALL SINGLE-PHASE, SECONDARY VOLTAGE SERVICE (320AMP) AMR
Item |  | Description | Qty/Hours | Unit cost | $ Cost
KWH mtr,50A/240V/3W/AMR 1-ph CL320. |  |  | 1 | 125.49 | 125
Stores overhead |  |  |  | 8.79% | 10.99
Small Tools Expense |  |  |  | 7.5% | 1
Meter installation |  |  | 1 | 19.24 | 19.24
-----
156.23
General overhead |  |  |  | 16.5% | 25.78
-----
|  |  |  | TOTAL= | 182.01
=====
LARGE SINGLE-PHASE, SECONDARY VOLTAGE SERVICE (401A-800A) AMR
Item |  | Description | Qty/Hours | Unit cost | $ Cost
Materials:
KWH mtr,2.5A/240V/3W/AMR 1-ph. |  |  | 1 | 146.31 | 146
Current trf - 600v,200/5A,Bar |  |  | 2 | 75.65 | 151
-----
| Total materials: |  |  |  | 297
Stores overhead |  |  |  | 8.79% | 26
Small Tools Expense |  |  |  | 7.5% | 6
Meter installation |  |  | 1 | 19.24 | 19.24
C.T. installation |  |  | 2 | 63.95 | 127.9
-----
476.14
General overhead |  |  |  | 16.5% | 78.56
-----
|  |  |  | TOTAL= | 554.7
=====
SMALL THREE-PHASE, SECONDARY VOLTAGE SERVICE (200A) AMR
Item |  | Description | Qty/Hours | Unit cost | $ Cost
KWH mtr,30A/120V/4W/dem'd 3-phElectronicAMR. |  |  | 1 | 151.45 | 151.45
Stores overhead |  |  |  | 8.79% | 13.31
Small Tools Expense |  |  |  | 7.5% | 4
Meter installation |  |  | 1 | 79.36 | 79.36
-----
248.12
General overhead |  |  |  | 16.5% | 40.94
-----
|  |  |  | TOTAL= | 289.06
=====
LARGE THREE-PHASE, SECONDARY VOLTAGE SERVICE (201A-800A) AMR | [5 empty] | LARGE THREE-PHASE, SECONDARY VOLTAGE SERVICE (201A-800A) AMR
Item |  | Description | Qty/Hours | Unit cost | $ Cost | Item |  | Description | Qty/Hours | Unit cost | $ Cost
REMOTE METERING: | [5 empty] | REMOTE METERING:
Materials: | [5 empty] | Materials:
KWH/KVARH mtr,2.5A/120V/4W/ElectronicAMR 3-ph. |  |  | 1 | 322.11 | 322 | Elster A3RAL, MID |  |  | 1 | 594.05 | 594
Current trf - 600v,200/5A,Bar |  |  | 3 | 75.65 | 227 | Current trf - 600v,200/5A,Bar |  |  | 3 | 75.65 | 227
Test sw. 10-position |  |  | 1 | 47.41 | 47 | Test sw. 10-position |  |  | 1 | 47.41 | 47
[5 empty] | ------- | [5 empty] | -------
| Total materials: |  |  |  | 596 |  | Total materials: |  |  |  | 868
Stores overhead |  |  |  | 8.79% | 52 | Stores overhead |  |  |  | 8.79% | 76
Small Tools Expense |  |  |  | 7.5% | 14 | Small Tools Expense |  |  |  | 7.5% | 0
Meter installation |  |  | 1 | 79.36 | 79.36 | Meter installation |  |  | 1 | 79.36 | 79.36
C.T. installation |  |  | 3 | 63.95 | 191.85 | C.T. installation |  |  | 3 | 63.95 | 191.85
Test sw. installation |  |  | 1 | 35.5 | 35.5 | Test sw. installation |  |  | 1 | 35.5 | 35.5
[5 empty] | ------- | [5 empty] | -------
[5 empty] | 968.71 | [5 empty] | 1250.71
General overhead |  |  |  | 16.5% | 159.84 | General overhead |  |  |  | 16.5% | 206.37
[5 empty] | ------- | [5 empty] | -------
|  |  |  | TOTAL= | 1128.55 |  |  |  |  | TOTAL= | 1457.08
=======
SWITCHBOARD:
Item |  | Description | Qty/Hours | Unit cost | $ Cost |  | Switch board metering
KWH/KVARH mtr,2.5A/120V/4W/ElectronicAMR 3-ph. |  |  | 1 | 322.11 | 322 | [5 empty] | Qty | unit cost | Extended cost
Current trf - 600v,1500/5A,Window |  |  | 3 | 162.08 | 486 |  | 4 function meter (Elster A3 with phone modem) |  |  |  | 1 | 595 | 595
Test sw. 10-position |  |  | 1 | 47.41 | 47 |  | Current transformer- 600V 1500/5A, Window |  |  |  | 3 | 121.21 | 363.63
[7 empty] | Test switch 10-position |  |  |  | 1 | 47.02 | 47.02
[11 empty] | Total Material |  | 1005.65
-------
| Total materials: |  |  |  | 855 |  | Store overhead |  |  |  |  | 8% | 80.452
[7 empty] | Small Tools Expense |  |  |  |  | 7.5% | 13
Stores overhead |  |  |  | 8.79% | 75 |  | Meter installation |  |  |  | 1 | 74.1 | 74.1
Small Tools Expense |  |  |  | 7.5% | 14 |  | CT installation |  |  |  | 3 | 59.84 | 179.52
Meter installation |  |  | 1 | 79.36 | 79.36 |  | Test switch installation |  |  |  | 1 | 33.26 | 33.26
C.T. installation |  |  | 3 | 63.95 | 191.85 | [7 empty] | 1352.722
Test sw. installation |  |  | 1 | 35.5 | 35.5
[7 empty] | General overhead |  |  |  |  | 16% | 216.4355
-------
[5 empty] | 1250.71 | [6 empty] | Total | 1569.1575
General overhead |  |  |  | 16.5% | 206.37
-------
|  |  |  | TOTAL= | 1457.08
=======
Switch board metering
[11 empty] | Qty | unit cost | Extended cost
[7 empty] | 4 function meter (Elster A3 with phone modem) |  |  |  | 1 | 595 | 595
[7 empty] | Current transformer- 600V 600/5A, Window |  |  |  | 3 | 117.06 | 351.18
[7 empty] | Test switch 10-position |  |  |  | 1 | 47.02 | 47.02
[11 empty] | Total Material |  | 993.2
[7 empty] | Store overhead |  |  |  |  | 8% | 79.456
[7 empty] | Small Tools Expense |  |  |  |  | 7.5% | 13
[7 empty] | Meter installation |  |  |  | 1 | 74.1 | 74.1
[7 empty] | CT installation |  |  |  | 3 | 59.84 | 179.52
[7 empty] | Test switch installation |  |  |  | 1 | 33.26 | 33.26
1339.276
[7 empty] | General overhead |  |  |  |  | 16% | 214.2842
[12 empty] | Total | 1553.5602

## MetrCsts
SMALL SINGLE-PHASE, SECONDARY VOLTAGE SERVICE (200AMP)
Item |  | Description | Qty/Hours | Unit cost | $ Cost
kWh mtr,30A/240V/3W/plain 1-ph. |  |  | 1 | 26.52 | 27
Stores overhead |  |  |  | 8% | 2.16
Small Tools Expense |  |  |  | 7.5% | 1
Meter installation |  |  | 1 | 30.23 | 30.23
-----
60.39
General overhead |  |  |  | 16% | 9.66
-----
|  |  |  | TOTAL= | 70.05
=====
SMALL SINGLE-PHASE, SECONDARY VOLTAGE SERVICE (200AMP) AMR
Item |  | Description | Qty/Hours | Unit cost | $ Cost
KWH mtr,30A/240V/3W/AMR 1-ph. |  |  | 1 | 26.52 | 27
Stores overhead |  |  |  | 8% | 2.16
Small Tools Expense |  |  |  | 7.5% | 1
Meter installation |  |  | 1 | 30.23 | 30.23
-----
60.39
General overhead |  |  |  | 16% | 9.66
-----
|  |  |  | TOTAL= | 70.05
=====
SMALL SINGLE-PHASE, SECONDARY VOLTAGE SERVICE (320AMP) AMR
Item |  | Description | Qty/Hours | Unit cost | $ Cost
KWH mtr,50A/240V/3W/AMR 1-ph CL320. |  |  | 1 | 89.66 | 90
Stores overhead |  |  |  | 8% | 7.2
Small Tools Expense |  |  |  | 7.5% | 1
Meter installation |  |  | 1 | 30.23 | 30.23
-----
128.43
General overhead |  |  |  | 16% | 20.55
-----
|  |  |  | TOTAL= | 148.98
=====
LARGE SINGLE-PHASE, SECONDARY VOLTAGE SERVICE (401A-800A) AMR
Item |  | Description | Qty/Hours | Unit cost | $ Cost
Materials:
KWH mtr,2.5A/240V/3W/AMR 1-ph. |  |  | 1 | 145.51 | 146
Current trf - 600v,200/5A,Bar |  |  | 2 | 102.1 | 204
-----
| Total materials: |  |  |  | 350
Stores overhead |  |  |  | 8% | 28
Small Tools Expense |  |  |  | 7.5% | 7
Meter installation |  |  | 1 | 30.23 | 30.23
C.T. installation |  |  | 2 | 62.58 | 125.16
-----
540.39
General overhead |  |  |  | 16% | 86.46
-----
|  |  |  | TOTAL= | 626.85
=====
SMALL THREE-PHASE, SECONDARY VOLTAGE SERVICE (200A) AMR
Item |  | Description | Qty/Hours | Unit cost | $ Cost
KWH mtr,30A/120V/4W/dem'd 3-phElectronicAMR. |  |  | 1 | 175.56 | 175.56
Stores overhead |  |  |  | 8% | 14.04
Small Tools Expense |  |  |  | 7.5% | 4
Meter installation |  |  | 1 | 83.03 | 83.03
-----
276.63
General overhead |  |  |  | 16% | 44.26
-----
|  |  |  | TOTAL= | 320.89
=====
LARGE THREE-PHASE, SECONDARY VOLTAGE SERVICE (201A-800A) AMR
Item |  | Description | Qty/Hours | Unit cost | $ Cost
REMOTE METERING:
Materials:
KWH/KVARH mtr,2.5A/120V/4W/ElectronicAMR 3-ph. |  |  | 1 | 322.11 | 322
Current trf - 600v,200/5A,Bar |  |  | 3 | 102.1 | 306
Test sw. 10-position |  |  | 1 | 47.4 | 47
-------
| Total materials: |  |  |  | 675
Stores overhead |  |  |  | 8% | 54
Small Tools Expense |  |  |  | 7.5% | 14
Meter installation |  |  | 1 | 83.03 | 83.03
C.T. installation |  |  | 3 | 62.58 | 187.74
Test sw. installation |  |  | 1 | 34.83 | 34.83
-------
1048.6
General overhead |  |  |  | 16% | 167.78
-------
|  |  |  | TOTAL= | 1216.38
=======
SWITCHBOARD:
KWH/KVARH mtr,2.5A/120V/4W/ElectronicAMR 3-ph. |  |  | 1 | 322.11 | 322
Current trf - 600v,1500/5A,Window |  |  | 3 | 143.14 | 429
Test sw. 10-position |  |  | 1 | 47.4 | 47
-------
| Total materials: |  |  |  | 798
Stores overhead |  |  |  | 8% | 64
Small Tools Expense |  |  |  | 7.5% | 14
Meter installation |  |  | 1 | 83.03 | 83.03
C.T. installation |  |  | 3 | 62.58 | 187.74
Test sw. installation |  |  | 1 | 34.83 | 34.83
-------
1181.6
General overhead |  |  |  | 16% | 189.06
-------
|  |  |  | TOTAL= | 1370.66
=======
Source: PSE Cost of Metering

## GasForecast2011
Customer Forecast
| SOURCE:PSE 2011 Forecast | [5 empty] | F2011 Electric Forecasts
Forecast of Customers (year end)
|  | 2008 | 2009 | 2010 | 2011 | 2012 | 2013 | 2014 | 2015 | 2016 | 2017 | 2018 | 2019 | 10-19 aarg
| Total Firm Customers | 1069364 | 1075402 | 1080675 | 1089631.7508 | 1101357.8273 | 1119120.7947 | 1139393.21 | 1159110.8776 | 1179034.1751 | 1199440.6487 | 1220141.4144 | 1242319.4495 | 1.561%
| Additions | 0 | 6038 | 5273 | 8956.7508 | 11726.0765 | 17762.9674 | 20272.4153 | 19717.6676 | 19923.2975 | 20406.4736 | 20700.7657 | 22178.035
| % Change | 1.226% | 0.5646% | 0.4903% | 0.8288% | 1.076% | 1.613% | 1.811% | 1.731% | 1.719% | 1.731% | 1.726% | 1.818%
| Residential | 943759 | 949889 | 954898 | 961481.1628 | 970530.3946 | 985509.2324 | 1002980.0952 | 1020018.3656 | 1037376.0377 | 1055219.3675 | 1073298.8657 | 1092803.3951 | 1.51% | 88.24%
| Commercial | 118531 | 118422 | 118706 | 120993.3835 | 123519.9655 | 126151.1085 | 128792.1792 | 131303.0188 | 133717.4608 | 136141.4083 | 138617.3231 | 141138.5619 | 1.942% | 11.1%
| Industrial | 3733 | 3679 | 3637 | 3631.6364 | 3619.5408 | 3606.4048 | 3592.0818 | 3576.7993 | 3559.9716 | 3543.3277 | 3527.2563 | 3511.8514 | -0.3883% | 0.3333%
| Street Lights | 3333 | 3404 | 3426 | 3517.5681 | 3679.9263 | 3846.0489 | 4020.8537 | 4204.6938 | 4372.7049 | 4528.5452 | 4689.9694 | 4857.6411 | 3.956% | 0.3228%
| Resale | 8 | 8 | 8 | 8 | 8 | 8 | 8 | 8 | 8 | 8 | 8 | 8 | 0% | 0.0007342%
| Transportation** | 17 | 17 | 17 | 17 | 17 | 17 | 17 | 17 | 17 | 17 | 17 | 17 | 0% | 0.00156%
** Not included in the Firm Schedules | [14 empty] | 0.6584%
F2011 Gas Forecast
Source: PSE 2011 Forecast
Forecast of Customers (year end)
|  | 2008 | 2009 | 2010 | 2011 | 2012 | 2013 | 2014 | 2015 | 2016 | 2017 | 2018 | 2019 | 10-19 aarg
| Total | 743836 | 748853 | 753637.23 | 763491.5479 | 776610.5758 | 792962.2712 | 811612.1455 | 831476.6204 | 851983.3911 | 872805.209 | 893969.8149 | 915382.5308 | 2.184%
| Additions | 14337 | 5017 | 4784.23 | 9854.3179 | 13119.0279 | 16351.6954 | 18649.8743 | 19864.4749 | 20506.7707 | 20821.8179 | 21164.6059 | 21412.7159
| % Change | 1.965% | 0.6745% | 0.6389% | 1.308% | 1.718% | 2.106% | 2.352% | 2.448% | 2.466% | 2.444% | 2.425% | 2.395%
| Residential | 686720 | 691850 | 696989.23 | 705969.1701 | 718086.4669 | 733336.5551 | 750887.5826 | 769700.3512 | 789192.8982 | 808988.2732 | 829100.3376 | 849433.7359 | 2.222% | 92.47%
| Commercial | 53999 | 53950 | 53628 | 54533.7386 | 55561.7926 | 56687.7875 | 57810.867 | 58886.9009 | 59925.8503 | 60976.3078 | 62052.0283 | 63153.6221 | 1.833% | 7.143%
| Industrial | 2584 | 2514 | 2480 | 2463.1416 | 2447.8043 | 2432.4338 | 2416.6933 | 2400.8991 | 2384.6909 | 2368.631 | 2352.7381 | 2337.1557 | -0.657% | 0.3226%
| Coml Interrupt | 387 | 370 | 353 | 336.4975 | 325.512 | 316.4949 | 308.0026 | 299.4693 | 290.9517 | 282.997 | 275.7109 | 269.0171 | -2.974% | 0.04407%
| Ind Interrupt | 20 | 19 | 18 | 16 | 16 | 16 | 16 | 16 | 16 | 16 | 16 | 16 | -1.3% | 0.002096%
| Coml Transpo | 36 | 48 | 67 | 69 | 69 | 69 | 69 | 69 | 69 | 69 | 69 | 69 | 0.3274% | 0.009037%
| Ind Transpo | 90 | 102 | 102 | 104 | 104 | 104 | 104 | 104 | 104 | 104 | 104 | 104 | 0.216% | 0.01362%
0.3914%

## Termination (R)
|  |  | 2011 | 2012 | 2013 | 2014 | 2015 | 2016 | 2017 | 2018 | 2019 | 2020 | 2021 | 2022 | 2023
Asset termination |  |  | 37.8 | 31.3 | 24.6 | 17.8 | 10.9 | 3.6 | 1.5 | 1.2 | 0.9 | 0.6 | 0.4 | 0.1 | 0
$12M pullforward |  |  | 0 | 0 | 0 | 0 | 0 | 0 | 0 | 0 | 0 | 0 | 0 | 0 | 0
Transition fees | bar: 2011 to 2023
Penalty |  |  | 30 | 30 | 30 | 30 | 30 | 30 | 28 | 25 | 21 | 17 | 12 | 7 | 0
Total term fees (lump sum) |  |  | 67.8 | 61.3 | 54.6 | 47.8 | 40.9 | 33.6 | 29.5 | 26.2 | 21.9 | 17.6 | 12.4 | 7.1 | 0
Reduction amount (per meter) |  |  | 38.73 | 35 | 31.19 | 27.31 | 23.35 | 19.18 | 16.85 | 14.98 | 12.53 | 10.08 | 7.06 | 4.04 | 0
Annual discount rate (L+G assumed) | 0%
Annual discount rate (PSE assumed) | 8.25%
Assumes payment at beginning of year for all years
Asset Term (using L+G rate) |  |  | 37.8 | 31.3 | 24.6 | 17.8 | 10.9 | 3.6 | 1.5 | 1.2 | 0.9 | 0.6 | 0.4 | 0.1 | 0
Asset Term (using PSE rate) |  |  | 37.8 | 28.9145 | 20.9932 | 14.0325 | 7.9381 | 2.4219 | 0.93223 | 0.68895 | 0.47733 | 0.29397 | 0.18104 | 0.041811 | 0
Penalty (using L+G rate) | [7 empty] | 30 | 28 | 25 | 21 | 17 | 12 | 7 | 0
Penalty (using PSE rate) | [7 empty] | 30 | 25.8661 | 21.3346 | 16.5552 | 12.3805 | 8.0731 | 4.3504 | 0
Total term fees (lump sum) (using L+G rate) | [7 empty] | 33.6 | 29.5 | 26.2 | 21.9 | 17.6 | 12.4 | 7.1 | 0
Total term fees (lump sum) (using PSE rate) | [7 empty] | 32.4219 | 26.7983 | 22.0235 | 17.0326 | 12.6744 | 8.2542 | 4.3922 | 0
Meter Value/Reduction Amount (dollars) Total | 16.96 |  | 16.96 | 13.568 | 10.176 | 6.784 | 3.392 | 1.8 | 0.96771 | 0.79997 | 0.62067 | 0.42856 | 0.29629 | 0.07692 | 0
Electric | 11.78 |  | 2011: 11.78; 2012: 9.424; 2013: 7.068; 2014: 4.712; 2015: 2.356
Gas | 17.67 |  | 2011: 17.67; 2012: 14.136; 2013: 10.602; 2014: 7.068; 2015: 3.534
Asset Termination ($M) or current minimum * value |  |  | 29.6808 | 23.7447 | 17.8085 | 11.5331 | 5.597 | 2.8801 | 1.5 | 1.2 | 0.9 | 0.6 | 0.4 | 0.1 | 0
Electric |  |  | 2011: 12.1195; 2012: 9.6956; 2013: 7.2717; 2014: 4.7093; 2015: 2.2854
Gas |  |  | 2011: 12.7441; 2012: 10.1953; 2013: 7.6464; 2014: 4.952; 2015: 2.4032
annual escalator | 2.5% |  | 0.482 | 0.48742 | 0.49291 | 0.49845 | 0.50406 | 0.50973 | 0.52247 | 0.53553 | 0.54892 | 0.56265 | 0.57671 | 0.59113 | 0.60591
Minimum Revenue (price/read) | 0.482 | [6 empty] | 7340333.2104 | 9718305.1198 | 9639942.0566 | 9551586.8995 | 9452789.0208 | 9343081.5064 | 9221980.6231 | 9088985.2696
Lost Profit | 12% |  | 0 | 0 | 0 | 0 | 0 | 880839.9853 | 1166196.6144 | 1156793.0468 | 1146190.4279 | 1134334.6825 | 1121169.7808 | 1106637.6748 | 1090678.2324
Penalty $M (NPV of Lost Profit) |  |  | 4.9896 | 5.3388 | 5.7126 | 6.1124 | 6.5403 | 6.1173 | 5.3793 | 4.5991 | 3.7748 | 2.9047 | 1.9869 | 1.0193 | 0
Purchase of network in 2014 | -3.456
Proposed Royalty ($/yr -- to be paid monthly) | 0.69408
cost/read |  |  | 1.37 | 1.37 | 1.37 | 1.37 | 1.37 | 0.482 | 0.482 | 0.482 | 0.482 | 0.482 | 0.482 | 0.482
|  |  | 28770822 | 28770822 | 28770822 | 27948822 | 27126822 | 13517222.4 | 8965489.2 | 8676289.2 | 8387089.2 | 8097889.2 | 7808689.2 | 7519489.2
$M |  |  | 28.7708 | 28.7708 | 28.7708 | 27.9488 | 27.1268 | 13.5172 | 8.9655 | 8.6763 | 8.3871 | 8.0979 | 7.8087 | 7.5195
One year's Revenue (1 meter) |  |  | 16.44 | 16.44 | 16.44 | 16.44 | 16.44 | 5.784 | 5.784 | 5.784 | 5.784 | 5.784 | 5.784 | 5.784
Termination for Convenience and Reduction Fees
Meter Minimum |  |  | 2011 | 2012 | 2013 | 2014 | 2015 | 2016 | 2017 | 2018 | 2019 | 2020 | 2021 | 2022 | 2023
Total | XXXXXXXX | XXXXXXXX | XXXXXXXX | XXXXXXXX | XXXXXXXX | XXXXXXXX | XXXXXXXX | XXXXXXXX | XXXXXXXX | XXXXXXXX | XXXXXXXX | XXXXXXXX | XXXXXXXX | XXXXXXXX | XXXXXXXX
Electric | XXXXXXXX | XXXXXXXX | XXXXXXXX | XXXXXXXX | XXXXXXXX | XXXXXXXX | XXXXXXXX | XXXXXXXX | XXXXXXXX | XXXXXXXX | XXXXXXXX | XXXXXXXX | XXXXXXXX | XXXXXXXX | XXXXXXXX
Gas | XXXXXXXX | XXXXXXXX | XXXXXXXX | XXXXXXXX | XXXXXXXX | XXXXXXXX | XXXXXXXX | XXXXXXXX | XXXXXXXX | XXXXXXXX | XXXXXXXX | XXXXXXXX | XXXXXXXX | XXXXXXXX | XXXXXXXX
Reduction Fees In Dollars/Meter |  |  | 2011 | 2012 | 2013 | 2014 | 2015 | 2016 | 2017 | 2018 | 2019 | 2020 | 2021 | 2022 | 2023
| XXXXXXXX | XXXXXXXX | XXXXXXXX | XXXXXXXX | XXXXXXXX | XXXXXXXX | XXXXXXXX | XXXXXXXX | XXXXXXXX | XXXXXXXX | XXXXXXXX | XXXXXXXX | XXXXXXXX | XXXXXXXX | XXXXXXXX
Asset Value (Until 4/1/2016) | XXXXXXXX | XXXXXXXX | XXXXXXXX | XXXXXXXX | XXXXXXXX | XXXXXXXX | XXXXXXXX | XXXXXXXX | XXXXXXXX | XXXXXXXX | XXXXXXXX | XXXXXXXX | XXXXXXXX | XXXXXXXX | XXXXXXXX
Electric | XXXXXXXX | XXXXXXXX | XXXXXXXX | XXXXXXXX | XXXXXXXX | XXXXXXXX | XXXXXXXX | XXXXXXXX | XXXXXXXX | XXXXXXXX | XXXXXXXX | XXXXXXXX | XXXXXXXX | XXXXXXXX | XXXXXXXX
Gas | XXXXXXXX | XXXXXXXX | XXXXXXXX | XXXXXXXX | XXXXXXXX | XXXXXXXX | XXXXXXXX | XXXXXXXX | XXXXXXXX | XXXXXXXX | XXXXXXXX | XXXXXXXX | XXXXXXXX | XXXXXXXX | XXXXXXXX
Revenue Value | XXXXXXXX | XXXXXXXX | XXXXXXXX | XXXXXXXX | XXXXXXXX | XXXXXXXX | XXXXXXXX | XXXXXXXX | XXXXXXXX | XXXXXXXX | XXXXXXXX | XXXXXXXX | XXXXXXXX | XXXXXXXX | XXXXXXXX
Pre 4/1/2016 | XXXXXXXX | XXXXXXXX | XXXXXXXX | XXXXXXXX | XXXXXXXX | XXXXXXXX | XXXXXXXX | XXXXXXXX | XXXXXXXX | XXXXXXXX | XXXXXXXX | XXXXXXXX | XXXXXXXX | XXXXXXXX | XXXXXXXX
4/1/2016 to 10/1/2022 | XXXXXXXX | XXXXXXXX | XXXXXXXX | XXXXXXXX | XXXXXXXX | XXXXXXXX | XXXXXXXX | XXXXXXXX | XXXXXXXX | XXXXXXXX | XXXXXXXX | XXXXXXXX | XXXXXXXX | XXXXXXXX | XXXXXXXX
10/1/2022 to Term | XXXXXXXX | XXXXXXXX | XXXXXXXX | XXXXXXXX | XXXXXXXX | XXXXXXXX | XXXXXXXX | XXXXXXXX | XXXXXXXX | XXXXXXXX | XXXXXXXX | XXXXXXXX | XXXXXXXX | XXXXXXXX | XXXXXXXX
| XXXXXXXX | XXXXXXXX | XXXXXXXX | XXXXXXXX | XXXXXXXX | XXXXXXXX | XXXXXXXX | XXXXXXXX | XXXXXXXX | XXXXXXXX | XXXXXXXX | XXXXXXXX | XXXXXXXX | XXXXXXXX | XXXXXXXX
Combined Meter Reduction Fee | XXXXXXXX | XXXXXXXX | XXXXXXXX | XXXXXXXX | XXXXXXXX | XXXXXXXX | XXXXXXXX | XXXXXXXX | XXXXXXXX | XXXXXXXX | XXXXXXXX | XXXXXXXX | XXXXXXXX | XXXXXXXX | XXXXXXXX
Pre 4/1/2016 | XXXXXXXX | XXXXXXXX | XXXXXXXX | XXXXXXXX | XXXXXXXX | XXXXXXXX | XXXXXXXX | XXXXXXXX | XXXXXXXX | XXXXXXXX | XXXXXXXX | XXXXXXXX | XXXXXXXX | XXXXXXXX | XXXXXXXX
| XXXXXXXX | XXXXXXXX | XXXXXXXX | XXXXXXXX | XXXXXXXX | XXXXXXXX | XXXXXXXX | XXXXXXXX | XXXXXXXX | XXXXXXXX | XXXXXXXX | XXXXXXXX | XXXXXXXX | XXXXXXXX | XXXXXXXX
4/1/2016 to 10/1/2022 | XXXXXXXX | XXXXXXXX | XXXXXXXX | XXXXXXXX | XXXXXXXX | XXXXXXXX | XXXXXXXX | XXXXXXXX | XXXXXXXX | XXXXXXXX | XXXXXXXX | XXXXXXXX | XXXXXXXX | XXXXXXXX | XXXXXXXX
Termination Fees |  |  | 2011 | 2012 | 2013 | 2014 | 2015 | 2016* | 2017 | 2018 | 2019 | 2020 | 2021 | 2022 | 2023
| XXXXXXXX | XXXXXXXX | XXXXXXXX | XXXXXXXX | XXXXXXXX | XXXXXXXX | XXXXXXXX | XXXXXXXX | XXXXXXXX | XXXXXXXX | XXXXXXXX | XXXXXXXX | XXXXXXXX | XXXXXXXX | XXXXXXXX
Asset Value | XXXXXXXX | XXXXXXXX | XXXXXXXX | XXXXXXXX | XXXXXXXX | XXXXXXXX | XXXXXXXX | XXXXXXXX | XXXXXXXX | XXXXXXXX | XXXXXXXX | XXXXXXXX | XXXXXXXX | XXXXXXXX | XXXXXXXX
| XXXXXXXX | XXXXXXXX | XXXXXXXX | XXXXXXXX | XXXXXXXX | XXXXXXXX | XXXXXXXX | XXXXXXXX | XXXXXXXX | XXXXXXXX | XXXXXXXX | XXXXXXXX | XXXXXXXX | XXXXXXXX | XXXXXXXX
| XXXXXXXX | XXXXXXXX | XXXXXXXX | XXXXXXXX | XXXXXXXX | XXXXXXXX | XXXXXXXX | XXXXXXXX | XXXXXXXX | XXXXXXXX | XXXXXXXX | XXXXXXXX | XXXXXXXX | XXXXXXXX | XXXXXXXX
| XXXXXXXX | XXXXXXXX | XXXXXXXX | XXXXXXXX | XXXXXXXX | XXXXXXXX | XXXXXXXX | XXXXXXXX | XXXXXXXX | XXXXXXXX | XXXXXXXX | XXXXXXXX | XXXXXXXX | XXXXXXXX | XXXXXXXX
Revenue | XXXXXXXX | XXXXXXXX | XXXXXXXX | XXXXXXXX | XXXXXXXX | XXXXXXXX | XXXXXXXX | XXXXXXXX | XXXXXXXX | XXXXXXXX | XXXXXXXX | XXXXXXXX | XXXXXXXX | XXXXXXXX | XXXXXXXX
| XXXXXXXX | XXXXXXXX | XXXXXXXX | XXXXXXXX | XXXXXXXX | XXXXXXXX | XXXXXXXX | XXXXXXXX | XXXXXXXX | XXXXXXXX | XXXXXXXX | XXXXXXXX | XXXXXXXX | XXXXXXXX | XXXXXXXX
| XXXXXXXX | XXXXXXXX | XXXXXXXX | XXXXXXXX | XXXXXXXX | XXXXXXXX | XXXXXXXX | XXXXXXXX | XXXXXXXX | XXXXXXXX | XXXXXXXX | XXXXXXXX | XXXXXXXX | XXXXXXXX | XXXXXXXX
| XXXXXXXX | XXXXXXXX | XXXXXXXX | XXXXXXXX | XXXXXXXX | XXXXXXXX | XXXXXXXX | XXXXXXXX | XXXXXXXX | XXXXXXXX | XXXXXXXX | XXXXXXXX | XXXXXXXX | XXXXXXXX | XXXXXXXX
Grand Total | XXXXXXXX | XXXXXXXX | XXXXXXXX | XXXXXXXX | XXXXXXXX | XXXXXXXX | XXXXXXXX | XXXXXXXX | XXXXXXXX | XXXXXXXX | XXXXXXXX | XXXXXXXX | XXXXXXXX | XXXXXXXX | XXXXXXXX
| XXXXXXXX | XXXXXXXX | XXXXXXXX | XXXXXXXX | XXXXXXXX | XXXXXXXX | XXXXXXXX | XXXXXXXX | XXXXXXXX | XXXXXXXX | XXXXXXXX | XXXXXXXX | XXXXXXXX | XXXXXXXX | XXXXXXXX
| XXXXXXXX | XXXXXXXX | XXXXXXXX | XXXXXXXX | XXXXXXXX | XXXXXXXX | XXXXXXXX | XXXXXXXX | XXXXXXXX | XXXXXXXX | XXXXXXXX | XXXXXXXX | XXXXXXXX | XXXXXXXX | XXXXXXXX
|  |  | 2011 | 2012 | 2013 | 2014 | 2015 | 2016* | 2017 | 2018 | 2019 | 2020 | 2021 | 2022 | 2023
| Electric Module Asset Value |  | XXXXXXXX | XXXXXXXX | XXXXXXXX | XXXXXXXX | XXXXXXXX | XXXXXXXX | XXXXXXXX | XXXXXXXX | XXXXXXXX | XXXXXXXX | XXXXXXXX | XXXXXXXX | XXXXXXXX
| Gas Module Asset Value |  | XXXXXXXX | XXXXXXXX | XXXXXXXX | XXXXXXXX | XXXXXXXX | XXXXXXXX | XXXXXXXX | XXXXXXXX | XXXXXXXX | XXXXXXXX | XXXXXXXX | XXXXXXXX | XXXXXXXX
| One Year Revenue to Meter Minimum |  | XXXXXXXX | XXXXXXXX | XXXXXXXX | XXXXXXXX | XXXXXXXX | XXXXXXXX | XXXXXXXX | XXXXXXXX | XXXXXXXX | XXXXXXXX | XXXXXXXX | XXXXXXXX | XXXXXXXX
|  |  | XXXXXXXX | XXXXXXXX | XXXXXXXX | XXXXXXXX | XXXXXXXX | XXXXXXXX | XXXXXXXX | XXXXXXXX | XXXXXXXX | XXXXXXXX | XXXXXXXX | XXXXXXXX | XXXXXXXX
|  |  | XXXXXXXX | XXXXXXXX | XXXXXXXX | XXXXXXXX | XXXXXXXX | XXXXXXXX | XXXXXXXX | XXXXXXXX | XXXXXXXX | XXXXXXXX | XXXXXXXX | XXXXXXXX | XXXXXXXX
|  |  | XXXXXXXX | XXXXXXXX | XXXXXXXX | XXXXXXXX | XXXXXXXX | XXXXXXXX | XXXXXXXX | XXXXXXXX | XXXXXXXX | XXXXXXXX | XXXXXXXX | XXXXXXXX | XXXXXXXX
| Accelerated Refund of Credits if Termination |  | XXXXXXXX | XXXXXXXX | XXXXXXXX | XXXXXXXX | XXXXXXXX | XXXXXXXX | XXXXXXXX | XXXXXXXX | XXXXXXXX | XXXXXXXX | XXXXXXXX | XXXXXXXX | XXXXXXXX
|  |  | XXXXXXXX | XXXXXXXX | XXXXXXXX | XXXXXXXX | XXXXXXXX | XXXXXXXX | XXXXXXXX | XXXXXXXX | XXXXXXXX | XXXXXXXX | XXXXXXXX | XXXXXXXX | XXXXXXXX
|  |  | XXXXXXXX | XXXXXXXX | XXXXXXXX | XXXXXXXX | XXXXXXXX | XXXXXXXX | XXXXXXXX | XXXXXXXX | XXXXXXXX | XXXXXXXX | XXXXXXXX | XXXXXXXX | XXXXXXXX
| Annual Credit and Repayment |  | XXXXXXXX | XXXXXXXX | XXXXXXXX | XXXXXXXX | XXXXXXXX | XXXXXXXX | XXXXXXXX | XXXXXXXX | XXXXXXXX | XXXXXXXX | XXXXXXXX | XXXXXXXX | XXXXXXXX
|  |  | XXXXXXXX | XXXXXXXX | XXXXXXXX | XXXXXXXX | XXXXXXXX | XXXXXXXX | XXXXXXXX | XXXXXXXX | XXXXXXXX | XXXXXXXX | XXXXXXXX | XXXXXXXX | XXXXXXXX
Total Termination Costs (Jan 1) |  |  | XXXXXXXX | XXXXXXXX | XXXXXXXX | XXXXXXXX | XXXXXXXX | XXXXXXXX | XXXXXXXX | XXXXXXXX | XXXXXXXX | XXXXXXXX | XXXXXXXX | XXXXXXXX | XXXXXXXX
|  |  | XXXXXXXX | XXXXXXXX | XXXXXXXX | XXXXXXXX | XXXXXXXX | XXXXXXXX | XXXXXXXX | XXXXXXXX | XXXXXXXX | XXXXXXXX | XXXXXXXX | XXXXXXXX | XXXXXXXX
|  |  | XXXXXXXX | XXXXXXXX | XXXXXXXX | XXXXXXXX | XXXXXXXX | XXXXXXXX | XXXXXXXX | XXXXXXXX | XXXXXXXX | XXXXXXXX | XXXXXXXX | XXXXXXXX | XXXXXXXX
Effective Termination Costs |  |  | XXXXXXXX | XXXXXXXX | XXXXXXXX | XXXXXXXX | XXXXXXXX | XXXXXXXX | XXXXXXXX | XXXXXXXX | XXXXXXXX | XXXXXXXX | XXXXXXXX | XXXXXXXX | XXXXXXXX
Note on B25: John McClaine: Eric's value -- $21.59 Our Value -- $16.96 (14.14 Electric, 21.20 Gas) averaged 3:2

## Pole Attachments
CM/MCC SITE RENTAL/LEASE REIMBURSEMENTS (Receivables)
thru July
Lessor | CM Name / Description | For What | TERM | 2008 | 2009 | 2010 | Average | 2012 | 2013 | 2014 | 2015 | 2016 | 2017 | 2018 | 2019 | 2020 | 2021 | 2022 | 2023 | 2024 | 2025 | 2026 | 2027 | 2028 | 2029 | 2030 | 2031 | 2032 | 2033 | 2034 | 2035 | 2036 | 2037 | 2038 | 2039 | 2040
Seattle City Light | MCC & CM pole attachments. | MCC Pole attachments less energy charges (12.84% tax) | Annual lease Jan-Dec? | 129950.37 | 151921.97 | 108914.09
3806.37
Seattle City Light | Mill Creek CM site lease | 1 comm. tower location | Annual lease Jan-Dec | 12602.95 | 13107.07 | 13632.37
SBA | Segwick CM site lease | [a.k.a. "Locker Road" site] | Monthly | 5165.4 | 5320.32 | 3196.62
City of Poulsbo | Poulsbo CM land lease | Annual fee | Annual fee April 1 - March 31 | 6934.61 | 4061.65 | 4142.88
VoiceStream/T-Mobile | Poulsbo CM site lease | Annual lease | Annual fee April 1 - March 31 | 2756.85 | 2811.99 | 2868.99
VoiceStream/T-Mobile | Paine Field | Annual lease | Annual Lease (Feb) | 12895.76 | 13282.63 | 13681.11
Comcast (was AT&T) | Oak Harbor CM site lease |  | Annual fee March 1 - Feb 28 | 2400 | 2400 | 2400
Tanner Electric | Bubba Hill CM site lease | Annual CM Lease is $1500/yr | Annual Lease (jan) |  | 1500
" " | MCC pole attachments. | MCC Pole attachments less energy charges | Annual Lease (jan) |  | 2222.64 | 2436
Ratelco/Crista | Crista (Shoreline) CM site lease |  | Monthly | 8571.04 | 9715.61 | 5331.24 | Double billed July 2009
Snohomish PUD | MCC pole attachments. |  | Annual (march) | 43287.22 | 41588.4
" " | MCC Pole contact Fees |  | (march & Oct) | 6852.44 | 7232.16
Verizon | MCC's on Snohomish Poles | Annual Pole Attachment fees |  | 9050 | 10298.89
Crown Castle (Was Global Signal) | Clearview CM (Phase V) | New Phase V CM in Snohomish County | Monthly | 9986.88 | 11135.2 | 6119.26 | Double Billed July 2009
Elmhurst Mutual Power | MCC pole attachment | $ per MCC times # MCCs | Annual ? | 200.2 | 157 | 128
SpectraSite | Lake Serene CN | Annual CM Lease | Annual ? | 17765.07 | 18475.67
SpectraSite | Chehalis CM | Annual CM Lease | Annual ? | 11843.4 | 12317.14 | 12317.14
SpectraSite | Lake Stevens CM | Annual CM Lease | Annual ? | 11387.88 | 24338.18
SpectraSite | Ranier CM | Annual CM Lease | Annual ? |  | 11843.39
Comcast (was AT&T) | Gig Harbor CM | Annual CM Lease | Annual ? | 15903.84 | 7895.6 | 8211.42
American Tower | Ford Hill CM | CM Lease | Monthly | 12634.56 | 12824.04 | 7480.69
City of Tacoma | MCC pole attachments. | streetlight mounted MCC's | Annual | 13005.5 | 305.64
" " " | License Fee | Annual License Fee of 5% of Annual Revenue |  | 30212.75 | 30449.44
Tacoma Public Utilities | MCC Pole Attachment |  |  | 237.72 | 6661.4 | 7605.18
Peninsula Power & Light | MCC pole attachments. | Annual |  | 12649.5 | 12649.5 | 12942.74
City of Centralia | MCC Pole Attachmet | Annual |  | 170.1 | 178.65
TOTALS |  |  | Totals | 376464.04 | 418500.55 | 211407.73 | 335457.44 | #VALUE! | #VALUE! | #VALUE! | #VALUE! | #VALUE! | #VALUE! | #VALUE! | #VALUE! | #VALUE! | #VALUE! | #VALUE! | #VALUE! | #VALUE! | #VALUE! | #VALUE! | #VALUE! | #VALUE! | #VALUE! | #VALUE! | #VALUE! | #VALUE! | #VALUE! | #VALUE! | #VALUE! | #VALUE! | #VALUE! | #VALUE! | #VALUE! | #VALUE!
|  |  | PSE Resp = 50% | 188232.02 | 209250.275 | 105703.865
181206.6257
|  |  |  | 15686.0017 | 17437.5229 | 15100.5521
| AVG per Month | 16074.6922

## JCTCO (R)
COST ELEMENTS - PSE
Analysis Performed 2010 |  |  |  | 1 | 2 | 3 | 4 | 5 | 6 | 7 | 8 | 9
|  |  | 0 | 1 | 2 | 3 | 4 | 5 | 6 | 7 | 8 | 9 | 6 | 11 | 12 | 13
| Amount/Rate | Quantity | 2010 | 2011 | 2012 | 2013 | 2014 | 2015 | 2016 | 2017 | 2018 | 2019 | 2016 | 2021 | 2022 | 2023
Network hardware/software and programs
Meter Costs
Electric
Residential Meters | XXXXXX | XXXXXX | XXXXXX | XXXXXX | XXXXXX | XXXXXX | XXXXXX | XXXXXX | XXXXXX | XXXXXX | XXXXXX | XXXXXX | XXXXXX | XXXXXX | XXXXXX | XXXXXX
Commercial Meters | XXXXXX | XXXXXX | XXXXXX | XXXXXX | XXXXXX | XXXXXX | XXXXXX | XXXXXX | XXXXXX | XXXXXX | XXXXXX | XXXXXX | XXXXXX | XXXXXX | XXXXXX | XXXXXX
Electric Residential Meter Installation | XXXXXX | XXXXXX | XXXXXX | XXXXXX | XXXXXX | XXXXXX | XXXXXX | XXXXXX | XXXXXX | XXXXXX | XXXXXX | XXXXXX | XXXXXX | XXXXXX | XXXXXX | XXXXXX
Electric Commercial Meter Installation | XXXXXX | XXXXXX | XXXXXX | XXXXXX | XXXXXX | XXXXXX | XXXXXX | XXXXXX | XXXXXX | XXXXXX | XXXXXX | XXXXXX | XXXXXX | XXXXXX | XXXXXX | XXXXXX
Gas | XXXXXX | XXXXXX | XXXXXX | XXXXXX | XXXXXX | XXXXXX | XXXXXX | XXXXXX | XXXXXX | XXXXXX | XXXXXX | XXXXXX | XXXXXX | XXXXXX | XXXXXX | XXXXXX
Residential Meters | XXXXXX | XXXXXX | XXXXXX | XXXXXX | XXXXXX | XXXXXX | XXXXXX | XXXXXX | XXXXXX | XXXXXX | XXXXXX | XXXXXX | XXXXXX | XXXXXX | XXXXXX | XXXXXX
Commercial Meters | XXXXXX | XXXXXX | XXXXXX | XXXXXX | XXXXXX | XXXXXX | XXXXXX | XXXXXX | XXXXXX | XXXXXX | XXXXXX | XXXXXX | XXXXXX | XXXXXX | XXXXXX | XXXXXX
Gas Residential Meter Installation | XXXXXX | XXXXXX | XXXXXX | XXXXXX | XXXXXX | XXXXXX | XXXXXX | XXXXXX | XXXXXX | XXXXXX | XXXXXX | XXXXXX | XXXXXX | XXXXXX | XXXXXX | XXXXXX
Gas Commercial Meter Installation | XXXXXX | XXXXXX | XXXXXX | XXXXXX | XXXXXX | XXXXXX | XXXXXX | XXXXXX | XXXXXX | XXXXXX | XXXXXX | XXXXXX | XXXXXX | XXXXXX | XXXXXX | XXXXXX
Total Meter Costs | XXXXXX | XXXXXX | XXXXXX | XXXXXX | XXXXXX | XXXXXX | XXXXXX | XXXXXX | XXXXXX | XXXXXX | XXXXXX | XXXXXX | XXXXXX | XXXXXX | XXXXXX | XXXXXX
| XXXXXX | XXXXXX | XXXXXX | XXXXXX | XXXXXX | XXXXXX | XXXXXX | XXXXXX | XXXXXX | XXXXXX | XXXXXX | XXXXXX | XXXXXX | XXXXXX | XXXXXX | XXXXXX
Battery Expenses | XXXXXX | XXXXXX | XXXXXX | XXXXXX | XXXXXX | XXXXXX | XXXXXX | XXXXXX | XXXXXX | XXXXXX | XXXXXX | XXXXXX | XXXXXX | XXXXXX | XXXXXX | XXXXXX
Battery Costs (Purchase for Replacement Program ) | XXXXXX | XXXXXX | XXXXXX | XXXXXX | XXXXXX | XXXXXX | XXXXXX | XXXXXX | XXXXXX | XXXXXX | XXXXXX | XXXXXX | XXXXXX | XXXXXX | XXXXXX | XXXXXX
Battery Costs (Purchases for Replacement-non program years) | XXXXXX | XXXXXX | XXXXXX | XXXXXX | XXXXXX | XXXXXX | XXXXXX | XXXXXX | XXXXXX | XXXXXX | XXXXXX | XXXXXX | XXXXXX | XXXXXX | XXXXXX | XXXXXX
Disposal | XXXXXX | XXXXXX | XXXXXX | XXXXXX | XXXXXX | XXXXXX | XXXXXX | XXXXXX | XXXXXX | XXXXXX | XXXXXX | XXXXXX | XXXXXX | XXXXXX | XXXXXX | XXXXXX
Avg. Battery CPU (Replacement) | XXXXXX | XXXXXX | XXXXXX | XXXXXX | XXXXXX | XXXXXX | XXXXXX | XXXXXX | XXXXXX | XXXXXX | XXXXXX | XXXXXX | XXXXXX | XXXXXX | XXXXXX | XXXXXX
Labor Costs | XXXXXX | XXXXXX | XXXXXX | XXXXXX | XXXXXX | XXXXXX | XXXXXX | XXXXXX | XXXXXX | XXXXXX | XXXXXX | XXXXXX | XXXXXX | XXXXXX | XXXXXX | XXXXXX
Honeywell | XXXXXX | XXXXXX | XXXXXX | XXXXXX | XXXXXX | XXXXXX | XXXXXX | XXXXXX | XXXXXX | XXXXXX | XXXXXX | XXXXXX | XXXXXX | XXXXXX | XXXXXX | XXXXXX
| XXXXXX | XXXXXX | XXXXXX | XXXXXX | XXXXXX | XXXXXX | XXXXXX | XXXXXX | XXXXXX | XXXXXX | XXXXXX | XXXXXX | XXXXXX | XXXXXX | XXXXXX | XXXXXX
Seal Costs | XXXXXX | XXXXXX | XXXXXX | XXXXXX | XXXXXX | XXXXXX | XXXXXX | XXXXXX | XXXXXX | XXXXXX | XXXXXX | XXXXXX | XXXXXX | XXXXXX | XXXXXX | XXXXXX
3rd Party Pole Attachment Leases & Energy Usage | XXXXXX | XXXXXX | XXXXXX | XXXXXX | XXXXXX | XXXXXX | XXXXXX | XXXXXX | XXXXXX | XXXXXX | XXXXXX | XXXXXX | XXXXXX | XXXXXX | XXXXXX | XXXXXX
EA annual Maintenace fee($275K/yr) | XXXXXX | XXXXXX | XXXXXX | XXXXXX | XXXXXX | XXXXXX | XXXXXX | XXXXXX | XXXXXX | XXXXXX | XXXXXX | XXXXXX | XXXXXX | XXXXXX | XXXXXX | XXXXXX
Server hardware & software maint. incl sys security(1 analyst) | XXXXXX | XXXXXX | XXXXXX | XXXXXX | XXXXXX | XXXXXX | XXXXXX | XXXXXX | XXXXXX | XXXXXX | XXXXXX | XXXXXX | XXXXXX | XXXXXX | XXXXXX | XXXXXX
Total | XXXXXX | XXXXXX | XXXXXX | XXXXXX | XXXXXX | XXXXXX | XXXXXX | XXXXXX | XXXXXX | XXXXXX | XXXXXX | XXXXXX | XXXXXX | XXXXXX | XXXXXX | XXXXXX
| XXXXXX | XXXXXX | XXXXXX | XXXXXX | XXXXXX | XXXXXX | XXXXXX | XXXXXX | XXXXXX | XXXXXX | XXXXXX | XXXXXX | XXXXXX | XXXXXX | XXXXXX | XXXXXX
Operation expenses | XXXXXX | XXXXXX | XXXXXX | XXXXXX | XXXXXX | XXXXXX | XXXXXX | XXXXXX | XXXXXX | XXXXXX | XXXXXX | XXXXXX | XXXXXX | XXXXXX | XXXXXX | XXXXXX
Monthly Read fees | XXXXXX | XXXXXX | XXXXXX | XXXXXX | XXXXXX | XXXXXX | XXXXXX | XXXXXX | XXXXXX | XXXXXX | XXXXXX | XXXXXX | XXXXXX | XXXXXX | XXXXXX | XXXXXX
Electric - Weighed Average | XXXXXX | XXXXXX | XXXXXX | XXXXXX | XXXXXX | XXXXXX | XXXXXX | XXXXXX | XXXXXX | XXXXXX | XXXXXX | XXXXXX | XXXXXX | XXXXXX | XXXXXX | XXXXXX
Gas Weighted Average | XXXXXX | XXXXXX | XXXXXX | XXXXXX | XXXXXX | XXXXXX | XXXXXX | XXXXXX | XXXXXX | XXXXXX | XXXXXX | XXXXXX | XXXXXX | XXXXXX | XXXXXX | XXXXXX
Total Monthly Read Fees | XXXXXX | XXXXXX | XXXXXX | XXXXXX | XXXXXX | XXXXXX | XXXXXX | XXXXXX | XXXXXX | XXXXXX | XXXXXX | XXXXXX | XXXXXX | XXXXXX | XXXXXX | XXXXXX
| XXXXXX | XXXXXX | XXXXXX | XXXXXX | XXXXXX | XXXXXX | XXXXXX | XXXXXX | XXXXXX | XXXXXX | XXXXXX | XXXXXX | XXXXXX | XXXXXX | XXXXXX | XXXXXX
Infrastructure – Leased office space reimbursements | XXXXXX | XXXXXX | XXXXXX | XXXXXX | XXXXXX | XXXXXX | XXXXXX | XXXXXX | XXXXXX | XXXXXX | XXXXXX | XXXXXX | XXXXXX | XXXXXX | XXXXXX | XXXXXX
Manual Meter Reading expenses - Lead expense | XXXXXX | XXXXXX | XXXXXX | XXXXXX | XXXXXX | XXXXXX | XXXXXX | XXXXXX | XXXXXX | XXXXXX | XXXXXX | XXXXXX | XXXXXX | XXXXXX | XXXXXX | XXXXXX
Other Meter Reading expenses (Scheduling) | XXXXXX | XXXXXX | XXXXXX | XXXXXX | XXXXXX | XXXXXX | XXXXXX | XXXXXX | XXXXXX | XXXXXX | XXXXXX | XXXXXX | XXXXXX | XXXXXX | XXXXXX | XXXXXX
Downtime, outage and failures expenses (500/month) | XXXXXX | XXXXXX | XXXXXX | XXXXXX | XXXXXX | XXXXXX | XXXXXX | XXXXXX | XXXXXX | XXXXXX | XXXXXX | XXXXXX | XXXXXX | XXXXXX | XXXXXX | XXXXXX
Performance Analysis (Customer Services expenses, dataraker) | XXXXXX | XXXXXX | XXXXXX | XXXXXX | XXXXXX | XXXXXX | XXXXXX | XXXXXX | XXXXXX | XXXXXX | XXXXXX | XXXXXX | XXXXXX | XXXXXX | XXXXXX | XXXXXX
ZCON Field Services Reimbursements | XXXXXX | XXXXXX | XXXXXX | XXXXXX | XXXXXX | XXXXXX | XXXXXX | XXXXXX | XXXXXX | XXXXXX | XXXXXX | XXXXXX | XXXXXX | XXXXXX | XXXXXX | XXXXXX
Meter Shop Expenses | XXXXXX | XXXXXX | XXXXXX | XXXXXX | XXXXXX | XXXXXX | XXXXXX | XXXXXX | XXXXXX | XXXXXX | XXXXXX | XXXXXX | XXXXXX | XXXXXX | XXXXXX | XXXXXX
Field Expenses -Meter (Includes $8 mod exchange) | XXXXXX | XXXXXX | XXXXXX | XXXXXX | XXXXXX | XXXXXX | XXXXXX | XXXXXX | XXXXXX | XXXXXX | XXXXXX | XXXXXX | XXXXXX | XXXXXX | XXXXXX | XXXXXX
Gas Operations and Gas Meter Exchange | XXXXXX | XXXXXX | XXXXXX | XXXXXX | XXXXXX | XXXXXX | XXXXXX | XXXXXX | XXXXXX | XXXXXX | XXXXXX | XXXXXX | XXXXXX | XXXXXX | XXXXXX | XXXXXX
Customer Service Expenses | XXXXXX | XXXXXX | XXXXXX | XXXXXX | XXXXXX | XXXXXX | XXXXXX | XXXXXX | XXXXXX | XXXXXX | XXXXXX | XXXXXX | XXXXXX | XXXXXX | XXXXXX | XXXXXX
DataRaker (Cost is per meter per month) | XXXXXX | XXXXXX | XXXXXX | XXXXXX | XXXXXX | XXXXXX | XXXXXX | XXXXXX | XXXXXX | XXXXXX | XXXXXX | XXXXXX | XXXXXX | XXXXXX | XXXXXX | XXXXXX
DataRaker (L+G share per month) | XXXXXX | XXXXXX | XXXXXX | XXXXXX | XXXXXX | XXXXXX | XXXXXX | XXXXXX | XXXXXX | XXXXXX | XXXXXX | XXXXXX | XXXXXX | XXXXXX | XXXXXX | XXXXXX
Consulting costs (Monthly) | XXXXXX | XXXXXX | XXXXXX | XXXXXX | XXXXXX | XXXXXX | XXXXXX | XXXXXX | XXXXXX | XXXXXX | XXXXXX | XXXXXX | XXXXXX | XXXXXX | XXXXXX | XXXXXX
| XXXXXX | XXXXXX | XXXXXX | XXXXXX | XXXXXX | XXXXXX | XXXXXX | XXXXXX | XXXXXX | XXXXXX | XXXXXX | XXXXXX | XXXXXX | XXXXXX | XXXXXX | XXXXXX
Technology training - Field (8hr day 2x/year - 12 people) Field O&M | XXXXXX | XXXXXX | XXXXXX | XXXXXX | XXXXXX | XXXXXX | XXXXXX | XXXXXX | XXXXXX | XXXXXX | XXXXXX | XXXXXX | XXXXXX | XXXXXX | XXXXXX | XXXXXX
People | XXXXXX | XXXXXX | XXXXXX | XXXXXX | XXXXXX | XXXXXX | XXXXXX | XXXXXX | XXXXXX | XXXXXX | XXXXXX | XXXXXX | XXXXXX | XXXXXX | XXXXXX | XXXXXX
Lunch | XXXXXX | XXXXXX | XXXXXX | XXXXXX | XXXXXX | XXXXXX | XXXXXX | XXXXXX | XXXXXX | XXXXXX | XXXXXX | XXXXXX | XXXXXX | XXXXXX | XXXXXX | XXXXXX
| XXXXXX | XXXXXX | XXXXXX | XXXXXX | XXXXXX | XXXXXX | XXXXXX | XXXXXX | XXXXXX | XXXXXX | XXXXXX | XXXXXX | XXXXXX | XXXXXX | XXXXXX | XXXXXX
Auditing (internal and external) | XXXXXX | XXXXXX | XXXXXX | XXXXXX | XXXXXX | XXXXXX | XXXXXX | XXXXXX | XXXXXX | XXXXXX | XXXXXX | XXXXXX | XXXXXX | XXXXXX | XXXXXX | XXXXXX
| XXXXXX | XXXXXX | XXXXXX | XXXXXX | XXXXXX | XXXXXX | XXXXXX | XXXXXX | XXXXXX | XXXXXX | XXXXXX | XXXXXX | XXXXXX | XXXXXX | XXXXXX | XXXXXX
Personel | XXXXXX | XXXXXX | XXXXXX | XXXXXX | XXXXXX | XXXXXX | XXXXXX | XXXXXX | XXXXXX | XXXXXX | XXXXXX | XXXXXX | XXXXXX | XXXXXX | XXXXXX | XXXXXX
Information technology related personnel - Analysts/Engineers | XXXXXX | XXXXXX | XXXXXX | XXXXXX | XXXXXX | XXXXXX | XXXXXX | XXXXXX | XXXXXX | XXXXXX | XXXXXX | XXXXXX | XXXXXX | XXXXXX | XXXXXX | XXXXXX
Corporate Level Management time | XXXXXX | XXXXXX | XXXXXX | XXXXXX | XXXXXX | XXXXXX | XXXXXX | XXXXXX | XXXXXX | XXXXXX | XXXXXX | XXXXXX | XXXXXX | XXXXXX | XXXXXX | XXXXXX
| XXXXXX | XXXXXX | XXXXXX | XXXXXX | XXXXXX | XXXXXX | XXXXXX | XXXXXX | XXXXXX | XXXXXX | XXXXXX | XXXXXX | XXXXXX | XXXXXX | XXXXXX | XXXXXX
Future O&M Costs | XXXXXX | XXXXXX | XXXXXX | XXXXXX | XXXXXX | XXXXXX | XXXXXX | XXXXXX | XXXXXX | XXXXXX | XXXXXX | XXXXXX | XXXXXX | XXXXXX | XXXXXX | XXXXXX
Disaster Recovery
Pole top attachment inventory costs | 0
Additional Meter Reading
Module Testing cost | 43
Electric | 35.35 |  | 0 | 0 | 0 | 0 | 0 | 0 | 0 | 0 | 0 | 0 | 0 | 0 | 0 | 0
Gas | 53 |  | 0 | 0 | 0 | 0 | 0 | 0 | 0 | 0 | 0 | 0 | 0 | 0 | 0 | 0
Module O&M
Electricity (pole attachments)
Additional Staffing:
Management
Analysts
Engineers
Future Network/Hardware/Programs
Network
Network Instatllation and Integration
Network Licenses (FCC and other)
Software Licenses
Server Costs - Vendor costs
Telecom Costs
Module Costs
Electric
Gas
Outage Management Interface (no current charge until OMS migration)
Pole Attachments
CellMasters |  | XXXXXX
MCC's |  | XXXXXX
Repeaters |  | XXXXXX
Connectors |  | XXXXXX
TOP's |  | XXXXXX
Long term expenses
Replacement
Future upgrade or scalability expenses
Decommissioning expenses
Asset Management Interface
Warranties and licenses
License tracking - compliance
Migration expenses?
Risks: susceptibility to vulnerabilities, availability of upgrades, patches and licensing policies
TOTALS: | XXXXXX | XXXXXX | XXXXXX | XXXXXX | XXXXXX | XXXXXX | XXXXXX | XXXXXX | XXXXXX | XXXXXX | XXXXXX | XXXXXX | XXXXXX | XXXXXX | XXXXXX | XXXXXX | XXXXXX
Price per Read per Year: | XXXXXX | XXXXXX | XXXXXX | XXXXXX | XXXXXX | XXXXXX | XXXXXX | XXXXXX | XXXXXX | XXXXXX | XXXXXX | XXXXXX | XXXXXX | XXXXXX | XXXXXX | XXXXXX | XXXXXX
Net Present Value | XXXXXX | XXXXXX | XXXXXX | XXXXXX | XXXXXX | XXXXXX | XXXXXX | XXXXXX | XXXXXX | XXXXXX | XXXXXX | XXXXXX | XXXXXX | XXXXXX | XXXXXX | XXXXXX | XXXXXX
| XXXXXX | XXXXXX | XXXXXX | XXXXXX | XXXXXX | XXXXXX | XXXXXX | XXXXXX | XXXXXX | XXXXXX | XXXXXX | XXXXXX | XXXXXX | XXXXXX | XXXXXX | XXXXXX | XXXXXX
| XXXXXX | XXXXXX | XXXXXX | XXXXXX | XXXXXX | XXXXXX | XXXXXX | XXXXXX | XXXXXX | XXXXXX | XXXXXX | XXXXXX | XXXXXX | XXXXXX | XXXXXX | XXXXXX | XXXXXX
| XXXXXX | XXXXXX | XXXXXX | XXXXXX | XXXXXX | XXXXXX | XXXXXX | XXXXXX | XXXXXX | XXXXXX | XXXXXX | XXXXXX | XXXXXX | XXXXXX | XXXXXX | XXXXXX | XXXXXX
Per Read Fees - Weighted | XXXXXX | XXXXXX | XXXXXX | XXXXXX | XXXXXX | XXXXXX | XXXXXX | XXXXXX | XXXXXX | XXXXXX | XXXXXX | XXXXXX | XXXXXX | XXXXXX | XXXXXX | XXXXXX | XXXXXX
Electric & Gas | XXXXXX | XXXXXX | XXXXXX | XXXXXX | XXXXXX | XXXXXX | XXXXXX | XXXXXX | XXXXXX | XXXXXX | XXXXXX | XXXXXX | XXXXXX | XXXXXX | XXXXXX | XXXXXX | XXXXXX
Gas | XXXXXX | XXXXXX | XXXXXX | XXXXXX | XXXXXX | XXXXXX | XXXXXX | XXXXXX | XXXXXX | XXXXXX | XXXXXX | XXXXXX | XXXXXX | XXXXXX | XXXXXX | XXXXXX | XXXXXX
| XXXXXX | XXXXXX | XXXXXX | XXXXXX | XXXXXX | XXXXXX | XXXXXX | XXXXXX | XXXXXX | XXXXXX | XXXXXX | XXXXXX | XXXXXX | XXXXXX | XXXXXX | XXXXXX | XXXXXX
Average Read Fee | XXXXXX | XXXXXX | XXXXXX | XXXXXX | XXXXXX | XXXXXX | XXXXXX | XXXXXX | XXXXXX | XXXXXX | XXXXXX | XXXXXX | XXXXXX | XXXXXX | XXXXXX | XXXXXX | XXXXXX
| XXXXXX | XXXXXX | XXXXXX | XXXXXX | XXXXXX | XXXXXX | XXXXXX | XXXXXX | XXXXXX | XXXXXX | XXXXXX | XXXXXX | XXXXXX | XXXXXX | XXXXXX | XXXXXX | XXXXXX
PSE Costs in addition to Monthly L+G Read fees | XXXXXX | XXXXXX | XXXXXX | XXXXXX | XXXXXX | XXXXXX | XXXXXX | XXXXXX | XXXXXX | XXXXXX | XXXXXX | XXXXXX | XXXXXX | XXXXXX | XXXXXX | XXXXXX | XXXXXX
| XXXXXX | XXXXXX | XXXXXX | XXXXXX | XXXXXX | XXXXXX | XXXXXX | XXXXXX | XXXXXX | XXXXXX | XXXXXX | XXXXXX | XXXXXX | XXXXXX | XXXXXX | XXXXXX | XXXXXX
Assumptions | XXXXXX | XXXXXX | XXXXXX | XXXXXX | XXXXXX | XXXXXX | XXXXXX | XXXXXX | XXXXXX | XXXXXX | XXXXXX | XXXXXX | XXXXXX | XXXXXX | XXXXXX | XXXXXX | XXXXXX
Escalation Rate (Other) | XXXXXX | XXXXXX | XXXXXX | XXXXXX | XXXXXX | XXXXXX | XXXXXX | XXXXXX | XXXXXX | XXXXXX | XXXXXX | XXXXXX | XXXXXX | XXXXXX | XXXXXX | XXXXXX | XXXXXX
Escalation Rate L+G Fees | XXXXXX | XXXXXX | XXXXXX | XXXXXX | XXXXXX | XXXXXX | XXXXXX | XXXXXX | XXXXXX | XXXXXX | XXXXXX | XXXXXX | XXXXXX | XXXXXX | XXXXXX | XXXXXX | XXXXXX
COLA & CPI | XXXXXX | XXXXXX | XXXXXX | XXXXXX | XXXXXX | XXXXXX | XXXXXX | XXXXXX | XXXXXX | XXXXXX | XXXXXX | XXXXXX | XXXXXX | XXXXXX | XXXXXX | XXXXXX | XXXXXX
| XXXXXX | XXXXXX | XXXXXX | XXXXXX | XXXXXX | XXXXXX | XXXXXX | XXXXXX | XXXXXX | XXXXXX | XXXXXX | XXXXXX | XXXXXX | XXXXXX | XXXXXX | XXXXXX | XXXXXX
Pole Attachment Leases (Monthly Avg 2008-2010) | 10000 | (pole attachement tab)
From L+G on 8/9:.
CellMasters = 133
MCC's = 6819
Repeaters = 283
Concentrators = 719
TOP's = 30
Inflation Rate | XXXXXX
Monthly Lease Reimbursements from L+G (2006 agreement) | XXXXXX
Meter shop expenses based on 13,756 Module Exhchanges annually

## IT L+G Read Fee Forecast (R)
L&G CONTRACT FINANCIAL PROJECTIONS
V's Forecast
Year: | 2011 | 2012 | 2013 | 2014 | 2015 | 2016 | 2017 | 2018 | 2019 | 2020 | 2021 | 2022 | 2023 | 2024 | 2025 | 2026 | 2027 | 2028 | 2029 | 2030 | 2031 | 2032 | 2033 | 2034 | 2035 | 2036 | 2037 | 2038 | 2039 | 2040 |  | Organization
|  | Actual | Forecast & Actual | Forecast | Forecast | Forecast | Forecast
Contract Invoice Sum (Read Fees) (A) |  | XXXXXX | XXXXXX | XXXXXX | XXXXXX | XXXXXX | XXXXXX | XXXXXX | XXXXXX | XXXXXX | XXXXXX | XXXXXX | XXXXXX | XXXXXX | XXXXXX | XXXXXX | XXXXXX | XXXXXX | XXXXXX | XXXXXX | XXXXXX | XXXXXX | XXXXXX | XXXXXX | XXXXXX | XXXXXX | XXXXXX | XXXXXX | XXXXXX | XXXXXX
|  | XXXXXX | XXXXXX | XXXXXX | XXXXXX | XXXXXX | XXXXXX | XXXXXX | XXXXXX | XXXXXX | XXXXXX | XXXXXX | XXXXXX | XXXXXX | XXXXXX | XXXXXX | XXXXXX | XXXXXX | XXXXXX | XXXXXX | XXXXXX | XXXXXX | XXXXXX | XXXXXX | XXXXXX | XXXXXX | XXXXXX | XXXXXX | XXXXXX | XXXXXX
Acutal Credits (per contract - not included in any calculations) |  | XXXXXX | XXXXXX | XXXXXX | XXXXXX | XXXXXX | XXXXXX | XXXXXX | XXXXXX | XXXXXX | XXXXXX | XXXXXX | XXXXXX | XXXXXX | XXXXXX | XXXXXX | XXXXXX | XXXXXX | XXXXXX | XXXXXX | XXXXXX | XXXXXX | XXXXXX | XXXXXX | XXXXXX | XXXXXX | XXXXXX | XXXXXX | XXXXXX | XXXXXX
|  | XXXXXX | XXXXXX | XXXXXX | XXXXXX | XXXXXX | XXXXXX | XXXXXX | XXXXXX | XXXXXX | XXXXXX | XXXXXX | XXXXXX | XXXXXX | XXXXXX | XXXXXX | XXXXXX | XXXXXX | XXXXXX | XXXXXX | XXXXXX | XXXXXX | XXXXXX | XXXXXX | XXXXXX | XXXXXX | XXXXXX | XXXXXX | XXXXXX | XXXXXX
Payment to L+G per contract begin April 1, 2016 |  | XXXXXX | XXXXXX | XXXXXX | XXXXXX | XXXXXX | XXXXXX | XXXXXX | XXXXXX | XXXXXX | XXXXXX | XXXXXX | XXXXXX | XXXXXX | XXXXXX | XXXXXX | XXXXXX | XXXXXX | XXXXXX | XXXXXX | XXXXXX | XXXXXX | XXXXXX | XXXXXX | XXXXXX | XXXXXX | XXXXXX | XXXXXX | XXXXXX | XXXXXX
Accounting Based Allowed Credits ( B ) |  | XXXXXX | XXXXXX | XXXXXX | XXXXXX | XXXXXX | XXXXXX | XXXXXX | XXXXXX | XXXXXX | XXXXXX | XXXXXX | XXXXXX | XXXXXX | XXXXXX | XXXXXX | XXXXXX | XXXXXX | XXXXXX | XXXXXX | XXXXXX | XXXXXX | XXXXXX | XXXXXX | XXXXXX | XXXXXX | XXXXXX | XXXXXX | XXXXXX | XXXXXX
|  | XXXXXX | XXXXXX | XXXXXX | XXXXXX | XXXXXX | XXXXXX | XXXXXX | XXXXXX | XXXXXX | XXXXXX | XXXXXX | XXXXXX | XXXXXX | XXXXXX | XXXXXX | XXXXXX | XXXXXX | XXXXXX | XXXXXX | XXXXXX | XXXXXX | XXXXXX | XXXXXX | XXXXXX | XXXXXX | XXXXXX | XXXXXX | XXXXXX | XXXXXX
"BUDGET" after Allowed Credits |  | XXXXXX | XXXXXX | XXXXXX | XXXXXX | XXXXXX | XXXXXX | XXXXXX | XXXXXX | XXXXXX | XXXXXX | XXXXXX | XXXXXX | XXXXXX | XXXXXX | XXXXXX | XXXXXX | XXXXXX | XXXXXX | XXXXXX | XXXXXX | XXXXXX | XXXXXX | XXXXXX | XXXXXX | XXXXXX | XXXXXX | XXXXXX | XXXXXX | XXXXXX
|  | XXXXXX | XXXXXX | XXXXXX | XXXXXX | XXXXXX | XXXXXX | XXXXXX | XXXXXX | XXXXXX | XXXXXX | XXXXXX | XXXXXX | XXXXXX | XXXXXX | XXXXXX | XXXXXX | XXXXXX | XXXXXX | XXXXXX | XXXXXX | XXXXXX | XXXXXX | XXXXXX | XXXXXX | XXXXXX | XXXXXX | XXXXXX | XXXXXX | XXXXXX
DataRaker Credits (C) (per contract not included in any calculations) |  | XXXXXX | XXXXXX | XXXXXX | XXXXXX | XXXXXX | XXXXXX | XXXXXX | XXXXXX | XXXXXX | XXXXXX | XXXXXX | XXXXXX | XXXXXX | XXXXXX | XXXXXX | XXXXXX | XXXXXX | XXXXXX | XXXXXX | XXXXXX | XXXXXX | XXXXXX | XXXXXX | XXXXXX | XXXXXX | XXXXXX | XXXXXX | XXXXXX | XXXXXX |  | Theresa Burch's Budget
|  | XXXXXX | XXXXXX | XXXXXX | XXXXXX | XXXXXX | XXXXXX | XXXXXX | XXXXXX | XXXXXX | XXXXXX | XXXXXX | XXXXXX | XXXXXX | XXXXXX | XXXXXX | XXXXXX | XXXXXX | XXXXXX | XXXXXX | XXXXXX | XXXXXX | XXXXXX | XXXXXX | XXXXXX | XXXXXX | XXXXXX | XXXXXX | XXXXXX | XXXXXX
Energy Efficiency & Load Research Allocations (LP+Demand Credits) (D) |  | XXXXXX | XXXXXX | XXXXXX | XXXXXX | XXXXXX | XXXXXX | XXXXXX | XXXXXX | XXXXXX | XXXXXX | XXXXXX | XXXXXX | XXXXXX | XXXXXX | XXXXXX | XXXXXX | XXXXXX | XXXXXX | XXXXXX | XXXXXX | XXXXXX | XXXXXX | XXXXXX | XXXXXX | XXXXXX | XXXXXX | XXXXXX | XXXXXX | XXXXXX | #DIV/0! | Energy Effic.
IT Portion less Departmental Allocations (row 16) |  | XXXXXX | XXXXXX | XXXXXX | XXXXXX | XXXXXX | XXXXXX | XXXXXX | XXXXXX | XXXXXX | XXXXXX | XXXXXX | XXXXXX | XXXXXX | XXXXXX | XXXXXX | XXXXXX | XXXXXX | XXXXXX | XXXXXX | XXXXXX | XXXXXX | XXXXXX | XXXXXX | XXXXXX | XXXXXX | XXXXXX | XXXXXX | XXXXXX | XXXXXX | #DIV/0!
Proposal (Calculated by JC) |  | XXXXXX | XXXXXX | XXXXXX | XXXXXX | XXXXXX | XXXXXX | XXXXXX | XXXXXX | XXXXXX | XXXXXX | XXXXXX | XXXXXX | XXXXXX | XXXXXX | XXXXXX | XXXXXX | XXXXXX | XXXXXX | XXXXXX | XXXXXX | XXXXXX | XXXXXX | XXXXXX | XXXXXX | XXXXXX | XXXXXX | XXXXXX | XXXXXX | XXXXXX
|  | XXXXXX | XXXXXX | XXXXXX | XXXXXX | XXXXXX | XXXXXX | XXXXXX | XXXXXX | XXXXXX | XXXXXX | XXXXXX | XXXXXX | XXXXXX | XXXXXX | XXXXXX | XXXXXX | XXXXXX | XXXXXX | XXXXXX | XXXXXX | XXXXXX | XXXXXX | XXXXXX | XXXXXX | XXXXXX | XXXXXX | XXXXXX | XXXXXX | XXXXXX
L+G's Acutal Invoice Totals: |  | XXXXXX | XXXXXX | XXXXXX | XXXXXX | XXXXXX | XXXXXX | XXXXXX | XXXXXX | XXXXXX | XXXXXX | XXXXXX | XXXXXX | XXXXXX | XXXXXX | XXXXXX | XXXXXX | XXXXXX | XXXXXX | XXXXXX | XXXXXX | XXXXXX | XXXXXX | XXXXXX | XXXXXX | XXXXXX | XXXXXX | XXXXXX | XXXXXX | XXXXXX
Budget Amount being transferred to IT in 2013 |  | XXXXXX | XXXXXX | XXXXXX | XXXXXX | XXXXXX | XXXXXX | XXXXXX | XXXXXX | XXXXXX | XXXXXX | XXXXXX | XXXXXX | XXXXXX | XXXXXX | XXXXXX | XXXXXX | XXXXXX | XXXXXX | XXXXXX | XXXXXX | XXXXXX | XXXXXX | XXXXXX | XXXXXX | XXXXXX | XXXXXX | XXXXXX | XXXXXX | XXXXXX
CC budget in 2012** |  | XXXXXX | XXXXXX | XXXXXX | XXXXXX | XXXXXX | XXXXXX | XXXXXX | XXXXXX | XXXXXX | XXXXXX | XXXXXX | XXXXXX | XXXXXX | XXXXXX | XXXXXX | XXXXXX | XXXXXX | XXXXXX | XXXXXX | XXXXXX | XXXXXX | XXXXXX | XXXXXX | XXXXXX | XXXXXX | XXXXXX | XXXXXX | XXXXXX | XXXXXX
Shortfall** |  | XXXXXX | XXXXXX | XXXXXX | XXXXXX | XXXXXX | XXXXXX | XXXXXX | XXXXXX | XXXXXX | XXXXXX | XXXXXX | XXXXXX | XXXXXX | XXXXXX | XXXXXX | XXXXXX | XXXXXX | XXXXXX | XXXXXX | XXXXXX | XXXXXX | XXXXXX | XXXXXX | XXXXXX | XXXXXX | XXXXXX | XXXXXX | XXXXXX | XXXXXX
Pre- CPI adjustment |  | XXXXXX | XXXXXX | XXXXXX | XXXXXX | XXXXXX | XXXXXX | XXXXXX | XXXXXX | XXXXXX | XXXXXX | XXXXXX | XXXXXX | XXXXXX | XXXXXX | XXXXXX | XXXXXX | XXXXXX | XXXXXX | XXXXXX | XXXXXX | XXXXXX | XXXXXX | XXXXXX | XXXXXX | XXXXXX | XXXXXX | XXXXXX | XXXXXX | XXXXXX
Savings |  | XXXXXX | XXXXXX | XXXXXX | XXXXXX | XXXXXX | XXXXXX | XXXXXX | XXXXXX | XXXXXX | XXXXXX | XXXXXX | XXXXXX | XXXXXX | XXXXXX | XXXXXX | XXXXXX | XXXXXX | XXXXXX | XXXXXX | XXXXXX | XXXXXX | XXXXXX | XXXXXX | XXXXXX | XXXXXX | XXXXXX | XXXXXX | XXXXXX | XXXXXX
XXXXXX

## L+G Forecast (R)
(Updated June 2013) | 2010-01-01 | 2010-02-01 | 2010-03-01 | 2010-04-01 | 2010-05-01 | 2010-06-01 | 2010-07-01 | 2010-08-01 | 2010-09-01 | 2010-10-01 | 2010-11-01 | 2010-12-01 |  | 2011-01-01 | 2011-02-01 | 2011-03-01 | 2011-04-01 | 2011-05-01 | 2011-06-01 | 2011-07-01 | 2011-08-01 | 2011-09-01 | 2011-10-01 | 2011-11-01 | 2011-12-01 |  | 2012-01-01 | 2012-02-01 | 2012-03-01 | 2012-04-01 | 2012-05-01 | 2012-06-01 | 2012-07-01 | 2012-08-01 | 2012-09-01 | 2012-10-01 | 2012-11-01 | 2012-12-01 |  | 2013-01-01 | 2013-02-01 | 2013-03-01 | 2013-04-01 | 2013-05-01 | 2013-06-01 | 2013-07-01 | 2013-08-01 | 2013-09-01 | 2013-10-01 | 2013-11-01 | 2013-12-01 |  | 2014-01-01 | 2014-02-01 | 2014-03-01 | 2014-04-01 | 2014-05-01 | 2014-06-01 | 2014-07-01 | 2014-08-01 | 2014-09-01 | 2014-10-01 | 2014-11-01 | 2014-12-01 |  | 2015-01-01 | 2015-02-01 | 2015-03-01 | 2015-04-01 | 2015-05-01 | 2015-06-01 | 2015-07-01 | 2015-08-01 | 2015-09-01 | 2015-10-01 | 2015-11-01 | 2015-12-01 |  | 2016-01-01 | 2016-02-01 | 2016-03-01 | 2016-04-01 | 2016-05-01 | 2016-06-01 | 2016-07-01 | 2016-08-01 | 2016-09-01 | 2016-10-01 | 2016-11-01 | 2016-12-01 |  | 2017-01-01 | 2017-02-01 | 2017-03-01 | 2017-04-01 | 2017-05-01 | 2017-06-01 | 2017-07-01 | 2017-08-01 | 2017-09-01 | 2017-10-01 | 2017-11-01 | 2017-12-01 |  | 2018-01-01 | 2018-02-01 | 2018-03-01 | 2018-04-01 | 2018-05-01 | 2018-06-01 | 2018-07-01 | 2018-08-01 | 2018-09-01 | 2018-10-01 | 2018-11-01 | 2018-12-01 |  | 2019-01-01 | 2019-02-01 | 2019-03-01 | 2019-04-01 | 2019-05-01 | 2019-06-01 | 2019-07-01 | 2019-08-01 | 2019-09-01 | 2019-10-01 | 2019-11-01 | 2019-12-01 |  | 2020-01-01 | 2020-02-01 | 2020-03-01 | 2020-04-01 | 2020-05-01 | 2020-06-01 | 2020-07-01 | 2020-08-01 | 2020-09-01 | 2020-10-01 | 2020-11-01 | 2020-12-01 |  | 2021-01-01 | 2021-02-01 | 2021-03-01 | 2021-04-01 | 2021-05-01 | 2021-06-01 | 2021-07-01 | 2021-08-01 | 2021-09-01 | 2021-10-01 | 2021-11-01 | 2021-12-01 |  | 2022-01-01 | 2022-02-01 | 2022-03-01 | 2022-04-01 | 2022-05-01 | 2022-06-01 | 2022-07-01 | 2022-08-01 | 2022-09-01 | 2022-10-01 | 2022-11-01 | 2022-12-01 | time axis 2023-01-01 to 2026-12-01
PSE Meters - all meters
Electric | XXXXXX | XXXXXX | XXXXXX | XXXXXX | XXXXXX | XXXXXX | XXXXXX | XXXXXX | XXXXXX | XXXXXX | XXXXXX | XXXXXX | XXXXXX | XXXXXX | XXXXXX | XXXXXX | XXXXXX | XXXXXX | XXXXXX | XXXXXX | XXXXXX | XXXXXX | XXXXXX | XXXXXX | XXXXXX | XXXXXX | XXXXXX | XXXXXX | XXXXXX | XXXXXX | XXXXXX | XXXXXX | XXXXXX | XXXXXX | XXXXXX | XXXXXX | XXXXXX | XXXXXX | XXXXXX | XXXXXX | XXXXXX | XXXXXX | XXXXXX | XXXXXX | XXXXXX | XXXXXX | XXXXXX | XXXXXX | XXXXXX | XXXXXX | XXXXXX | XXXXXX | XXXXXX | XXXXXX | XXXXXX | XXXXXX | XXXXXX | XXXXXX | XXXXXX | XXXXXX | XXXXXX | XXXXXX | XXXXXX | XXXXXX | XXXXXX | XXXXXX | XXXXXX | XXXXXX | XXXXXX | XXXXXX | XXXXXX | XXXXXX | XXXXXX | XXXXXX | XXXXXX | XXXXXX | XXXXXX | XXXXXX | XXXXXX | XXXXXX | XXXXXX | XXXXXX | XXXXXX | XXXXXX | XXXXXX | XXXXXX | XXXXXX | XXXXXX | XXXXXX | XXXXXX | XXXXXX | XXXXXX | XXXXXX | XXXXXX | XXXXXX | XXXXXX | XXXXXX | XXXXXX | XXXXXX | XXXXXX | XXXXXX | XXXXXX | XXXXXX | XXXXXX | XXXXXX | XXXXXX | XXXXXX | XXXXXX | XXXXXX | XXXXXX | XXXXXX | XXXXXX | XXXXXX | XXXXXX | XXXXXX | XXXXXX | XXXXXX | XXXXXX | XXXXXX | XXXXXX | XXXXXX | XXXXXX | XXXXXX | XXXXXX | XXXXXX | XXXXXX | XXXXXX | XXXXXX | XXXXXX | XXXXXX | XXXXXX | XXXXXX | XXXXXX | XXXXXX | XXXXXX | XXXXXX | XXXXXX | XXXXXX | XXXXXX | XXXXXX | XXXXXX | XXXXXX | XXXXXX | XXXXXX | XXXXXX | XXXXXX | XXXXXX | XXXXXX | XXXXXX | XXXXXX | XXXXXX | XXXXXX | XXXXXX | XXXXXX | XXXXXX | XXXXXX | XXXXXX | XXXXXX | XXXXXX | XXXXXX | XXXXXX | XXXXXX | XXXXXX | XXXXXX | XXXXXX | XXXXXX | XXXXXX | XXXXXX | XXXXXX | XXXXXX | XXXXXX | XXXXXX | XXXXXX | XXXXXX | XXXXXX | XXXXXX | XXXXXX | XXXXXX | XXXXXX | XXXXXX | XXXXXX | XXXXXX | XXXXXX | XXXXXX | XXXXXX | XXXXXX | XXXXXX | XXXXXX | XXXXXX | XXXXXX | XXXXXX | XXXXXX | XXXXXX | XXXXXX | XXXXXX | XXXXXX | XXXXXX | XXXXXX | XXXXXX | XXXXXX | XXXXXX | XXXXXX | XXXXXX | XXXXXX | XXXXXX | XXXXXX | XXXXXX | XXXXXX | XXXXXX | XXXXXX | XXXXXX | XXXXXX | XXXXXX | XXXXXX | XXXXXX | XXXXXX | XXXXXX
Gas | XXXXXX | XXXXXX | XXXXXX | XXXXXX | XXXXXX | XXXXXX | XXXXXX | XXXXXX | XXXXXX | XXXXXX | XXXXXX | XXXXXX | XXXXXX | XXXXXX | XXXXXX | XXXXXX | XXXXXX | XXXXXX | XXXXXX | XXXXXX | XXXXXX | XXXXXX | XXXXXX | XXXXXX | XXXXXX | XXXXXX | XXXXXX | XXXXXX | XXXXXX | XXXXXX | XXXXXX | XXXXXX | XXXXXX | XXXXXX | XXXXXX | XXXXXX | XXXXXX | XXXXXX | XXXXXX | XXXXXX | XXXXXX | XXXXXX | XXXXXX | XXXXXX | XXXXXX | XXXXXX | XXXXXX | XXXXXX | XXXXXX | XXXXXX | XXXXXX | XXXXXX | XXXXXX | XXXXXX | XXXXXX | XXXXXX | XXXXXX | XXXXXX | XXXXXX | XXXXXX | XXXXXX | XXXXXX | XXXXXX | XXXXXX | XXXXXX | XXXXXX | XXXXXX | XXXXXX | XXXXXX | XXXXXX | XXXXXX | XXXXXX | XXXXXX | XXXXXX | XXXXXX | XXXXXX | XXXXXX | XXXXXX | XXXXXX | XXXXXX | XXXXXX | XXXXXX | XXXXXX | XXXXXX | XXXXXX | XXXXXX | XXXXXX | XXXXXX | XXXXXX | XXXXXX | XXXXXX | XXXXXX | XXXXXX | XXXXXX | XXXXXX | XXXXXX | XXXXXX | XXXXXX | XXXXXX | XXXXXX | XXXXXX | XXXXXX | XXXXXX | XXXXXX | XXXXXX | XXXXXX | XXXXXX | XXXXXX | XXXXXX | XXXXXX | XXXXXX | XXXXXX | XXXXXX | XXXXXX | XXXXXX | XXXXXX | XXXXXX | XXXXXX | XXXXXX | XXXXXX | XXXXXX | XXXXXX | XXXXXX | XXXXXX | XXXXXX | XXXXXX | XXXXXX | XXXXXX | XXXXXX | XXXXXX | XXXXXX | XXXXXX | XXXXXX | XXXXXX | XXXXXX | XXXXXX | XXXXXX | XXXXXX | XXXXXX | XXXXXX | XXXXXX | XXXXXX | XXXXXX | XXXXXX | XXXXXX | XXXXXX | XXXXXX | XXXXXX | XXXXXX | XXXXXX | XXXXXX | XXXXXX | XXXXXX | XXXXXX | XXXXXX | XXXXXX | XXXXXX | XXXXXX | XXXXXX | XXXXXX | XXXXXX | XXXXXX | XXXXXX | XXXXXX | XXXXXX | XXXXXX | XXXXXX | XXXXXX | XXXXXX | XXXXXX | XXXXXX | XXXXXX | XXXXXX | XXXXXX | XXXXXX | XXXXXX | XXXXXX | XXXXXX | XXXXXX | XXXXXX | XXXXXX | XXXXXX | XXXXXX | XXXXXX | XXXXXX | XXXXXX | XXXXXX | XXXXXX | XXXXXX | XXXXXX | XXXXXX | XXXXXX | XXXXXX | XXXXXX | XXXXXX | XXXXXX | XXXXXX | XXXXXX | XXXXXX | XXXXXX | XXXXXX | XXXXXX | XXXXXX | XXXXXX | XXXXXX | XXXXXX | XXXXXX | XXXXXX | XXXXXX | XXXXXX | XXXXXX | XXXXXX | XXXXXX | XXXXXX | XXXXXX | XXXXXX | XXXXXX
Total | XXXXXX | XXXXXX | XXXXXX | XXXXXX | XXXXXX | XXXXXX | XXXXXX | XXXXXX | XXXXXX | XXXXXX | XXXXXX | XXXXXX | XXXXXX | XXXXXX | XXXXXX | XXXXXX | XXXXXX | XXXXXX | XXXXXX | XXXXXX | XXXXXX | XXXXXX | XXXXXX | XXXXXX | XXXXXX | XXXXXX | XXXXXX | XXXXXX | XXXXXX | XXXXXX | XXXXXX | XXXXXX | XXXXXX | XXXXXX | XXXXXX | XXXXXX | XXXXXX | XXXXXX | XXXXXX | XXXXXX | XXXXXX | XXXXXX | XXXXXX | XXXXXX | XXXXXX | XXXXXX | XXXXXX | XXXXXX | XXXXXX | XXXXXX | XXXXXX | XXXXXX | XXXXXX | XXXXXX | XXXXXX | XXXXXX | XXXXXX | XXXXXX | XXXXXX | XXXXXX | XXXXXX | XXXXXX | XXXXXX | XXXXXX | XXXXXX | XXXXXX | XXXXXX | XXXXXX | XXXXXX | XXXXXX | XXXXXX | XXXXXX | XXXXXX | XXXXXX | XXXXXX | XXXXXX | XXXXXX | XXXXXX | XXXXXX | XXXXXX | XXXXXX | XXXXXX | XXXXXX | XXXXXX | XXXXXX | XXXXXX | XXXXXX | XXXXXX | XXXXXX | XXXXXX | XXXXXX | XXXXXX | XXXXXX | XXXXXX | XXXXXX | XXXXXX | XXXXXX | XXXXXX | XXXXXX | XXXXXX | XXXXXX | XXXXXX | XXXXXX | XXXXXX | XXXXXX | XXXXXX | XXXXXX | XXXXXX | XXXXXX | XXXXXX | XXXXXX | XXXXXX | XXXXXX | XXXXXX | XXXXXX | XXXXXX | XXXXXX | XXXXXX | XXXXXX | XXXXXX | XXXXXX | XXXXXX | XXXXXX | XXXXXX | XXXXXX | XXXXXX | XXXXXX | XXXXXX | XXXXXX | XXXXXX | XXXXXX | XXXXXX | XXXXXX | XXXXXX | XXXXXX | XXXXXX | XXXXXX | XXXXXX | XXXXXX | XXXXXX | XXXXXX | XXXXXX | XXXXXX | XXXXXX | XXXXXX | XXXXXX | XXXXXX | XXXXXX | XXXXXX | XXXXXX | XXXXXX | XXXXXX | XXXXXX | XXXXXX | XXXXXX | XXXXXX | XXXXXX | XXXXXX | XXXXXX | XXXXXX | XXXXXX | XXXXXX | XXXXXX | XXXXXX | XXXXXX | XXXXXX | XXXXXX | XXXXXX | XXXXXX | XXXXXX | XXXXXX | XXXXXX | XXXXXX | XXXXXX | XXXXXX | XXXXXX | XXXXXX | XXXXXX | XXXXXX | XXXXXX | XXXXXX | XXXXXX | XXXXXX | XXXXXX | XXXXXX | XXXXXX | XXXXXX | XXXXXX | XXXXXX | XXXXXX | XXXXXX | XXXXXX | XXXXXX | XXXXXX | XXXXXX | XXXXXX | XXXXXX | XXXXXX | XXXXXX | XXXXXX | XXXXXX | XXXXXX | XXXXXX | XXXXXX | XXXXXX | XXXXXX | XXXXXX | XXXXXX | XXXXXX | XXXXXX | XXXXXX | XXXXXX | XXXXXX | XXXXXX | XXXXXX | XXXXXX | XXXXXX
Growth (month over month) | XXXXXX | XXXXXX | XXXXXX | XXXXXX | XXXXXX | XXXXXX | XXXXXX | XXXXXX | XXXXXX | XXXXXX | XXXXXX | XXXXXX | XXXXXX | XXXXXX | XXXXXX | XXXXXX | XXXXXX | XXXXXX | XXXXXX | XXXXXX | XXXXXX | XXXXXX | XXXXXX | XXXXXX | XXXXXX | XXXXXX | XXXXXX | XXXXXX | XXXXXX | XXXXXX | XXXXXX | XXXXXX | XXXXXX | XXXXXX | XXXXXX | XXXXXX | XXXXXX | XXXXXX | XXXXXX | XXXXXX | XXXXXX | XXXXXX | XXXXXX | XXXXXX | XXXXXX | XXXXXX | XXXXXX | XXXXXX | XXXXXX | XXXXXX | XXXXXX | XXXXXX | XXXXXX | XXXXXX | XXXXXX | XXXXXX | XXXXXX | XXXXXX | XXXXXX | XXXXXX | XXXXXX | XXXXXX | XXXXXX | XXXXXX | XXXXXX | XXXXXX | XXXXXX | XXXXXX | XXXXXX | XXXXXX | XXXXXX | XXXXXX | XXXXXX | XXXXXX | XXXXXX | XXXXXX | XXXXXX | XXXXXX | XXXXXX | XXXXXX | XXXXXX | XXXXXX | XXXXXX | XXXXXX | XXXXXX | XXXXXX | XXXXXX | XXXXXX | XXXXXX | XXXXXX | XXXXXX | XXXXXX | XXXXXX | XXXXXX | XXXXXX | XXXXXX | XXXXXX | XXXXXX | XXXXXX | XXXXXX | XXXXXX | XXXXXX | XXXXXX | XXXXXX | XXXXXX | XXXXXX | XXXXXX | XXXXXX | XXXXXX | XXXXXX | XXXXXX | XXXXXX | XXXXXX | XXXXXX | XXXXXX | XXXXXX | XXXXXX | XXXXXX | XXXXXX | XXXXXX | XXXXXX | XXXXXX | XXXXXX | XXXXXX | XXXXXX | XXXXXX | XXXXXX | XXXXXX | XXXXXX | XXXXXX | XXXXXX | XXXXXX | XXXXXX | XXXXXX | XXXXXX | XXXXXX | XXXXXX | XXXXXX | XXXXXX | XXXXXX | XXXXXX | XXXXXX | XXXXXX | XXXXXX | XXXXXX | XXXXXX | XXXXXX | XXXXXX | XXXXXX | XXXXXX | XXXXXX | XXXXXX | XXXXXX | XXXXXX | XXXXXX | XXXXXX | XXXXXX | XXXXXX | XXXXXX | XXXXXX | XXXXXX | XXXXXX | XXXXXX | XXXXXX | XXXXXX | XXXXXX | XXXXXX | XXXXXX | XXXXXX | XXXXXX | XXXXXX | XXXXXX | XXXXXX | XXXXXX | XXXXXX | XXXXXX | XXXXXX | XXXXXX | XXXXXX | XXXXXX | XXXXXX | XXXXXX | XXXXXX | XXXXXX | XXXXXX | XXXXXX | XXXXXX | XXXXXX | XXXXXX | XXXXXX | XXXXXX | XXXXXX | XXXXXX | XXXXXX | XXXXXX | XXXXXX | XXXXXX | XXXXXX | XXXXXX | XXXXXX | XXXXXX | XXXXXX | XXXXXX | XXXXXX | XXXXXX | XXXXXX | XXXXXX | XXXXXX | XXXXXX | XXXXXX | XXXXXX | XXXXXX | XXXXXX | XXXXXX | XXXXXX | XXXXXX | XXXXXX
12 mo avg mo Growth | XXXXXX | XXXXXX | XXXXXX | XXXXXX | XXXXXX | XXXXXX | XXXXXX | XXXXXX | XXXXXX | XXXXXX | XXXXXX | XXXXXX | XXXXXX | XXXXXX | XXXXXX | XXXXXX | XXXXXX | XXXXXX | XXXXXX | XXXXXX | XXXXXX | XXXXXX | XXXXXX | XXXXXX | XXXXXX | XXXXXX | XXXXXX | XXXXXX | XXXXXX | XXXXXX | XXXXXX | XXXXXX | XXXXXX | XXXXXX | XXXXXX | XXXXXX | XXXXXX | XXXXXX | XXXXXX | XXXXXX | XXXXXX | XXXXXX | XXXXXX | XXXXXX | XXXXXX | XXXXXX | XXXXXX | XXXXXX | XXXXXX | XXXXXX | XXXXXX | XXXXXX | XXXXXX | XXXXXX | XXXXXX | XXXXXX | XXXXXX | XXXXXX | XXXXXX | XXXXXX | XXXXXX | XXXXXX | XXXXXX | XXXXXX | XXXXXX | XXXXXX | XXXXXX | XXXXXX | XXXXXX | XXXXXX | XXXXXX | XXXXXX | XXXXXX | XXXXXX | XXXXXX | XXXXXX | XXXXXX | XXXXXX | XXXXXX | XXXXXX | XXXXXX | XXXXXX | XXXXXX | XXXXXX | XXXXXX | XXXXXX | XXXXXX | XXXXXX | XXXXXX | XXXXXX | XXXXXX | XXXXXX | XXXXXX | XXXXXX | XXXXXX | XXXXXX | XXXXXX | XXXXXX | XXXXXX | XXXXXX | XXXXXX | XXXXXX | XXXXXX | XXXXXX | XXXXXX | XXXXXX | XXXXXX | XXXXXX | XXXXXX | XXXXXX | XXXXXX | XXXXXX | XXXXXX | XXXXXX | XXXXXX | XXXXXX | XXXXXX | XXXXXX | XXXXXX | XXXXXX | XXXXXX | XXXXXX | XXXXXX | XXXXXX | XXXXXX | XXXXXX | XXXXXX | XXXXXX | XXXXXX | XXXXXX | XXXXXX | XXXXXX | XXXXXX | XXXXXX | XXXXXX | XXXXXX | XXXXXX | XXXXXX | XXXXXX | XXXXXX | XXXXXX | XXXXXX | XXXXXX | XXXXXX | XXXXXX | XXXXXX | XXXXXX | XXXXXX | XXXXXX | XXXXXX | XXXXXX | XXXXXX | XXXXXX | XXXXXX | XXXXXX | XXXXXX | XXXXXX | XXXXXX | XXXXXX | XXXXXX | XXXXXX | XXXXXX | XXXXXX | XXXXXX | XXXXXX | XXXXXX | XXXXXX | XXXXXX | XXXXXX | XXXXXX | XXXXXX | XXXXXX | XXXXXX | XXXXXX | XXXXXX | XXXXXX | XXXXXX | XXXXXX | XXXXXX | XXXXXX | XXXXXX | XXXXXX | XXXXXX | XXXXXX | XXXXXX | XXXXXX | XXXXXX | XXXXXX | XXXXXX | XXXXXX | XXXXXX | XXXXXX | XXXXXX | XXXXXX | XXXXXX | XXXXXX | XXXXXX | XXXXXX | XXXXXX | XXXXXX | XXXXXX | XXXXXX | XXXXXX | XXXXXX | XXXXXX | XXXXXX | XXXXXX | XXXXXX | XXXXXX | XXXXXX | XXXXXX | XXXXXX | XXXXXX | XXXXXX | XXXXXX | XXXXXX | XXXXXX
| XXXXXX | XXXXXX | XXXXXX | XXXXXX | XXXXXX | XXXXXX | XXXXXX | XXXXXX | XXXXXX | XXXXXX | XXXXXX | XXXXXX | XXXXXX | XXXXXX | XXXXXX | XXXXXX | XXXXXX | XXXXXX | XXXXXX | XXXXXX | XXXXXX | XXXXXX | XXXXXX | XXXXXX | XXXXXX | XXXXXX | XXXXXX | XXXXXX | XXXXXX | XXXXXX | XXXXXX | XXXXXX | XXXXXX | XXXXXX | XXXXXX | XXXXXX | XXXXXX | XXXXXX | XXXXXX | XXXXXX | XXXXXX | XXXXXX | XXXXXX | XXXXXX | XXXXXX | XXXXXX | XXXXXX | XXXXXX | XXXXXX | XXXXXX | XXXXXX | XXXXXX | XXXXXX | XXXXXX | XXXXXX | XXXXXX | XXXXXX | XXXXXX | XXXXXX | XXXXXX | XXXXXX | XXXXXX | XXXXXX | XXXXXX | XXXXXX | XXXXXX | XXXXXX | XXXXXX | XXXXXX | XXXXXX | XXXXXX | XXXXXX | XXXXXX | XXXXXX | XXXXXX | XXXXXX | XXXXXX | XXXXXX | XXXXXX | XXXXXX | XXXXXX | XXXXXX | XXXXXX | XXXXXX | XXXXXX | XXXXXX | XXXXXX | XXXXXX | XXXXXX | XXXXXX | XXXXXX | XXXXXX | XXXXXX | XXXXXX | XXXXXX | XXXXXX | XXXXXX | XXXXXX | XXXXXX | XXXXXX | XXXXXX | XXXXXX | XXXXXX | XXXXXX | XXXXXX | XXXXXX | XXXXXX | XXXXXX | XXXXXX | XXXXXX | XXXXXX | XXXXXX | XXXXXX | XXXXXX | XXXXXX | XXXXXX | XXXXXX | XXXXXX | XXXXXX | XXXXXX | XXXXXX | XXXXXX | XXXXXX | XXXXXX | XXXXXX | XXXXXX | XXXXXX | XXXXXX | XXXXXX | XXXXXX | XXXXXX | XXXXXX | XXXXXX | XXXXXX | XXXXXX | XXXXXX | XXXXXX | XXXXXX | XXXXXX | XXXXXX | XXXXXX | XXXXXX | XXXXXX | XXXXXX | XXXXXX | XXXXXX | XXXXXX | XXXXXX | XXXXXX | XXXXXX | XXXXXX | XXXXXX | XXXXXX | XXXXXX | XXXXXX | XXXXXX | XXXXXX | XXXXXX | XXXXXX | XXXXXX | XXXXXX | XXXXXX | XXXXXX | XXXXXX | XXXXXX | XXXXXX | XXXXXX | XXXXXX | XXXXXX | XXXXXX | XXXXXX | XXXXXX | XXXXXX | XXXXXX | XXXXXX | XXXXXX | XXXXXX | XXXXXX | XXXXXX | XXXXXX | XXXXXX | XXXXXX | XXXXXX | XXXXXX | XXXXXX | XXXXXX | XXXXXX | XXXXXX | XXXXXX | XXXXXX | XXXXXX | XXXXXX | XXXXXX | XXXXXX | XXXXXX | XXXXXX | XXXXXX | XXXXXX | XXXXXX | XXXXXX | XXXXXX | XXXXXX | XXXXXX | XXXXXX | XXXXXX | XXXXXX | XXXXXX | XXXXXX | XXXXXX | XXXXXX | XXXXXX | XXXXXX | XXXXXX | XXXXXX | XXXXXX | XXXXXX | XXXXXX
Elec Growth Forecasted | XXXXXX | XXXXXX | XXXXXX | XXXXXX | XXXXXX | XXXXXX | XXXXXX | XXXXXX | XXXXXX | XXXXXX | XXXXXX | XXXXXX | XXXXXX | XXXXXX | XXXXXX | XXXXXX | XXXXXX | XXXXXX | XXXXXX | XXXXXX | XXXXXX | XXXXXX | XXXXXX | XXXXXX | XXXXXX | XXXXXX | XXXXXX | XXXXXX | XXXXXX | XXXXXX | XXXXXX | XXXXXX | XXXXXX | XXXXXX | XXXXXX | XXXXXX | XXXXXX | XXXXXX | XXXXXX | XXXXXX | XXXXXX | XXXXXX | XXXXXX | XXXXXX | XXXXXX | XXXXXX | XXXXXX | XXXXXX | XXXXXX | XXXXXX | XXXXXX | XXXXXX | XXXXXX | XXXXXX | XXXXXX | XXXXXX | XXXXXX | XXXXXX | XXXXXX | XXXXXX | XXXXXX | XXXXXX | XXXXXX | XXXXXX | XXXXXX | XXXXXX | XXXXXX | XXXXXX | XXXXXX | XXXXXX | XXXXXX | XXXXXX | XXXXXX | XXXXXX | XXXXXX | XXXXXX | XXXXXX | XXXXXX | XXXXXX | XXXXXX | XXXXXX | XXXXXX | XXXXXX | XXXXXX | XXXXXX | XXXXXX | XXXXXX | XXXXXX | XXXXXX | XXXXXX | XXXXXX | XXXXXX | XXXXXX | XXXXXX | XXXXXX | XXXXXX | XXXXXX | XXXXXX | XXXXXX | XXXXXX | XXXXXX | XXXXXX | XXXXXX | XXXXXX | XXXXXX | XXXXXX | XXXXXX | XXXXXX | XXXXXX | XXXXXX | XXXXXX | XXXXXX | XXXXXX | XXXXXX | XXXXXX | XXXXXX | XXXXXX | XXXXXX | XXXXXX | XXXXXX | XXXXXX | XXXXXX | XXXXXX | XXXXXX | XXXXXX | XXXXXX | XXXXXX | XXXXXX | XXXXXX | XXXXXX | XXXXXX | XXXXXX | XXXXXX | XXXXXX | XXXXXX | XXXXXX | XXXXXX | XXXXXX | XXXXXX | XXXXXX | XXXXXX | XXXXXX | XXXXXX | XXXXXX | XXXXXX | XXXXXX | XXXXXX | XXXXXX | XXXXXX | XXXXXX | XXXXXX | XXXXXX | XXXXXX | XXXXXX | XXXXXX | XXXXXX | XXXXXX | XXXXXX | XXXXXX | XXXXXX | XXXXXX | XXXXXX | XXXXXX | XXXXXX | XXXXXX | XXXXXX | XXXXXX | XXXXXX | XXXXXX | XXXXXX | XXXXXX | XXXXXX | XXXXXX | XXXXXX | XXXXXX | XXXXXX | XXXXXX | XXXXXX | XXXXXX | XXXXXX | XXXXXX | XXXXXX | XXXXXX | XXXXXX | XXXXXX | XXXXXX | XXXXXX | XXXXXX | XXXXXX | XXXXXX | XXXXXX | XXXXXX | XXXXXX | XXXXXX | XXXXXX | XXXXXX | XXXXXX | XXXXXX | XXXXXX | XXXXXX | XXXXXX | XXXXXX | XXXXXX | XXXXXX | XXXXXX | XXXXXX | XXXXXX | XXXXXX | XXXXXX | XXXXXX | XXXXXX | XXXXXX | XXXXXX | XXXXXX | XXXXXX | XXXXXX | XXXXXX
Gas GrowthForecasted | XXXXXX | XXXXXX | XXXXXX | XXXXXX | XXXXXX | XXXXXX | XXXXXX | XXXXXX | XXXXXX | XXXXXX | XXXXXX | XXXXXX | XXXXXX | XXXXXX | XXXXXX | XXXXXX | XXXXXX | XXXXXX | XXXXXX | XXXXXX | XXXXXX | XXXXXX | XXXXXX | XXXXXX | XXXXXX | XXXXXX | XXXXXX | XXXXXX | XXXXXX | XXXXXX | XXXXXX | XXXXXX | XXXXXX | XXXXXX | XXXXXX | XXXXXX | XXXXXX | XXXXXX | XXXXXX | XXXXXX | XXXXXX | XXXXXX | XXXXXX | XXXXXX | XXXXXX | XXXXXX | XXXXXX | XXXXXX | XXXXXX | XXXXXX | XXXXXX | XXXXXX | XXXXXX | XXXXXX | XXXXXX | XXXXXX | XXXXXX | XXXXXX | XXXXXX | XXXXXX | XXXXXX | XXXXXX | XXXXXX | XXXXXX | XXXXXX | XXXXXX | XXXXXX | XXXXXX | XXXXXX | XXXXXX | XXXXXX | XXXXXX | XXXXXX | XXXXXX | XXXXXX | XXXXXX | XXXXXX | XXXXXX | XXXXXX | XXXXXX | XXXXXX | XXXXXX | XXXXXX | XXXXXX | XXXXXX | XXXXXX | XXXXXX | XXXXXX | XXXXXX | XXXXXX | XXXXXX | XXXXXX | XXXXXX | XXXXXX | XXXXXX | XXXXXX | XXXXXX | XXXXXX | XXXXXX | XXXXXX | XXXXXX | XXXXXX | XXXXXX | XXXXXX | XXXXXX | XXXXXX | XXXXXX | XXXXXX | XXXXXX | XXXXXX | XXXXXX | XXXXXX | XXXXXX | XXXXXX | XXXXXX | XXXXXX | XXXXXX | XXXXXX | XXXXXX | XXXXXX | XXXXXX | XXXXXX | XXXXXX | XXXXXX | XXXXXX | XXXXXX | XXXXXX | XXXXXX | XXXXXX | XXXXXX | XXXXXX | XXXXXX | XXXXXX | XXXXXX | XXXXXX | XXXXXX | XXXXXX | XXXXXX | XXXXXX | XXXXXX | XXXXXX | XXXXXX | XXXXXX | XXXXXX | XXXXXX | XXXXXX | XXXXXX | XXXXXX | XXXXXX | XXXXXX | XXXXXX | XXXXXX | XXXXXX | XXXXXX | XXXXXX | XXXXXX | XXXXXX | XXXXXX | XXXXXX | XXXXXX | XXXXXX | XXXXXX | XXXXXX | XXXXXX | XXXXXX | XXXXXX | XXXXXX | XXXXXX | XXXXXX | XXXXXX | XXXXXX | XXXXXX | XXXXXX | XXXXXX | XXXXXX | XXXXXX | XXXXXX | XXXXXX | XXXXXX | XXXXXX | XXXXXX | XXXXXX | XXXXXX | XXXXXX | XXXXXX | XXXXXX | XXXXXX | XXXXXX | XXXXXX | XXXXXX | XXXXXX | XXXXXX | XXXXXX | XXXXXX | XXXXXX | XXXXXX | XXXXXX | XXXXXX | XXXXXX | XXXXXX | XXXXXX | XXXXXX | XXXXXX | XXXXXX | XXXXXX | XXXXXX | XXXXXX | XXXXXX | XXXXXX | XXXXXX | XXXXXX | XXXXXX | XXXXXX | XXXXXX | XXXXXX | XXXXXX | XXXXXX
| XXXXXX | XXXXXX | XXXXXX | XXXXXX | XXXXXX | XXXXXX | XXXXXX | XXXXXX | XXXXXX | XXXXXX | XXXXXX | XXXXXX | XXXXXX | XXXXXX | XXXXXX | XXXXXX | XXXXXX | XXXXXX | XXXXXX | XXXXXX | XXXXXX | XXXXXX | XXXXXX | XXXXXX | XXXXXX | XXXXXX | XXXXXX | XXXXXX | XXXXXX | XXXXXX | XXXXXX | XXXXXX | XXXXXX | XXXXXX | XXXXXX | XXXXXX | XXXXXX | XXXXXX | XXXXXX | XXXXXX | XXXXXX | XXXXXX | XXXXXX | XXXXXX | XXXXXX | XXXXXX | XXXXXX | XXXXXX | XXXXXX | XXXXXX | XXXXXX | XXXXXX | XXXXXX | XXXXXX | XXXXXX | XXXXXX | XXXXXX | XXXXXX | XXXXXX | XXXXXX | XXXXXX | XXXXXX | XXXXXX | XXXXXX | XXXXXX | XXXXXX | XXXXXX | XXXXXX | XXXXXX | XXXXXX | XXXXXX | XXXXXX | XXXXXX | XXXXXX | XXXXXX | XXXXXX | XXXXXX | XXXXXX | XXXXXX | XXXXXX | XXXXXX | XXXXXX | XXXXXX | XXXXXX | XXXXXX | XXXXXX | XXXXXX | XXXXXX | XXXXXX | XXXXXX | XXXXXX | XXXXXX | XXXXXX | XXXXXX | XXXXXX | XXXXXX | XXXXXX | XXXXXX | XXXXXX | XXXXXX | XXXXXX | XXXXXX | XXXXXX | XXXXXX | XXXXXX | XXXXXX | XXXXXX | XXXXXX | XXXXXX | XXXXXX | XXXXXX | XXXXXX | XXXXXX | XXXXXX | XXXXXX | XXXXXX | XXXXXX | XXXXXX | XXXXXX | XXXXXX | XXXXXX | XXXXXX | XXXXXX | XXXXXX | XXXXXX | XXXXXX | XXXXXX | XXXXXX | XXXXXX | XXXXXX | XXXXXX | XXXXXX | XXXXXX | XXXXXX | XXXXXX | XXXXXX | XXXXXX | XXXXXX | XXXXXX | XXXXXX | XXXXXX | XXXXXX | XXXXXX | XXXXXX | XXXXXX | XXXXXX | XXXXXX | XXXXXX | XXXXXX | XXXXXX | XXXXXX | XXXXXX | XXXXXX | XXXXXX | XXXXXX | XXXXXX | XXXXXX | XXXXXX | XXXXXX | XXXXXX | XXXXXX | XXXXXX | XXXXXX | XXXXXX | XXXXXX | XXXXXX | XXXXXX | XXXXXX | XXXXXX | XXXXXX | XXXXXX | XXXXXX | XXXXXX | XXXXXX | XXXXXX | XXXXXX | XXXXXX | XXXXXX | XXXXXX | XXXXXX | XXXXXX | XXXXXX | XXXXXX | XXXXXX | XXXXXX | XXXXXX | XXXXXX | XXXXXX | XXXXXX | XXXXXX | XXXXXX | XXXXXX | XXXXXX | XXXXXX | XXXXXX | XXXXXX | XXXXXX | XXXXXX | XXXXXX | XXXXXX | XXXXXX | XXXXXX | XXXXXX | XXXXXX | XXXXXX | XXXXXX | XXXXXX | XXXXXX | XXXXXX | XXXXXX | XXXXXX | XXXXXX | XXXXXX | XXXXXX | XXXXXX | XXXXXX | XXXXXX
| XXXXXX | XXXXXX | XXXXXX | XXXXXX | XXXXXX | XXXXXX | XXXXXX | XXXXXX | XXXXXX | XXXXXX | XXXXXX | XXXXXX | XXXXXX | XXXXXX | XXXXXX | XXXXXX | XXXXXX | XXXXXX | XXXXXX | XXXXXX | XXXXXX | XXXXXX | XXXXXX | XXXXXX | XXXXXX | XXXXXX | XXXXXX | XXXXXX | XXXXXX | XXXXXX | XXXXXX | XXXXXX | XXXXXX | XXXXXX | XXXXXX | XXXXXX | XXXXXX | XXXXXX | XXXXXX | XXXXXX | XXXXXX | XXXXXX | XXXXXX | XXXXXX | XXXXXX | XXXXXX | XXXXXX | XXXXXX | XXXXXX | XXXXXX | XXXXXX | XXXXXX | XXXXXX | XXXXXX | XXXXXX | XXXXXX | XXXXXX | XXXXXX | XXXXXX | XXXXXX | XXXXXX | XXXXXX | XXXXXX | XXXXXX | XXXXXX | XXXXXX | XXXXXX | XXXXXX | XXXXXX | XXXXXX | XXXXXX | XXXXXX | XXXXXX | XXXXXX | XXXXXX | XXXXXX | XXXXXX | XXXXXX | XXXXXX | XXXXXX | XXXXXX | XXXXXX | XXXXXX | XXXXXX | XXXXXX | XXXXXX | XXXXXX | XXXXXX | XXXXXX | XXXXXX | XXXXXX | XXXXXX | XXXXXX | XXXXXX | XXXXXX | XXXXXX | XXXXXX | XXXXXX | XXXXXX | XXXXXX | XXXXXX | XXXXXX | XXXXXX | XXXXXX | XXXXXX | XXXXXX | XXXXXX | XXXXXX | XXXXXX | XXXXXX | XXXXXX | XXXXXX | XXXXXX | XXXXXX | XXXXXX | XXXXXX | XXXXXX | XXXXXX | XXXXXX | XXXXXX | XXXXXX | XXXXXX | XXXXXX | XXXXXX | XXXXXX | XXXXXX | XXXXXX | XXXXXX | XXXXXX | XXXXXX | XXXXXX | XXXXXX | XXXXXX | XXXXXX | XXXXXX | XXXXXX | XXXXXX | XXXXXX | XXXXXX | XXXXXX | XXXXXX | XXXXXX | XXXXXX | XXXXXX | XXXXXX | XXXXXX | XXXXXX | XXXXXX | XXXXXX | XXXXXX | XXXXXX | XXXXXX | XXXXXX | XXXXXX | XXXXXX | XXXXXX | XXXXXX | XXXXXX | XXXXXX | XXXXXX | XXXXXX | XXXXXX | XXXXXX | XXXXXX | XXXXXX | XXXXXX | XXXXXX | XXXXXX | XXXXXX | XXXXXX | XXXXXX | XXXXXX | XXXXXX | XXXXXX | XXXXXX | XXXXXX | XXXXXX | XXXXXX | XXXXXX | XXXXXX | XXXXXX | XXXXXX | XXXXXX | XXXXXX | XXXXXX | XXXXXX | XXXXXX | XXXXXX | XXXXXX | XXXXXX | XXXXXX | XXXXXX | XXXXXX | XXXXXX | XXXXXX | XXXXXX | XXXXXX | XXXXXX | XXXXXX | XXXXXX | XXXXXX | XXXXXX | XXXXXX | XXXXXX | XXXXXX | XXXXXX | XXXXXX | XXXXXX | XXXXXX | XXXXXX | XXXXXX | XXXXXX | XXXXXX | XXXXXX | XXXXXX | XXXXXX | XXXXXX
% electric | XXXXXX | XXXXXX | XXXXXX | XXXXXX | XXXXXX | XXXXXX | XXXXXX | XXXXXX | XXXXXX | XXXXXX | XXXXXX | XXXXXX | XXXXXX | XXXXXX | XXXXXX | XXXXXX | XXXXXX | XXXXXX | XXXXXX | XXXXXX | XXXXXX | XXXXXX | XXXXXX | XXXXXX | XXXXXX | XXXXXX | XXXXXX | XXXXXX | XXXXXX | XXXXXX | XXXXXX | XXXXXX | XXXXXX | XXXXXX | XXXXXX | XXXXXX | XXXXXX | XXXXXX | XXXXXX | XXXXXX | XXXXXX | XXXXXX | XXXXXX | XXXXXX | XXXXXX | XXXXXX | XXXXXX | XXXXXX | XXXXXX | XXXXXX | XXXXXX | XXXXXX | XXXXXX | XXXXXX | XXXXXX | XXXXXX | XXXXXX | XXXXXX | XXXXXX | XXXXXX | XXXXXX | XXXXXX | XXXXXX | XXXXXX | XXXXXX | XXXXXX | XXXXXX | XXXXXX | XXXXXX | XXXXXX | XXXXXX | XXXXXX | XXXXXX | XXXXXX | XXXXXX | XXXXXX | XXXXXX | XXXXXX | XXXXXX | XXXXXX | XXXXXX | XXXXXX | XXXXXX | XXXXXX | XXXXXX | XXXXXX | XXXXXX | XXXXXX | XXXXXX | XXXXXX | XXXXXX | XXXXXX | XXXXXX | XXXXXX | XXXXXX | XXXXXX | XXXXXX | XXXXXX | XXXXXX | XXXXXX | XXXXXX | XXXXXX | XXXXXX | XXXXXX | XXXXXX | XXXXXX | XXXXXX | XXXXXX | XXXXXX | XXXXXX | XXXXXX | XXXXXX | XXXXXX | XXXXXX | XXXXXX | XXXXXX | XXXXXX | XXXXXX | XXXXXX | XXXXXX | XXXXXX | XXXXXX | XXXXXX | XXXXXX | XXXXXX | XXXXXX | XXXXXX | XXXXXX | XXXXXX | XXXXXX | XXXXXX | XXXXXX | XXXXXX | XXXXXX | XXXXXX | XXXXXX | XXXXXX | XXXXXX | XXXXXX | XXXXXX | XXXXXX | XXXXXX | XXXXXX | XXXXXX | XXXXXX | XXXXXX | XXXXXX | XXXXXX | XXXXXX | XXXXXX | XXXXXX | XXXXXX | XXXXXX | XXXXXX | XXXXXX | XXXXXX | XXXXXX | XXXXXX | XXXXXX | XXXXXX | XXXXXX | XXXXXX | XXXXXX | XXXXXX | XXXXXX | XXXXXX | XXXXXX | XXXXXX | XXXXXX | XXXXXX | XXXXXX | XXXXXX | XXXXXX | XXXXXX | XXXXXX | XXXXXX | XXXXXX | XXXXXX | XXXXXX | XXXXXX | XXXXXX | XXXXXX | XXXXXX | XXXXXX | XXXXXX | XXXXXX | XXXXXX | XXXXXX | XXXXXX | XXXXXX | XXXXXX | XXXXXX | XXXXXX | XXXXXX | XXXXXX | XXXXXX | XXXXXX | XXXXXX | XXXXXX | XXXXXX | XXXXXX | XXXXXX | XXXXXX | XXXXXX | XXXXXX | XXXXXX | XXXXXX | XXXXXX | XXXXXX | XXXXXX | XXXXXX | XXXXXX | XXXXXX | XXXXXX | XXXXXX | XXXXXX | XXXXXX
% electric reads | XXXXXX | XXXXXX | XXXXXX | XXXXXX | XXXXXX | XXXXXX | XXXXXX | XXXXXX | XXXXXX | XXXXXX | XXXXXX | XXXXXX | XXXXXX | XXXXXX | XXXXXX | XXXXXX | XXXXXX | XXXXXX | XXXXXX | XXXXXX | XXXXXX | XXXXXX | XXXXXX | XXXXXX | XXXXXX | XXXXXX | XXXXXX | XXXXXX | XXXXXX | XXXXXX | XXXXXX | XXXXXX | XXXXXX | XXXXXX | XXXXXX | XXXXXX | XXXXXX | XXXXXX | XXXXXX | XXXXXX | XXXXXX | XXXXXX | XXXXXX | XXXXXX | XXXXXX | XXXXXX | XXXXXX | XXXXXX | XXXXXX | XXXXXX | XXXXXX | XXXXXX | XXXXXX | XXXXXX | XXXXXX | XXXXXX | XXXXXX | XXXXXX | XXXXXX | XXXXXX | XXXXXX | XXXXXX | XXXXXX | XXXXXX | XXXXXX | XXXXXX | XXXXXX | XXXXXX | XXXXXX | XXXXXX | XXXXXX | XXXXXX | XXXXXX | XXXXXX | XXXXXX | XXXXXX | XXXXXX | XXXXXX | XXXXXX | XXXXXX | XXXXXX | XXXXXX | XXXXXX | XXXXXX | XXXXXX | XXXXXX | XXXXXX | XXXXXX | XXXXXX | XXXXXX | XXXXXX | XXXXXX | XXXXXX | XXXXXX | XXXXXX | XXXXXX | XXXXXX | XXXXXX | XXXXXX | XXXXXX | XXXXXX | XXXXXX | XXXXXX | XXXXXX | XXXXXX | XXXXXX | XXXXXX | XXXXXX | XXXXXX | XXXXXX | XXXXXX | XXXXXX | XXXXXX | XXXXXX | XXXXXX | XXXXXX | XXXXXX | XXXXXX | XXXXXX | XXXXXX | XXXXXX | XXXXXX | XXXXXX | XXXXXX | XXXXXX | XXXXXX | XXXXXX | XXXXXX | XXXXXX | XXXXXX | XXXXXX | XXXXXX | XXXXXX | XXXXXX | XXXXXX | XXXXXX | XXXXXX | XXXXXX | XXXXXX | XXXXXX | XXXXXX | XXXXXX | XXXXXX | XXXXXX | XXXXXX | XXXXXX | XXXXXX | XXXXXX | XXXXXX | XXXXXX | XXXXXX | XXXXXX | XXXXXX | XXXXXX | XXXXXX | XXXXXX | XXXXXX | XXXXXX | XXXXXX | XXXXXX | XXXXXX | XXXXXX | XXXXXX | XXXXXX | XXXXXX | XXXXXX | XXXXXX | XXXXXX | XXXXXX | XXXXXX | XXXXXX | XXXXXX | XXXXXX | XXXXXX | XXXXXX | XXXXXX | XXXXXX | XXXXXX | XXXXXX | XXXXXX | XXXXXX | XXXXXX | XXXXXX | XXXXXX | XXXXXX | XXXXXX | XXXXXX | XXXXXX | XXXXXX | XXXXXX | XXXXXX | XXXXXX | XXXXXX | XXXXXX | XXXXXX | XXXXXX | XXXXXX | XXXXXX | XXXXXX | XXXXXX | XXXXXX | XXXXXX | XXXXXX | XXXXXX | XXXXXX | XXXXXX | XXXXXX | XXXXXX | XXXXXX | XXXXXX | XXXXXX | XXXXXX | XXXXXX | XXXXXX | XXXXXX | XXXXXX | XXXXXX
CN Meters | XXXXXX | XXXXXX | XXXXXX | XXXXXX | XXXXXX | XXXXXX | XXXXXX | XXXXXX | XXXXXX | XXXXXX | XXXXXX | XXXXXX | XXXXXX | XXXXXX | XXXXXX | XXXXXX | XXXXXX | XXXXXX | XXXXXX | XXXXXX | XXXXXX | XXXXXX | XXXXXX | XXXXXX | XXXXXX | XXXXXX | XXXXXX | XXXXXX | XXXXXX | XXXXXX | XXXXXX | XXXXXX | XXXXXX | XXXXXX | XXXXXX | XXXXXX | XXXXXX | XXXXXX | XXXXXX | XXXXXX | XXXXXX | XXXXXX | XXXXXX | XXXXXX | XXXXXX | XXXXXX | XXXXXX | XXXXXX | XXXXXX | XXXXXX | XXXXXX | XXXXXX | XXXXXX | XXXXXX | XXXXXX | XXXXXX | XXXXXX | XXXXXX | XXXXXX | XXXXXX | XXXXXX | XXXXXX | XXXXXX | XXXXXX | XXXXXX | XXXXXX | XXXXXX | XXXXXX | XXXXXX | XXXXXX | XXXXXX | XXXXXX | XXXXXX | XXXXXX | XXXXXX | XXXXXX | XXXXXX | XXXXXX | XXXXXX | XXXXXX | XXXXXX | XXXXXX | XXXXXX | XXXXXX | XXXXXX | XXXXXX | XXXXXX | XXXXXX | XXXXXX | XXXXXX | XXXXXX | XXXXXX | XXXXXX | XXXXXX | XXXXXX | XXXXXX | XXXXXX | XXXXXX | XXXXXX | XXXXXX | XXXXXX | XXXXXX | XXXXXX | XXXXXX | XXXXXX | XXXXXX | XXXXXX | XXXXXX | XXXXXX | XXXXXX | XXXXXX | XXXXXX | XXXXXX | XXXXXX | XXXXXX | XXXXXX | XXXXXX | XXXXXX | XXXXXX | XXXXXX | XXXXXX | XXXXXX | XXXXXX | XXXXXX | XXXXXX | XXXXXX | XXXXXX | XXXXXX | XXXXXX | XXXXXX | XXXXXX | XXXXXX | XXXXXX | XXXXXX | XXXXXX | XXXXXX | XXXXXX | XXXXXX | XXXXXX | XXXXXX | XXXXXX | XXXXXX | XXXXXX | XXXXXX | XXXXXX | XXXXXX | XXXXXX | XXXXXX | XXXXXX | XXXXXX | XXXXXX | XXXXXX | XXXXXX | XXXXXX | XXXXXX | XXXXXX | XXXXXX | XXXXXX | XXXXXX | XXXXXX | XXXXXX | XXXXXX | XXXXXX | XXXXXX | XXXXXX | XXXXXX | XXXXXX | XXXXXX | XXXXXX | XXXXXX | XXXXXX | XXXXXX | XXXXXX | XXXXXX | XXXXXX | XXXXXX | XXXXXX | XXXXXX | XXXXXX | XXXXXX | XXXXXX | XXXXXX | XXXXXX | XXXXXX | XXXXXX | XXXXXX | XXXXXX | XXXXXX | XXXXXX | XXXXXX | XXXXXX | XXXXXX | XXXXXX | XXXXXX | XXXXXX | XXXXXX | XXXXXX | XXXXXX | XXXXXX | XXXXXX | XXXXXX | XXXXXX | XXXXXX | XXXXXX | XXXXXX | XXXXXX | XXXXXX | XXXXXX | XXXXXX | XXXXXX | XXXXXX | XXXXXX | XXXXXX | XXXXXX | XXXXXX | XXXXXX | XXXXXX
Total | XXXXXX | XXXXXX | XXXXXX | XXXXXX | XXXXXX | XXXXXX | XXXXXX | XXXXXX | XXXXXX | XXXXXX | XXXXXX | XXXXXX | XXXXXX | XXXXXX | XXXXXX | XXXXXX | XXXXXX | XXXXXX | XXXXXX | XXXXXX | XXXXXX | XXXXXX | XXXXXX | XXXXXX | XXXXXX | XXXXXX | XXXXXX | XXXXXX | XXXXXX | XXXXXX | XXXXXX | XXXXXX | XXXXXX | XXXXXX | XXXXXX | XXXXXX | XXXXXX | XXXXXX | XXXXXX | XXXXXX | XXXXXX | XXXXXX | XXXXXX | XXXXXX | XXXXXX | XXXXXX | XXXXXX | XXXXXX | XXXXXX | XXXXXX | XXXXXX | XXXXXX | XXXXXX | XXXXXX | XXXXXX | XXXXXX | XXXXXX | XXXXXX | XXXXXX | XXXXXX | XXXXXX | XXXXXX | XXXXXX | XXXXXX | XXXXXX | XXXXXX | XXXXXX | XXXXXX | XXXXXX | XXXXXX | XXXXXX | XXXXXX | XXXXXX | XXXXXX | XXXXXX | XXXXXX | XXXXXX | XXXXXX | XXXXXX | XXXXXX | XXXXXX | XXXXXX | XXXXXX | XXXXXX | XXXXXX | XXXXXX | XXXXXX | XXXXXX | XXXXXX | XXXXXX | XXXXXX | XXXXXX | XXXXXX | XXXXXX | XXXXXX | XXXXXX | XXXXXX | XXXXXX | XXXXXX | XXXXXX | XXXXXX | XXXXXX | XXXXXX | XXXXXX | XXXXXX | XXXXXX | XXXXXX | XXXXXX | XXXXXX | XXXXXX | XXXXXX | XXXXXX | XXXXXX | XXXXXX | XXXXXX | XXXXXX | XXXXXX | XXXXXX | XXXXXX | XXXXXX | XXXXXX | XXXXXX | XXXXXX | XXXXXX | XXXXXX | XXXXXX | XXXXXX | XXXXXX | XXXXXX | XXXXXX | XXXXXX | XXXXXX | XXXXXX | XXXXXX | XXXXXX | XXXXXX | XXXXXX | XXXXXX | XXXXXX | XXXXXX | XXXXXX | XXXXXX | XXXXXX | XXXXXX | XXXXXX | XXXXXX | XXXXXX | XXXXXX | XXXXXX | XXXXXX | XXXXXX | XXXXXX | XXXXXX | XXXXXX | XXXXXX | XXXXXX | XXXXXX | XXXXXX | XXXXXX | XXXXXX | XXXXXX | XXXXXX | XXXXXX | XXXXXX | XXXXXX | XXXXXX | XXXXXX | XXXXXX | XXXXXX | XXXXXX | XXXXXX | XXXXXX | XXXXXX | XXXXXX | XXXXXX | XXXXXX | XXXXXX | XXXXXX | XXXXXX | XXXXXX | XXXXXX | XXXXXX | XXXXXX | XXXXXX | XXXXXX | XXXXXX | XXXXXX | XXXXXX | XXXXXX | XXXXXX | XXXXXX | XXXXXX | XXXXXX | XXXXXX | XXXXXX | XXXXXX | XXXXXX | XXXXXX | XXXXXX | XXXXXX | XXXXXX | XXXXXX | XXXXXX | XXXXXX | XXXXXX | XXXXXX | XXXXXX | XXXXXX | XXXXXX | XXXXXX | XXXXXX | XXXXXX | XXXXXX | XXXXXX | XXXXXX | XXXXXX | XXXXXX
Electric | XXXXXX | XXXXXX | XXXXXX | XXXXXX | XXXXXX | XXXXXX | XXXXXX | XXXXXX | XXXXXX | XXXXXX | XXXXXX | XXXXXX | XXXXXX | XXXXXX | XXXXXX | XXXXXX | XXXXXX | XXXXXX | XXXXXX | XXXXXX | XXXXXX | XXXXXX | XXXXXX | XXXXXX | XXXXXX | XXXXXX | XXXXXX | XXXXXX | XXXXXX | XXXXXX | XXXXXX | XXXXXX | XXXXXX | XXXXXX | XXXXXX | XXXXXX | XXXXXX | XXXXXX | XXXXXX | XXXXXX | XXXXXX | XXXXXX | XXXXXX | XXXXXX | XXXXXX | XXXXXX | XXXXXX | XXXXXX | XXXXXX | XXXXXX | XXXXXX | XXXXXX | XXXXXX | XXXXXX | XXXXXX | XXXXXX | XXXXXX | XXXXXX | XXXXXX | XXXXXX | XXXXXX | XXXXXX | XXXXXX | XXXXXX | XXXXXX | XXXXXX | XXXXXX | XXXXXX | XXXXXX | XXXXXX | XXXXXX | XXXXXX | XXXXXX | XXXXXX | XXXXXX | XXXXXX | XXXXXX | XXXXXX | XXXXXX | XXXXXX | XXXXXX | XXXXXX | XXXXXX | XXXXXX | XXXXXX | XXXXXX | XXXXXX | XXXXXX | XXXXXX | XXXXXX | XXXXXX | XXXXXX | XXXXXX | XXXXXX | XXXXXX | XXXXXX | XXXXXX | XXXXXX | XXXXXX | XXXXXX | XXXXXX | XXXXXX | XXXXXX | XXXXXX | XXXXXX | XXXXXX | XXXXXX | XXXXXX | XXXXXX | XXXXXX | XXXXXX | XXXXXX | XXXXXX | XXXXXX | XXXXXX | XXXXXX | XXXXXX | XXXXXX | XXXXXX | XXXXXX | XXXXXX | XXXXXX | XXXXXX | XXXXXX | XXXXXX | XXXXXX | XXXXXX | XXXXXX | XXXXXX | XXXXXX | XXXXXX | XXXXXX | XXXXXX | XXXXXX | XXXXXX | XXXXXX | XXXXXX | XXXXXX | XXXXXX | XXXXXX | XXXXXX | XXXXXX | XXXXXX | XXXXXX | XXXXXX | XXXXXX | XXXXXX | XXXXXX | XXXXXX | XXXXXX | XXXXXX | XXXXXX | XXXXXX | XXXXXX | XXXXXX | XXXXXX | XXXXXX | XXXXXX | XXXXXX | XXXXXX | XXXXXX | XXXXXX | XXXXXX | XXXXXX | XXXXXX | XXXXXX | XXXXXX | XXXXXX | XXXXXX | XXXXXX | XXXXXX | XXXXXX | XXXXXX | XXXXXX | XXXXXX | XXXXXX | XXXXXX | XXXXXX | XXXXXX | XXXXXX | XXXXXX | XXXXXX | XXXXXX | XXXXXX | XXXXXX | XXXXXX | XXXXXX | XXXXXX | XXXXXX | XXXXXX | XXXXXX | XXXXXX | XXXXXX | XXXXXX | XXXXXX | XXXXXX | XXXXXX | XXXXXX | XXXXXX | XXXXXX | XXXXXX | XXXXXX | XXXXXX | XXXXXX | XXXXXX | XXXXXX | XXXXXX | XXXXXX | XXXXXX | XXXXXX | XXXXXX | XXXXXX | XXXXXX | XXXXXX | XXXXXX | XXXXXX | XXXXXX
Gas | XXXXXX | XXXXXX | XXXXXX | XXXXXX | XXXXXX | XXXXXX | XXXXXX | XXXXXX | XXXXXX | XXXXXX | XXXXXX | XXXXXX | XXXXXX | XXXXXX | XXXXXX | XXXXXX | XXXXXX | XXXXXX | XXXXXX | XXXXXX | XXXXXX | XXXXXX | XXXXXX | XXXXXX | XXXXXX | XXXXXX | XXXXXX | XXXXXX | XXXXXX | XXXXXX | XXXXXX | XXXXXX | XXXXXX | XXXXXX | XXXXXX | XXXXXX | XXXXXX | XXXXXX | XXXXXX | XXXXXX | XXXXXX | XXXXXX | XXXXXX | XXXXXX | XXXXXX | XXXXXX | XXXXXX | XXXXXX | XXXXXX | XXXXXX | XXXXXX | XXXXXX | XXXXXX | XXXXXX | XXXXXX | XXXXXX | XXXXXX | XXXXXX | XXXXXX | XXXXXX | XXXXXX | XXXXXX | XXXXXX | XXXXXX | XXXXXX | XXXXXX | XXXXXX | XXXXXX | XXXXXX | XXXXXX | XXXXXX | XXXXXX | XXXXXX | XXXXXX | XXXXXX | XXXXXX | XXXXXX | XXXXXX | XXXXXX | XXXXXX | XXXXXX | XXXXXX | XXXXXX | XXXXXX | XXXXXX | XXXXXX | XXXXXX | XXXXXX | XXXXXX | XXXXXX | XXXXXX | XXXXXX | XXXXXX | XXXXXX | XXXXXX | XXXXXX | XXXXXX | XXXXXX | XXXXXX | XXXXXX | XXXXXX | XXXXXX | XXXXXX | XXXXXX | XXXXXX | XXXXXX | XXXXXX | XXXXXX | XXXXXX | XXXXXX | XXXXXX | XXXXXX | XXXXXX | XXXXXX | XXXXXX | XXXXXX | XXXXXX | XXXXXX | XXXXXX | XXXXXX | XXXXXX | XXXXXX | XXXXXX | XXXXXX | XXXXXX | XXXXXX | XXXXXX | XXXXXX | XXXXXX | XXXXXX | XXXXXX | XXXXXX | XXXXXX | XXXXXX | XXXXXX | XXXXXX | XXXXXX | XXXXXX | XXXXXX | XXXXXX | XXXXXX | XXXXXX | XXXXXX | XXXXXX | XXXXXX | XXXXXX | XXXXXX | XXXXXX | XXXXXX | XXXXXX | XXXXXX | XXXXXX | XXXXXX | XXXXXX | XXXXXX | XXXXXX | XXXXXX | XXXXXX | XXXXXX | XXXXXX | XXXXXX | XXXXXX | XXXXXX | XXXXXX | XXXXXX | XXXXXX | XXXXXX | XXXXXX | XXXXXX | XXXXXX | XXXXXX | XXXXXX | XXXXXX | XXXXXX | XXXXXX | XXXXXX | XXXXXX | XXXXXX | XXXXXX | XXXXXX | XXXXXX | XXXXXX | XXXXXX | XXXXXX | XXXXXX | XXXXXX | XXXXXX | XXXXXX | XXXXXX | XXXXXX | XXXXXX | XXXXXX | XXXXXX | XXXXXX | XXXXXX | XXXXXX | XXXXXX | XXXXXX | XXXXXX | XXXXXX | XXXXXX | XXXXXX | XXXXXX | XXXXXX | XXXXXX | XXXXXX | XXXXXX | XXXXXX | XXXXXX | XXXXXX | XXXXXX | XXXXXX | XXXXXX | XXXXXX | XXXXXX | XXXXXX | XXXXXX
Growth | XXXXXX | XXXXXX | XXXXXX | XXXXXX | XXXXXX | XXXXXX | XXXXXX | XXXXXX | XXXXXX | XXXXXX | XXXXXX | XXXXXX | XXXXXX | XXXXXX | XXXXXX | XXXXXX | XXXXXX | XXXXXX | XXXXXX | XXXXXX | XXXXXX | XXXXXX | XXXXXX | XXXXXX | XXXXXX | XXXXXX | XXXXXX | XXXXXX | XXXXXX | XXXXXX | XXXXXX | XXXXXX | XXXXXX | XXXXXX | XXXXXX | XXXXXX | XXXXXX | XXXXXX | XXXXXX | XXXXXX | XXXXXX | XXXXXX | XXXXXX | XXXXXX | XXXXXX | XXXXXX | XXXXXX | XXXXXX | XXXXXX | XXXXXX | XXXXXX | XXXXXX | XXXXXX | XXXXXX | XXXXXX | XXXXXX | XXXXXX | XXXXXX | XXXXXX | XXXXXX | XXXXXX | XXXXXX | XXXXXX | XXXXXX | XXXXXX | XXXXXX | XXXXXX | XXXXXX | XXXXXX | XXXXXX | XXXXXX | XXXXXX | XXXXXX | XXXXXX | XXXXXX | XXXXXX | XXXXXX | XXXXXX | XXXXXX | XXXXXX | XXXXXX | XXXXXX | XXXXXX | XXXXXX | XXXXXX | XXXXXX | XXXXXX | XXXXXX | XXXXXX | XXXXXX | XXXXXX | XXXXXX | XXXXXX | XXXXXX | XXXXXX | XXXXXX | XXXXXX | XXXXXX | XXXXXX | XXXXXX | XXXXXX | XXXXXX | XXXXXX | XXXXXX | XXXXXX | XXXXXX | XXXXXX | XXXXXX | XXXXXX | XXXXXX | XXXXXX | XXXXXX | XXXXXX | XXXXXX | XXXXXX | XXXXXX | XXXXXX | XXXXXX | XXXXXX | XXXXXX | XXXXXX | XXXXXX | XXXXXX | XXXXXX | XXXXXX | XXXXXX | XXXXXX | XXXXXX | XXXXXX | XXXXXX | XXXXXX | XXXXXX | XXXXXX | XXXXXX | XXXXXX | XXXXXX | XXXXXX | XXXXXX | XXXXXX | XXXXXX | XXXXXX | XXXXXX | XXXXXX | XXXXXX | XXXXXX | XXXXXX | XXXXXX | XXXXXX | XXXXXX | XXXXXX | XXXXXX | XXXXXX | XXXXXX | XXXXXX | XXXXXX | XXXXXX | XXXXXX | XXXXXX | XXXXXX | XXXXXX | XXXXXX | XXXXXX | XXXXXX | XXXXXX | XXXXXX | XXXXXX | XXXXXX | XXXXXX | XXXXXX | XXXXXX | XXXXXX | XXXXXX | XXXXXX | XXXXXX | XXXXXX | XXXXXX | XXXXXX | XXXXXX | XXXXXX | XXXXXX | XXXXXX | XXXXXX | XXXXXX | XXXXXX | XXXXXX | XXXXXX | XXXXXX | XXXXXX | XXXXXX | XXXXXX | XXXXXX | XXXXXX | XXXXXX | XXXXXX | XXXXXX | XXXXXX | XXXXXX | XXXXXX | XXXXXX | XXXXXX | XXXXXX | XXXXXX | XXXXXX | XXXXXX | XXXXXX | XXXXXX | XXXXXX | XXXXXX | XXXXXX | XXXXXX | XXXXXX | XXXXXX | XXXXXX | XXXXXX | XXXXXX | XXXXXX | XXXXXX
Percent of All Meters | XXXXXX | XXXXXX | XXXXXX | XXXXXX | XXXXXX | XXXXXX | XXXXXX | XXXXXX | XXXXXX | XXXXXX | XXXXXX | XXXXXX | XXXXXX | XXXXXX | XXXXXX | XXXXXX | XXXXXX | XXXXXX | XXXXXX | XXXXXX | XXXXXX | XXXXXX | XXXXXX | XXXXXX | XXXXXX | XXXXXX | XXXXXX | XXXXXX | XXXXXX | XXXXXX | XXXXXX | XXXXXX | XXXXXX | XXXXXX | XXXXXX | XXXXXX | XXXXXX | XXXXXX | XXXXXX | XXXXXX | XXXXXX | XXXXXX | XXXXXX | XXXXXX | XXXXXX | XXXXXX | XXXXXX | XXXXXX | XXXXXX | XXXXXX | XXXXXX | XXXXXX | XXXXXX | XXXXXX | XXXXXX | XXXXXX | XXXXXX | XXXXXX | XXXXXX | XXXXXX | XXXXXX | XXXXXX | XXXXXX | XXXXXX | XXXXXX | XXXXXX | XXXXXX | XXXXXX | XXXXXX | XXXXXX | XXXXXX | XXXXXX | XXXXXX | XXXXXX | XXXXXX | XXXXXX | XXXXXX | XXXXXX | XXXXXX | XXXXXX | XXXXXX | XXXXXX | XXXXXX | XXXXXX | XXXXXX | XXXXXX | XXXXXX | XXXXXX | XXXXXX | XXXXXX | XXXXXX | XXXXXX | XXXXXX | XXXXXX | XXXXXX | XXXXXX | XXXXXX | XXXXXX | XXXXXX | XXXXXX | XXXXXX | XXXXXX | XXXXXX | XXXXXX | XXXXXX | XXXXXX | XXXXXX | XXXXXX | XXXXXX | XXXXXX | XXXXXX | XXXXXX | XXXXXX | XXXXXX | XXXXXX | XXXXXX | XXXXXX | XXXXXX | XXXXXX | XXXXXX | XXXXXX | XXXXXX | XXXXXX | XXXXXX | XXXXXX | XXXXXX | XXXXXX | XXXXXX | XXXXXX | XXXXXX | XXXXXX | XXXXXX | XXXXXX | XXXXXX | XXXXXX | XXXXXX | XXXXXX | XXXXXX | XXXXXX | XXXXXX | XXXXXX | XXXXXX | XXXXXX | XXXXXX | XXXXXX | XXXXXX | XXXXXX | XXXXXX | XXXXXX | XXXXXX | XXXXXX | XXXXXX | XXXXXX | XXXXXX | XXXXXX | XXXXXX | XXXXXX | XXXXXX | XXXXXX | XXXXXX | XXXXXX | XXXXXX | XXXXXX | XXXXXX | XXXXXX | XXXXXX | XXXXXX | XXXXXX | XXXXXX | XXXXXX | XXXXXX | XXXXXX | XXXXXX | XXXXXX | XXXXXX | XXXXXX | XXXXXX | XXXXXX | XXXXXX | XXXXXX | XXXXXX | XXXXXX | XXXXXX | XXXXXX | XXXXXX | XXXXXX | XXXXXX | XXXXXX | XXXXXX | XXXXXX | XXXXXX | XXXXXX | XXXXXX | XXXXXX | XXXXXX | XXXXXX | XXXXXX | XXXXXX | XXXXXX | XXXXXX | XXXXXX | XXXXXX | XXXXXX | XXXXXX | XXXXXX | XXXXXX | XXXXXX | XXXXXX | XXXXXX | XXXXXX | XXXXXX | XXXXXX | XXXXXX | XXXXXX | XXXXXX | XXXXXX | XXXXXX
| XXXXXX | XXXXXX | XXXXXX | XXXXXX | XXXXXX | XXXXXX | XXXXXX | XXXXXX | XXXXXX | XXXXXX | XXXXXX | XXXXXX | XXXXXX | XXXXXX | XXXXXX | XXXXXX | XXXXXX | XXXXXX | XXXXXX | XXXXXX | XXXXXX | XXXXXX | XXXXXX | XXXXXX | XXXXXX | XXXXXX | XXXXXX | XXXXXX | XXXXXX | XXXXXX | XXXXXX | XXXXXX | XXXXXX | XXXXXX | XXXXXX | XXXXXX | XXXXXX | XXXXXX | XXXXXX | XXXXXX | XXXXXX | XXXXXX | XXXXXX | XXXXXX | XXXXXX | XXXXXX | XXXXXX | XXXXXX | XXXXXX | XXXXXX | XXXXXX | XXXXXX | XXXXXX | XXXXXX | XXXXXX | XXXXXX | XXXXXX | XXXXXX | XXXXXX | XXXXXX | XXXXXX | XXXXXX | XXXXXX | XXXXXX | XXXXXX | XXXXXX | XXXXXX | XXXXXX | XXXXXX | XXXXXX | XXXXXX | XXXXXX | XXXXXX | XXXXXX | XXXXXX | XXXXXX | XXXXXX | XXXXXX | XXXXXX | XXXXXX | XXXXXX | XXXXXX | XXXXXX | XXXXXX | XXXXXX | XXXXXX | XXXXXX | XXXXXX | XXXXXX | XXXXXX | XXXXXX | XXXXXX | XXXXXX | XXXXXX | XXXXXX | XXXXXX | XXXXXX | XXXXXX | XXXXXX | XXXXXX | XXXXXX | XXXXXX | XXXXXX | XXXXXX | XXXXXX | XXXXXX | XXXXXX | XXXXXX | XXXXXX | XXXXXX | XXXXXX | XXXXXX | XXXXXX | XXXXXX | XXXXXX | XXXXXX | XXXXXX | XXXXXX | XXXXXX | XXXXXX | XXXXXX | XXXXXX | XXXXXX | XXXXXX | XXXXXX | XXXXXX | XXXXXX | XXXXXX | XXXXXX | XXXXXX | XXXXXX | XXXXXX | XXXXXX | XXXXXX | XXXXXX | XXXXXX | XXXXXX | XXXXXX | XXXXXX | XXXXXX | XXXXXX | XXXXXX | XXXXXX | XXXXXX | XXXXXX | XXXXXX | XXXXXX | XXXXXX | XXXXXX | XXXXXX | XXXXXX | XXXXXX | XXXXXX | XXXXXX | XXXXXX | XXXXXX | XXXXXX | XXXXXX | XXXXXX | XXXXXX | XXXXXX | XXXXXX | XXXXXX | XXXXXX | XXXXXX | XXXXXX | XXXXXX | XXXXXX | XXXXXX | XXXXXX | XXXXXX | XXXXXX | XXXXXX | XXXXXX | XXXXXX | XXXXXX | XXXXXX | XXXXXX | XXXXXX | XXXXXX | XXXXXX | XXXXXX | XXXXXX | XXXXXX | XXXXXX | XXXXXX | XXXXXX | XXXXXX | XXXXXX | XXXXXX | XXXXXX | XXXXXX | XXXXXX | XXXXXX | XXXXXX | XXXXXX | XXXXXX | XXXXXX | XXXXXX | XXXXXX | XXXXXX | XXXXXX | XXXXXX | XXXXXX | XXXXXX | XXXXXX | XXXXXX | XXXXXX | XXXXXX | XXXXXX | XXXXXX | XXXXXX | XXXXXX | XXXXXX | XXXXXX | XXXXXX | XXXXXX
| XXXXXX | XXXXXX | XXXXXX | XXXXXX | XXXXXX | XXXXXX | XXXXXX | XXXXXX | XXXXXX | XXXXXX | XXXXXX | XXXXXX | XXXXXX | XXXXXX | XXXXXX | XXXXXX | XXXXXX | XXXXXX | XXXXXX | XXXXXX | XXXXXX | XXXXXX | XXXXXX | XXXXXX | XXXXXX | XXXXXX | XXXXXX | XXXXXX | XXXXXX | XXXXXX | XXXXXX | XXXXXX | XXXXXX | XXXXXX | XXXXXX | XXXXXX | XXXXXX | XXXXXX | XXXXXX | XXXXXX | XXXXXX | XXXXXX | XXXXXX | XXXXXX | XXXXXX | XXXXXX | XXXXXX | XXXXXX | XXXXXX | XXXXXX | XXXXXX | XXXXXX | XXXXXX | XXXXXX | XXXXXX | XXXXXX | XXXXXX | XXXXXX | XXXXXX | XXXXXX | XXXXXX | XXXXXX | XXXXXX | XXXXXX | XXXXXX | XXXXXX | XXXXXX | XXXXXX | XXXXXX | XXXXXX | XXXXXX | XXXXXX | XXXXXX | XXXXXX | XXXXXX | XXXXXX | XXXXXX | XXXXXX | XXXXXX | XXXXXX | XXXXXX | XXXXXX | XXXXXX | XXXXXX | XXXXXX | XXXXXX | XXXXXX | XXXXXX | XXXXXX | XXXXXX | XXXXXX | XXXXXX | XXXXXX | XXXXXX | XXXXXX | XXXXXX | XXXXXX | XXXXXX | XXXXXX | XXXXXX | XXXXXX | XXXXXX | XXXXXX | XXXXXX | XXXXXX | XXXXXX | XXXXXX | XXXXXX | XXXXXX | XXXXXX | XXXXXX | XXXXXX | XXXXXX | XXXXXX | XXXXXX | XXXXXX | XXXXXX | XXXXXX | XXXXXX | XXXXXX | XXXXXX | XXXXXX | XXXXXX | XXXXXX | XXXXXX | XXXXXX | XXXXXX | XXXXXX | XXXXXX | XXXXXX | XXXXXX | XXXXXX | XXXXXX | XXXXXX | XXXXXX | XXXXXX | XXXXXX | XXXXXX | XXXXXX | XXXXXX | XXXXXX | XXXXXX | XXXXXX | XXXXXX | XXXXXX | XXXXXX | XXXXXX | XXXXXX | XXXXXX | XXXXXX | XXXXXX | XXXXXX | XXXXXX | XXXXXX | XXXXXX | XXXXXX | XXXXXX | XXXXXX | XXXXXX | XXXXXX | XXXXXX | XXXXXX | XXXXXX | XXXXXX | XXXXXX | XXXXXX | XXXXXX | XXXXXX | XXXXXX | XXXXXX | XXXXXX | XXXXXX | XXXXXX | XXXXXX | XXXXXX | XXXXXX | XXXXXX | XXXXXX | XXXXXX | XXXXXX | XXXXXX | XXXXXX | XXXXXX | XXXXXX | XXXXXX | XXXXXX | XXXXXX | XXXXXX | XXXXXX | XXXXXX | XXXXXX | XXXXXX | XXXXXX | XXXXXX | XXXXXX | XXXXXX | XXXXXX | XXXXXX | XXXXXX | XXXXXX | XXXXXX | XXXXXX | XXXXXX | XXXXXX | XXXXXX | XXXXXX | XXXXXX | XXXXXX | XXXXXX | XXXXXX | XXXXXX | XXXXXX | XXXXXX | XXXXXX | XXXXXX | XXXXXX | XXXXXX
| XXXXXX | XXXXXX | XXXXXX | XXXXXX | XXXXXX | XXXXXX | XXXXXX | XXXXXX | XXXXXX | XXXXXX | XXXXXX | XXXXXX | XXXXXX | XXXXXX | XXXXXX | XXXXXX | XXXXXX | XXXXXX | XXXXXX | XXXXXX | XXXXXX | XXXXXX | XXXXXX | XXXXXX | XXXXXX | XXXXXX | XXXXXX | XXXXXX | XXXXXX | XXXXXX | XXXXXX | XXXXXX | XXXXXX | XXXXXX | XXXXXX | XXXXXX | XXXXXX | XXXXXX | XXXXXX | XXXXXX | XXXXXX | XXXXXX | XXXXXX | XXXXXX | XXXXXX | XXXXXX | XXXXXX | XXXXXX | XXXXXX | XXXXXX | XXXXXX | XXXXXX | XXXXXX | XXXXXX | XXXXXX | XXXXXX | XXXXXX | XXXXXX | XXXXXX | XXXXXX | XXXXXX | XXXXXX | XXXXXX | XXXXXX | XXXXXX | XXXXXX | XXXXXX | XXXXXX | XXXXXX | XXXXXX | XXXXXX | XXXXXX | XXXXXX | XXXXXX | XXXXXX | XXXXXX | XXXXXX | XXXXXX | XXXXXX | XXXXXX | XXXXXX | XXXXXX | XXXXXX | XXXXXX | XXXXXX | XXXXXX | XXXXXX | XXXXXX | XXXXXX | XXXXXX | XXXXXX | XXXXXX | XXXXXX | XXXXXX | XXXXXX | XXXXXX | XXXXXX | XXXXXX | XXXXXX | XXXXXX | XXXXXX | XXXXXX | XXXXXX | XXXXXX | XXXXXX | XXXXXX | XXXXXX | XXXXXX | XXXXXX | XXXXXX | XXXXXX | XXXXXX | XXXXXX | XXXXXX | XXXXXX | XXXXXX | XXXXXX | XXXXXX | XXXXXX | XXXXXX | XXXXXX | XXXXXX | XXXXXX | XXXXXX | XXXXXX | XXXXXX | XXXXXX | XXXXXX | XXXXXX | XXXXXX | XXXXXX | XXXXXX | XXXXXX | XXXXXX | XXXXXX | XXXXXX | XXXXXX | XXXXXX | XXXXXX | XXXXXX | XXXXXX | XXXXXX | XXXXXX | XXXXXX | XXXXXX | XXXXXX | XXXXXX | XXXXXX | XXXXXX | XXXXXX | XXXXXX | XXXXXX | XXXXXX | XXXXXX | XXXXXX | XXXXXX | XXXXXX | XXXXXX | XXXXXX | XXXXXX | XXXXXX | XXXXXX | XXXXXX | XXXXXX | XXXXXX | XXXXXX | XXXXXX | XXXXXX | XXXXXX | XXXXXX | XXXXXX | XXXXXX | XXXXXX | XXXXXX | XXXXXX | XXXXXX | XXXXXX | XXXXXX | XXXXXX | XXXXXX | XXXXXX | XXXXXX | XXXXXX | XXXXXX | XXXXXX | XXXXXX | XXXXXX | XXXXXX | XXXXXX | XXXXXX | XXXXXX | XXXXXX | XXXXXX | XXXXXX | XXXXXX | XXXXXX | XXXXXX | XXXXXX | XXXXXX | XXXXXX | XXXXXX | XXXXXX | XXXXXX | XXXXXX | XXXXXX | XXXXXX | XXXXXX | XXXXXX | XXXXXX | XXXXXX | XXXXXX | XXXXXX | XXXXXX | XXXXXX | XXXXXX | XXXXXX | XXXXXX
CN Invoice | XXXXXX | XXXXXX | XXXXXX | XXXXXX | XXXXXX | XXXXXX | XXXXXX | XXXXXX | XXXXXX | XXXXXX | XXXXXX | XXXXXX | XXXXXX | XXXXXX | XXXXXX | XXXXXX | XXXXXX | XXXXXX | XXXXXX | XXXXXX | XXXXXX | XXXXXX | XXXXXX | XXXXXX | XXXXXX | XXXXXX | XXXXXX | XXXXXX | XXXXXX | XXXXXX | XXXXXX | XXXXXX | XXXXXX | XXXXXX | XXXXXX | XXXXXX | XXXXXX | XXXXXX | XXXXXX | XXXXXX | XXXXXX | XXXXXX | XXXXXX | XXXXXX | XXXXXX | XXXXXX | XXXXXX | XXXXXX | XXXXXX | XXXXXX | XXXXXX | XXXXXX | XXXXXX | XXXXXX | XXXXXX | XXXXXX | XXXXXX | XXXXXX | XXXXXX | XXXXXX | XXXXXX | XXXXXX | XXXXXX | XXXXXX | XXXXXX | XXXXXX | XXXXXX | XXXXXX | XXXXXX | XXXXXX | XXXXXX | XXXXXX | XXXXXX | XXXXXX | XXXXXX | XXXXXX | XXXXXX | XXXXXX | XXXXXX | XXXXXX | XXXXXX | XXXXXX | XXXXXX | XXXXXX | XXXXXX | XXXXXX | XXXXXX | XXXXXX | XXXXXX | XXXXXX | XXXXXX | XXXXXX | XXXXXX | XXXXXX | XXXXXX | XXXXXX | XXXXXX | XXXXXX | XXXXXX | XXXXXX | XXXXXX | XXXXXX | XXXXXX | XXXXXX | XXXXXX | XXXXXX | XXXXXX | XXXXXX | XXXXXX | XXXXXX | XXXXXX | XXXXXX | XXXXXX | XXXXXX | XXXXXX | XXXXXX | XXXXXX | XXXXXX | XXXXXX | XXXXXX | XXXXXX | XXXXXX | XXXXXX | XXXXXX | XXXXXX | XXXXXX | XXXXXX | XXXXXX | XXXXXX | XXXXXX | XXXXXX | XXXXXX | XXXXXX | XXXXXX | XXXXXX | XXXXXX | XXXXXX | XXXXXX | XXXXXX | XXXXXX | XXXXXX | XXXXXX | XXXXXX | XXXXXX | XXXXXX | XXXXXX | XXXXXX | XXXXXX | XXXXXX | XXXXXX | XXXXXX | XXXXXX | XXXXXX | XXXXXX | XXXXXX | XXXXXX | XXXXXX | XXXXXX | XXXXXX | XXXXXX | XXXXXX | XXXXXX | XXXXXX | XXXXXX | XXXXXX | XXXXXX | XXXXXX | XXXXXX | XXXXXX | XXXXXX | XXXXXX | XXXXXX | XXXXXX | XXXXXX | XXXXXX | XXXXXX | XXXXXX | XXXXXX | XXXXXX | XXXXXX | XXXXXX | XXXXXX | XXXXXX | XXXXXX | XXXXXX | XXXXXX | XXXXXX | XXXXXX | XXXXXX | XXXXXX | XXXXXX | XXXXXX | XXXXXX | XXXXXX | XXXXXX | XXXXXX | XXXXXX | XXXXXX | XXXXXX | XXXXXX | XXXXXX | XXXXXX | XXXXXX | XXXXXX | XXXXXX | XXXXXX | XXXXXX | XXXXXX | XXXXXX | XXXXXX | XXXXXX | XXXXXX | XXXXXX | XXXXXX | XXXXXX | XXXXXX | XXXXXX
Daily Reads | XXXXXX | XXXXXX | XXXXXX | XXXXXX | XXXXXX | XXXXXX | XXXXXX | XXXXXX | XXXXXX | XXXXXX | XXXXXX | XXXXXX | XXXXXX | XXXXXX | XXXXXX | XXXXXX | XXXXXX | XXXXXX | XXXXXX | XXXXXX | XXXXXX | XXXXXX | XXXXXX | XXXXXX | XXXXXX | XXXXXX | XXXXXX | XXXXXX | XXXXXX | XXXXXX | XXXXXX | XXXXXX | XXXXXX | XXXXXX | XXXXXX | XXXXXX | XXXXXX | XXXXXX | XXXXXX | XXXXXX | XXXXXX | XXXXXX | XXXXXX | XXXXXX | XXXXXX | XXXXXX | XXXXXX | XXXXXX | XXXXXX | XXXXXX | XXXXXX | XXXXXX | XXXXXX | XXXXXX | XXXXXX | XXXXXX | XXXXXX | XXXXXX | XXXXXX | XXXXXX | XXXXXX | XXXXXX | XXXXXX | XXXXXX | XXXXXX | XXXXXX | XXXXXX | XXXXXX | XXXXXX | XXXXXX | XXXXXX | XXXXXX | XXXXXX | XXXXXX | XXXXXX | XXXXXX | XXXXXX | XXXXXX | XXXXXX | XXXXXX | XXXXXX | XXXXXX | XXXXXX | XXXXXX | XXXXXX | XXXXXX | XXXXXX | XXXXXX | XXXXXX | XXXXXX | XXXXXX | XXXXXX | XXXXXX | XXXXXX | XXXXXX | XXXXXX | XXXXXX | XXXXXX | XXXXXX | XXXXXX | XXXXXX | XXXXXX | XXXXXX | XXXXXX | XXXXXX | XXXXXX | XXXXXX | XXXXXX | XXXXXX | XXXXXX | XXXXXX | XXXXXX | XXXXXX | XXXXXX | XXXXXX | XXXXXX | XXXXXX | XXXXXX | XXXXXX | XXXXXX | XXXXXX | XXXXXX | XXXXXX | XXXXXX | XXXXXX | XXXXXX | XXXXXX | XXXXXX | XXXXXX | XXXXXX | XXXXXX | XXXXXX | XXXXXX | XXXXXX | XXXXXX | XXXXXX | XXXXXX | XXXXXX | XXXXXX | XXXXXX | XXXXXX | XXXXXX | XXXXXX | XXXXXX | XXXXXX | XXXXXX | XXXXXX | XXXXXX | XXXXXX | XXXXXX | XXXXXX | XXXXXX | XXXXXX | XXXXXX | XXXXXX | XXXXXX | XXXXXX | XXXXXX | XXXXXX | XXXXXX | XXXXXX | XXXXXX | XXXXXX | XXXXXX | XXXXXX | XXXXXX | XXXXXX | XXXXXX | XXXXXX | XXXXXX | XXXXXX | XXXXXX | XXXXXX | XXXXXX | XXXXXX | XXXXXX | XXXXXX | XXXXXX | XXXXXX | XXXXXX | XXXXXX | XXXXXX | XXXXXX | XXXXXX | XXXXXX | XXXXXX | XXXXXX | XXXXXX | XXXXXX | XXXXXX | XXXXXX | XXXXXX | XXXXXX | XXXXXX | XXXXXX | XXXXXX | XXXXXX | XXXXXX | XXXXXX | XXXXXX | XXXXXX | XXXXXX | XXXXXX | XXXXXX | XXXXXX | XXXXXX | XXXXXX | XXXXXX | XXXXXX | XXXXXX | XXXXXX | XXXXXX | XXXXXX | XXXXXX | XXXXXX | XXXXXX | XXXXXX
1ph240V | XXXXXX | XXXXXX | XXXXXX | XXXXXX | XXXXXX | XXXXXX | XXXXXX | XXXXXX | XXXXXX | XXXXXX | XXXXXX | XXXXXX | XXXXXX | XXXXXX | XXXXXX | XXXXXX | XXXXXX | XXXXXX | XXXXXX | XXXXXX | XXXXXX | XXXXXX | XXXXXX | XXXXXX | XXXXXX | XXXXXX | XXXXXX | XXXXXX | XXXXXX | XXXXXX | XXXXXX | XXXXXX | XXXXXX | XXXXXX | XXXXXX | XXXXXX | XXXXXX | XXXXXX | XXXXXX | XXXXXX | XXXXXX | XXXXXX | XXXXXX | XXXXXX | XXXXXX | XXXXXX | XXXXXX | XXXXXX | XXXXXX | XXXXXX | XXXXXX | XXXXXX | XXXXXX | XXXXXX | XXXXXX | XXXXXX | XXXXXX | XXXXXX | XXXXXX | XXXXXX | XXXXXX | XXXXXX | XXXXXX | XXXXXX | XXXXXX | XXXXXX | XXXXXX | XXXXXX | XXXXXX | XXXXXX | XXXXXX | XXXXXX | XXXXXX | XXXXXX | XXXXXX | XXXXXX | XXXXXX | XXXXXX | XXXXXX | XXXXXX | XXXXXX | XXXXXX | XXXXXX | XXXXXX | XXXXXX | XXXXXX | XXXXXX | XXXXXX | XXXXXX | XXXXXX | XXXXXX | XXXXXX | XXXXXX | XXXXXX | XXXXXX | XXXXXX | XXXXXX | XXXXXX | XXXXXX | XXXXXX | XXXXXX | XXXXXX | XXXXXX | XXXXXX | XXXXXX | XXXXXX | XXXXXX | XXXXXX | XXXXXX | XXXXXX | XXXXXX | XXXXXX | XXXXXX | XXXXXX | XXXXXX | XXXXXX | XXXXXX | XXXXXX | XXXXXX | XXXXXX | XXXXXX | XXXXXX | XXXXXX | XXXXXX | XXXXXX | XXXXXX | XXXXXX | XXXXXX | XXXXXX | XXXXXX | XXXXXX | XXXXXX | XXXXXX | XXXXXX | XXXXXX | XXXXXX | XXXXXX | XXXXXX | XXXXXX | XXXXXX | XXXXXX | XXXXXX | XXXXXX | XXXXXX | XXXXXX | XXXXXX | XXXXXX | XXXXXX | XXXXXX | XXXXXX | XXXXXX | XXXXXX | XXXXXX | XXXXXX | XXXXXX | XXXXXX | XXXXXX | XXXXXX | XXXXXX | XXXXXX | XXXXXX | XXXXXX | XXXXXX | XXXXXX | XXXXXX | XXXXXX | XXXXXX | XXXXXX | XXXXXX | XXXXXX | XXXXXX | XXXXXX | XXXXXX | XXXXXX | XXXXXX | XXXXXX | XXXXXX | XXXXXX | XXXXXX | XXXXXX | XXXXXX | XXXXXX | XXXXXX | XXXXXX | XXXXXX | XXXXXX | XXXXXX | XXXXXX | XXXXXX | XXXXXX | XXXXXX | XXXXXX | XXXXXX | XXXXXX | XXXXXX | XXXXXX | XXXXXX | XXXXXX | XXXXXX | XXXXXX | XXXXXX | XXXXXX | XXXXXX | XXXXXX | XXXXXX | XXXXXX | XXXXXX | XXXXXX | XXXXXX | XXXXXX | XXXXXX | XXXXXX | XXXXXX | XXXXXX | XXXXXX | XXXXXX | XXXXXX
1ph120V | XXXXXX | XXXXXX | XXXXXX | XXXXXX | XXXXXX | XXXXXX | XXXXXX | XXXXXX | XXXXXX | XXXXXX | XXXXXX | XXXXXX | XXXXXX | XXXXXX | XXXXXX | XXXXXX | XXXXXX | XXXXXX | XXXXXX | XXXXXX | XXXXXX | XXXXXX | XXXXXX | XXXXXX | XXXXXX | XXXXXX | XXXXXX | XXXXXX | XXXXXX | XXXXXX | XXXXXX | XXXXXX | XXXXXX | XXXXXX | XXXXXX | XXXXXX | XXXXXX | XXXXXX | XXXXXX | XXXXXX | XXXXXX | XXXXXX | XXXXXX | XXXXXX | XXXXXX | XXXXXX | XXXXXX | XXXXXX | XXXXXX | XXXXXX | XXXXXX | XXXXXX | XXXXXX | XXXXXX | XXXXXX | XXXXXX | XXXXXX | XXXXXX | XXXXXX | XXXXXX | XXXXXX | XXXXXX | XXXXXX | XXXXXX | XXXXXX | XXXXXX | XXXXXX | XXXXXX | XXXXXX | XXXXXX | XXXXXX | XXXXXX | XXXXXX | XXXXXX | XXXXXX | XXXXXX | XXXXXX | XXXXXX | XXXXXX | XXXXXX | XXXXXX | XXXXXX | XXXXXX | XXXXXX | XXXXXX | XXXXXX | XXXXXX | XXXXXX | XXXXXX | XXXXXX | XXXXXX | XXXXXX | XXXXXX | XXXXXX | XXXXXX | XXXXXX | XXXXXX | XXXXXX | XXXXXX | XXXXXX | XXXXXX | XXXXXX | XXXXXX | XXXXXX | XXXXXX | XXXXXX | XXXXXX | XXXXXX | XXXXXX | XXXXXX | XXXXXX | XXXXXX | XXXXXX | XXXXXX | XXXXXX | XXXXXX | XXXXXX | XXXXXX | XXXXXX | XXXXXX | XXXXXX | XXXXXX | XXXXXX | XXXXXX | XXXXXX | XXXXXX | XXXXXX | XXXXXX | XXXXXX | XXXXXX | XXXXXX | XXXXXX | XXXXXX | XXXXXX | XXXXXX | XXXXXX | XXXXXX | XXXXXX | XXXXXX | XXXXXX | XXXXXX | XXXXXX | XXXXXX | XXXXXX | XXXXXX | XXXXXX | XXXXXX | XXXXXX | XXXXXX | XXXXXX | XXXXXX | XXXXXX | XXXXXX | XXXXXX | XXXXXX | XXXXXX | XXXXXX | XXXXXX | XXXXXX | XXXXXX | XXXXXX | XXXXXX | XXXXXX | XXXXXX | XXXXXX | XXXXXX | XXXXXX | XXXXXX | XXXXXX | XXXXXX | XXXXXX | XXXXXX | XXXXXX | XXXXXX | XXXXXX | XXXXXX | XXXXXX | XXXXXX | XXXXXX | XXXXXX | XXXXXX | XXXXXX | XXXXXX | XXXXXX | XXXXXX | XXXXXX | XXXXXX | XXXXXX | XXXXXX | XXXXXX | XXXXXX | XXXXXX | XXXXXX | XXXXXX | XXXXXX | XXXXXX | XXXXXX | XXXXXX | XXXXXX | XXXXXX | XXXXXX | XXXXXX | XXXXXX | XXXXXX | XXXXXX | XXXXXX | XXXXXX | XXXXXX | XXXXXX | XXXXXX | XXXXXX | XXXXXX | XXXXXX | XXXXXX | XXXXXX | XXXXXX | XXXXXX
1phTOU | XXXXXX | XXXXXX | XXXXXX | XXXXXX | XXXXXX | XXXXXX | XXXXXX | XXXXXX | XXXXXX | XXXXXX | XXXXXX | XXXXXX | XXXXXX | XXXXXX | XXXXXX | XXXXXX | XXXXXX | XXXXXX | XXXXXX | XXXXXX | XXXXXX | XXXXXX | XXXXXX | XXXXXX | XXXXXX | XXXXXX | XXXXXX | XXXXXX | XXXXXX | XXXXXX | XXXXXX | XXXXXX | XXXXXX | XXXXXX | XXXXXX | XXXXXX | XXXXXX | XXXXXX | XXXXXX | XXXXXX | XXXXXX | XXXXXX | XXXXXX | XXXXXX | XXXXXX | XXXXXX | XXXXXX | XXXXXX | XXXXXX | XXXXXX | XXXXXX | XXXXXX | XXXXXX | XXXXXX | XXXXXX | XXXXXX | XXXXXX | XXXXXX | XXXXXX | XXXXXX | XXXXXX | XXXXXX | XXXXXX | XXXXXX | XXXXXX | XXXXXX | XXXXXX | XXXXXX | XXXXXX | XXXXXX | XXXXXX | XXXXXX | XXXXXX | XXXXXX | XXXXXX | XXXXXX | XXXXXX | XXXXXX | XXXXXX | XXXXXX | XXXXXX | XXXXXX | XXXXXX | XXXXXX | XXXXXX | XXXXXX | XXXXXX | XXXXXX | XXXXXX | XXXXXX | XXXXXX | XXXXXX | XXXXXX | XXXXXX | XXXXXX | XXXXXX | XXXXXX | XXXXXX | XXXXXX | XXXXXX | XXXXXX | XXXXXX | XXXXXX | XXXXXX | XXXXXX | XXXXXX | XXXXXX | XXXXXX | XXXXXX | XXXXXX | XXXXXX | XXXXXX | XXXXXX | XXXXXX | XXXXXX | XXXXXX | XXXXXX | XXXXXX | XXXXXX | XXXXXX | XXXXXX | XXXXXX | XXXXXX | XXXXXX | XXXXXX | XXXXXX | XXXXXX | XXXXXX | XXXXXX | XXXXXX | XXXXXX | XXXXXX | XXXXXX | XXXXXX | XXXXXX | XXXXXX | XXXXXX | XXXXXX | XXXXXX | XXXXXX | XXXXXX | XXXXXX | XXXXXX | XXXXXX | XXXXXX | XXXXXX | XXXXXX | XXXXXX | XXXXXX | XXXXXX | XXXXXX | XXXXXX | XXXXXX | XXXXXX | XXXXXX | XXXXXX | XXXXXX | XXXXXX | XXXXXX | XXXXXX | XXXXXX | XXXXXX | XXXXXX | XXXXXX | XXXXXX | XXXXXX | XXXXXX | XXXXXX | XXXXXX | XXXXXX | XXXXXX | XXXXXX | XXXXXX | XXXXXX | XXXXXX | XXXXXX | XXXXXX | XXXXXX | XXXXXX | XXXXXX | XXXXXX | XXXXXX | XXXXXX | XXXXXX | XXXXXX | XXXXXX | XXXXXX | XXXXXX | XXXXXX | XXXXXX | XXXXXX | XXXXXX | XXXXXX | XXXXXX | XXXXXX | XXXXXX | XXXXXX | XXXXXX | XXXXXX | XXXXXX | XXXXXX | XXXXXX | XXXXXX | XXXXXX | XXXXXX | XXXXXX | XXXXXX | XXXXXX | XXXXXX | XXXXXX | XXXXXX | XXXXXX | XXXXXX | XXXXXX | XXXXXX | XXXXXX | XXXXXX
1phDEM | XXXXXX | XXXXXX | XXXXXX | XXXXXX | XXXXXX | XXXXXX | XXXXXX | XXXXXX | XXXXXX | XXXXXX | XXXXXX | XXXXXX | XXXXXX | XXXXXX | XXXXXX | XXXXXX | XXXXXX | XXXXXX | XXXXXX | XXXXXX | XXXXXX | XXXXXX | XXXXXX | XXXXXX | XXXXXX | XXXXXX | XXXXXX | XXXXXX | XXXXXX | XXXXXX | XXXXXX | XXXXXX | XXXXXX | XXXXXX | XXXXXX | XXXXXX | XXXXXX | XXXXXX | XXXXXX | XXXXXX | XXXXXX | XXXXXX | XXXXXX | XXXXXX | XXXXXX | XXXXXX | XXXXXX | XXXXXX | XXXXXX | XXXXXX | XXXXXX | XXXXXX | XXXXXX | XXXXXX | XXXXXX | XXXXXX | XXXXXX | XXXXXX | XXXXXX | XXXXXX | XXXXXX | XXXXXX | XXXXXX | XXXXXX | XXXXXX | XXXXXX | XXXXXX | XXXXXX | XXXXXX | XXXXXX | XXXXXX | XXXXXX | XXXXXX | XXXXXX | XXXXXX | XXXXXX | XXXXXX | XXXXXX | XXXXXX | XXXXXX | XXXXXX | XXXXXX | XXXXXX | XXXXXX | XXXXXX | XXXXXX | XXXXXX | XXXXXX | XXXXXX | XXXXXX | XXXXXX | XXXXXX | XXXXXX | XXXXXX | XXXXXX | XXXXXX | XXXXXX | XXXXXX | XXXXXX | XXXXXX | XXXXXX | XXXXXX | XXXXXX | XXXXXX | XXXXXX | XXXXXX | XXXXXX | XXXXXX | XXXXXX | XXXXXX | XXXXXX | XXXXXX | XXXXXX | XXXXXX | XXXXXX | XXXXXX | XXXXXX | XXXXXX | XXXXXX | XXXXXX | XXXXXX | XXXXXX | XXXXXX | XXXXXX | XXXXXX | XXXXXX | XXXXXX | XXXXXX | XXXXXX | XXXXXX | XXXXXX | XXXXXX | XXXXXX | XXXXXX | XXXXXX | XXXXXX | XXXXXX | XXXXXX | XXXXXX | XXXXXX | XXXXXX | XXXXXX | XXXXXX | XXXXXX | XXXXXX | XXXXXX | XXXXXX | XXXXXX | XXXXXX | XXXXXX | XXXXXX | XXXXXX | XXXXXX | XXXXXX | XXXXXX | XXXXXX | XXXXXX | XXXXXX | XXXXXX | XXXXXX | XXXXXX | XXXXXX | XXXXXX | XXXXXX | XXXXXX | XXXXXX | XXXXXX | XXXXXX | XXXXXX | XXXXXX | XXXXXX | XXXXXX | XXXXXX | XXXXXX | XXXXXX | XXXXXX | XXXXXX | XXXXXX | XXXXXX | XXXXXX | XXXXXX | XXXXXX | XXXXXX | XXXXXX | XXXXXX | XXXXXX | XXXXXX | XXXXXX | XXXXXX | XXXXXX | XXXXXX | XXXXXX | XXXXXX | XXXXXX | XXXXXX | XXXXXX | XXXXXX | XXXXXX | XXXXXX | XXXXXX | XXXXXX | XXXXXX | XXXXXX | XXXXXX | XXXXXX | XXXXXX | XXXXXX | XXXXXX | XXXXXX | XXXXXX | XXXXXX | XXXXXX | XXXXXX | XXXXXX | XXXXXX | XXXXXX | XXXXXX
Network | XXXXXX | XXXXXX | XXXXXX | XXXXXX | XXXXXX | XXXXXX | XXXXXX | XXXXXX | XXXXXX | XXXXXX | XXXXXX | XXXXXX | XXXXXX | XXXXXX | XXXXXX | XXXXXX | XXXXXX | XXXXXX | XXXXXX | XXXXXX | XXXXXX | XXXXXX | XXXXXX | XXXXXX | XXXXXX | XXXXXX | XXXXXX | XXXXXX | XXXXXX | XXXXXX | XXXXXX | XXXXXX | XXXXXX | XXXXXX | XXXXXX | XXXXXX | XXXXXX | XXXXXX | XXXXXX | XXXXXX | XXXXXX | XXXXXX | XXXXXX | XXXXXX | XXXXXX | XXXXXX | XXXXXX | XXXXXX | XXXXXX | XXXXXX | XXXXXX | XXXXXX | XXXXXX | XXXXXX | XXXXXX | XXXXXX | XXXXXX | XXXXXX | XXXXXX | XXXXXX | XXXXXX | XXXXXX | XXXXXX | XXXXXX | XXXXXX | XXXXXX | XXXXXX | XXXXXX | XXXXXX | XXXXXX | XXXXXX | XXXXXX | XXXXXX | XXXXXX | XXXXXX | XXXXXX | XXXXXX | XXXXXX | XXXXXX | XXXXXX | XXXXXX | XXXXXX | XXXXXX | XXXXXX | XXXXXX | XXXXXX | XXXXXX | XXXXXX | XXXXXX | XXXXXX | XXXXXX | XXXXXX | XXXXXX | XXXXXX | XXXXXX | XXXXXX | XXXXXX | XXXXXX | XXXXXX | XXXXXX | XXXXXX | XXXXXX | XXXXXX | XXXXXX | XXXXXX | XXXXXX | XXXXXX | XXXXXX | XXXXXX | XXXXXX | XXXXXX | XXXXXX | XXXXXX | XXXXXX | XXXXXX | XXXXXX | XXXXXX | XXXXXX | XXXXXX | XXXXXX | XXXXXX | XXXXXX | XXXXXX | XXXXXX | XXXXXX | XXXXXX | XXXXXX | XXXXXX | XXXXXX | XXXXXX | XXXXXX | XXXXXX | XXXXXX | XXXXXX | XXXXXX | XXXXXX | XXXXXX | XXXXXX | XXXXXX | XXXXXX | XXXXXX | XXXXXX | XXXXXX | XXXXXX | XXXXXX | XXXXXX | XXXXXX | XXXXXX | XXXXXX | XXXXXX | XXXXXX | XXXXXX | XXXXXX | XXXXXX | XXXXXX | XXXXXX | XXXXXX | XXXXXX | XXXXXX | XXXXXX | XXXXXX | XXXXXX | XXXXXX | XXXXXX | XXXXXX | XXXXXX | XXXXXX | XXXXXX | XXXXXX | XXXXXX | XXXXXX | XXXXXX | XXXXXX | XXXXXX | XXXXXX | XXXXXX | XXXXXX | XXXXXX | XXXXXX | XXXXXX | XXXXXX | XXXXXX | XXXXXX | XXXXXX | XXXXXX | XXXXXX | XXXXXX | XXXXXX | XXXXXX | XXXXXX | XXXXXX | XXXXXX | XXXXXX | XXXXXX | XXXXXX | XXXXXX | XXXXXX | XXXXXX | XXXXXX | XXXXXX | XXXXXX | XXXXXX | XXXXXX | XXXXXX | XXXXXX | XXXXXX | XXXXXX | XXXXXX | XXXXXX | XXXXXX | XXXXXX | XXXXXX | XXXXXX | XXXXXX | XXXXXX | XXXXXX | XXXXXX
PolykWH | XXXXXX | XXXXXX | XXXXXX | XXXXXX | XXXXXX | XXXXXX | XXXXXX | XXXXXX | XXXXXX | XXXXXX | XXXXXX | XXXXXX | XXXXXX | XXXXXX | XXXXXX | XXXXXX | XXXXXX | XXXXXX | XXXXXX | XXXXXX | XXXXXX | XXXXXX | XXXXXX | XXXXXX | XXXXXX | XXXXXX | XXXXXX | XXXXXX | XXXXXX | XXXXXX | XXXXXX | XXXXXX | XXXXXX | XXXXXX | XXXXXX | XXXXXX | XXXXXX | XXXXXX | XXXXXX | XXXXXX | XXXXXX | XXXXXX | XXXXXX | XXXXXX | XXXXXX | XXXXXX | XXXXXX | XXXXXX | XXXXXX | XXXXXX | XXXXXX | XXXXXX | XXXXXX | XXXXXX | XXXXXX | XXXXXX | XXXXXX | XXXXXX | XXXXXX | XXXXXX | XXXXXX | XXXXXX | XXXXXX | XXXXXX | XXXXXX | XXXXXX | XXXXXX | XXXXXX | XXXXXX | XXXXXX | XXXXXX | XXXXXX | XXXXXX | XXXXXX | XXXXXX | XXXXXX | XXXXXX | XXXXXX | XXXXXX | XXXXXX | XXXXXX | XXXXXX | XXXXXX | XXXXXX | XXXXXX | XXXXXX | XXXXXX | XXXXXX | XXXXXX | XXXXXX | XXXXXX | XXXXXX | XXXXXX | XXXXXX | XXXXXX | XXXXXX | XXXXXX | XXXXXX | XXXXXX | XXXXXX | XXXXXX | XXXXXX | XXXXXX | XXXXXX | XXXXXX | XXXXXX | XXXXXX | XXXXXX | XXXXXX | XXXXXX | XXXXXX | XXXXXX | XXXXXX | XXXXXX | XXXXXX | XXXXXX | XXXXXX | XXXXXX | XXXXXX | XXXXXX | XXXXXX | XXXXXX | XXXXXX | XXXXXX | XXXXXX | XXXXXX | XXXXXX | XXXXXX | XXXXXX | XXXXXX | XXXXXX | XXXXXX | XXXXXX | XXXXXX | XXXXXX | XXXXXX | XXXXXX | XXXXXX | XXXXXX | XXXXXX | XXXXXX | XXXXXX | XXXXXX | XXXXXX | XXXXXX | XXXXXX | XXXXXX | XXXXXX | XXXXXX | XXXXXX | XXXXXX | XXXXXX | XXXXXX | XXXXXX | XXXXXX | XXXXXX | XXXXXX | XXXXXX | XXXXXX | XXXXXX | XXXXXX | XXXXXX | XXXXXX | XXXXXX | XXXXXX | XXXXXX | XXXXXX | XXXXXX | XXXXXX | XXXXXX | XXXXXX | XXXXXX | XXXXXX | XXXXXX | XXXXXX | XXXXXX | XXXXXX | XXXXXX | XXXXXX | XXXXXX | XXXXXX | XXXXXX | XXXXXX | XXXXXX | XXXXXX | XXXXXX | XXXXXX | XXXXXX | XXXXXX | XXXXXX | XXXXXX | XXXXXX | XXXXXX | XXXXXX | XXXXXX | XXXXXX | XXXXXX | XXXXXX | XXXXXX | XXXXXX | XXXXXX | XXXXXX | XXXXXX | XXXXXX | XXXXXX | XXXXXX | XXXXXX | XXXXXX | XXXXXX | XXXXXX | XXXXXX | XXXXXX | XXXXXX | XXXXXX | XXXXXX | XXXXXX | XXXXXX
PolyVAR | XXXXXX | XXXXXX | XXXXXX | XXXXXX | XXXXXX | XXXXXX | XXXXXX | XXXXXX | XXXXXX | XXXXXX | XXXXXX | XXXXXX | XXXXXX | XXXXXX | XXXXXX | XXXXXX | XXXXXX | XXXXXX | XXXXXX | XXXXXX | XXXXXX | XXXXXX | XXXXXX | XXXXXX | XXXXXX | XXXXXX | XXXXXX | XXXXXX | XXXXXX | XXXXXX | XXXXXX | XXXXXX | XXXXXX | XXXXXX | XXXXXX | XXXXXX | XXXXXX | XXXXXX | XXXXXX | XXXXXX | XXXXXX | XXXXXX | XXXXXX | XXXXXX | XXXXXX | XXXXXX | XXXXXX | XXXXXX | XXXXXX | XXXXXX | XXXXXX | XXXXXX | XXXXXX | XXXXXX | XXXXXX | XXXXXX | XXXXXX | XXXXXX | XXXXXX | XXXXXX | XXXXXX | XXXXXX | XXXXXX | XXXXXX | XXXXXX | XXXXXX | XXXXXX | XXXXXX | XXXXXX | XXXXXX | XXXXXX | XXXXXX | XXXXXX | XXXXXX | XXXXXX | XXXXXX | XXXXXX | XXXXXX | XXXXXX | XXXXXX | XXXXXX | XXXXXX | XXXXXX | XXXXXX | XXXXXX | XXXXXX | XXXXXX | XXXXXX | XXXXXX | XXXXXX | XXXXXX | XXXXXX | XXXXXX | XXXXXX | XXXXXX | XXXXXX | XXXXXX | XXXXXX | XXXXXX | XXXXXX | XXXXXX | XXXXXX | XXXXXX | XXXXXX | XXXXXX | XXXXXX | XXXXXX | XXXXXX | XXXXXX | XXXXXX | XXXXXX | XXXXXX | XXXXXX | XXXXXX | XXXXXX | XXXXXX | XXXXXX | XXXXXX | XXXXXX | XXXXXX | XXXXXX | XXXXXX | XXXXXX | XXXXXX | XXXXXX | XXXXXX | XXXXXX | XXXXXX | XXXXXX | XXXXXX | XXXXXX | XXXXXX | XXXXXX | XXXXXX | XXXXXX | XXXXXX | XXXXXX | XXXXXX | XXXXXX | XXXXXX | XXXXXX | XXXXXX | XXXXXX | XXXXXX | XXXXXX | XXXXXX | XXXXXX | XXXXXX | XXXXXX | XXXXXX | XXXXXX | XXXXXX | XXXXXX | XXXXXX | XXXXXX | XXXXXX | XXXXXX | XXXXXX | XXXXXX | XXXXXX | XXXXXX | XXXXXX | XXXXXX | XXXXXX | XXXXXX | XXXXXX | XXXXXX | XXXXXX | XXXXXX | XXXXXX | XXXXXX | XXXXXX | XXXXXX | XXXXXX | XXXXXX | XXXXXX | XXXXXX | XXXXXX | XXXXXX | XXXXXX | XXXXXX | XXXXXX | XXXXXX | XXXXXX | XXXXXX | XXXXXX | XXXXXX | XXXXXX | XXXXXX | XXXXXX | XXXXXX | XXXXXX | XXXXXX | XXXXXX | XXXXXX | XXXXXX | XXXXXX | XXXXXX | XXXXXX | XXXXXX | XXXXXX | XXXXXX | XXXXXX | XXXXXX | XXXXXX | XXXXXX | XXXXXX | XXXXXX | XXXXXX | XXXXXX | XXXXXX | XXXXXX | XXXXXX | XXXXXX | XXXXXX | XXXXXX | XXXXXX
PolyDEM | XXXXXX | XXXXXX | XXXXXX | XXXXXX | XXXXXX | XXXXXX | XXXXXX | XXXXXX | XXXXXX | XXXXXX | XXXXXX | XXXXXX | XXXXXX | XXXXXX | XXXXXX | XXXXXX | XXXXXX | XXXXXX | XXXXXX | XXXXXX | XXXXXX | XXXXXX | XXXXXX | XXXXXX | XXXXXX | XXXXXX | XXXXXX | XXXXXX | XXXXXX | XXXXXX | XXXXXX | XXXXXX | XXXXXX | XXXXXX | XXXXXX | XXXXXX | XXXXXX | XXXXXX | XXXXXX | XXXXXX | XXXXXX | XXXXXX | XXXXXX | XXXXXX | XXXXXX | XXXXXX | XXXXXX | XXXXXX | XXXXXX | XXXXXX | XXXXXX | XXXXXX | XXXXXX | XXXXXX | XXXXXX | XXXXXX | XXXXXX | XXXXXX | XXXXXX | XXXXXX | XXXXXX | XXXXXX | XXXXXX | XXXXXX | XXXXXX | XXXXXX | XXXXXX | XXXXXX | XXXXXX | XXXXXX | XXXXXX | XXXXXX | XXXXXX | XXXXXX | XXXXXX | XXXXXX | XXXXXX | XXXXXX | XXXXXX | XXXXXX | XXXXXX | XXXXXX | XXXXXX | XXXXXX | XXXXXX | XXXXXX | XXXXXX | XXXXXX | XXXXXX | XXXXXX | XXXXXX | XXXXXX | XXXXXX | XXXXXX | XXXXXX | XXXXXX | XXXXXX | XXXXXX | XXXXXX | XXXXXX | XXXXXX | XXXXXX | XXXXXX | XXXXXX | XXXXXX | XXXXXX | XXXXXX | XXXXXX | XXXXXX | XXXXXX | XXXXXX | XXXXXX | XXXXXX | XXXXXX | XXXXXX | XXXXXX | XXXXXX | XXXXXX | XXXXXX | XXXXXX | XXXXXX | XXXXXX | XXXXXX | XXXXXX | XXXXXX | XXXXXX | XXXXXX | XXXXXX | XXXXXX | XXXXXX | XXXXXX | XXXXXX | XXXXXX | XXXXXX | XXXXXX | XXXXXX | XXXXXX | XXXXXX | XXXXXX | XXXXXX | XXXXXX | XXXXXX | XXXXXX | XXXXXX | XXXXXX | XXXXXX | XXXXXX | XXXXXX | XXXXXX | XXXXXX | XXXXXX | XXXXXX | XXXXXX | XXXXXX | XXXXXX | XXXXXX | XXXXXX | XXXXXX | XXXXXX | XXXXXX | XXXXXX | XXXXXX | XXXXXX | XXXXXX | XXXXXX | XXXXXX | XXXXXX | XXXXXX | XXXXXX | XXXXXX | XXXXXX | XXXXXX | XXXXXX | XXXXXX | XXXXXX | XXXXXX | XXXXXX | XXXXXX | XXXXXX | XXXXXX | XXXXXX | XXXXXX | XXXXXX | XXXXXX | XXXXXX | XXXXXX | XXXXXX | XXXXXX | XXXXXX | XXXXXX | XXXXXX | XXXXXX | XXXXXX | XXXXXX | XXXXXX | XXXXXX | XXXXXX | XXXXXX | XXXXXX | XXXXXX | XXXXXX | XXXXXX | XXXXXX | XXXXXX | XXXXXX | XXXXXX | XXXXXX | XXXXXX | XXXXXX | XXXXXX | XXXXXX | XXXXXX | XXXXXX | XXXXXX | XXXXXX | XXXXXX | XXXXXX
Gas | XXXXXX | XXXXXX | XXXXXX | XXXXXX | XXXXXX | XXXXXX | XXXXXX | XXXXXX | XXXXXX | XXXXXX | XXXXXX | XXXXXX | XXXXXX | XXXXXX | XXXXXX | XXXXXX | XXXXXX | XXXXXX | XXXXXX | XXXXXX | XXXXXX | XXXXXX | XXXXXX | XXXXXX | XXXXXX | XXXXXX | XXXXXX | XXXXXX | XXXXXX | XXXXXX | XXXXXX | XXXXXX | XXXXXX | XXXXXX | XXXXXX | XXXXXX | XXXXXX | XXXXXX | XXXXXX | XXXXXX | XXXXXX | XXXXXX | XXXXXX | XXXXXX | XXXXXX | XXXXXX | XXXXXX | XXXXXX | XXXXXX | XXXXXX | XXXXXX | XXXXXX | XXXXXX | XXXXXX | XXXXXX | XXXXXX | XXXXXX | XXXXXX | XXXXXX | XXXXXX | XXXXXX | XXXXXX | XXXXXX | XXXXXX | XXXXXX | XXXXXX | XXXXXX | XXXXXX | XXXXXX | XXXXXX | XXXXXX | XXXXXX | XXXXXX | XXXXXX | XXXXXX | XXXXXX | XXXXXX | XXXXXX | XXXXXX | XXXXXX | XXXXXX | XXXXXX | XXXXXX | XXXXXX | XXXXXX | XXXXXX | XXXXXX | XXXXXX | XXXXXX | XXXXXX | XXXXXX | XXXXXX | XXXXXX | XXXXXX | XXXXXX | XXXXXX | XXXXXX | XXXXXX | XXXXXX | XXXXXX | XXXXXX | XXXXXX | XXXXXX | XXXXXX | XXXXXX | XXXXXX | XXXXXX | XXXXXX | XXXXXX | XXXXXX | XXXXXX | XXXXXX | XXXXXX | XXXXXX | XXXXXX | XXXXXX | XXXXXX | XXXXXX | XXXXXX | XXXXXX | XXXXXX | XXXXXX | XXXXXX | XXXXXX | XXXXXX | XXXXXX | XXXXXX | XXXXXX | XXXXXX | XXXXXX | XXXXXX | XXXXXX | XXXXXX | XXXXXX | XXXXXX | XXXXXX | XXXXXX | XXXXXX | XXXXXX | XXXXXX | XXXXXX | XXXXXX | XXXXXX | XXXXXX | XXXXXX | XXXXXX | XXXXXX | XXXXXX | XXXXXX | XXXXXX | XXXXXX | XXXXXX | XXXXXX | XXXXXX | XXXXXX | XXXXXX | XXXXXX | XXXXXX | XXXXXX | XXXXXX | XXXXXX | XXXXXX | XXXXXX | XXXXXX | XXXXXX | XXXXXX | XXXXXX | XXXXXX | XXXXXX | XXXXXX | XXXXXX | XXXXXX | XXXXXX | XXXXXX | XXXXXX | XXXXXX | XXXXXX | XXXXXX | XXXXXX | XXXXXX | XXXXXX | XXXXXX | XXXXXX | XXXXXX | XXXXXX | XXXXXX | XXXXXX | XXXXXX | XXXXXX | XXXXXX | XXXXXX | XXXXXX | XXXXXX | XXXXXX | XXXXXX | XXXXXX | XXXXXX | XXXXXX | XXXXXX | XXXXXX | XXXXXX | XXXXXX | XXXXXX | XXXXXX | XXXXXX | XXXXXX | XXXXXX | XXXXXX | XXXXXX | XXXXXX | XXXXXX | XXXXXX | XXXXXX | XXXXXX | XXXXXX | XXXXXX | XXXXXX
| XXXXXX | XXXXXX | XXXXXX | XXXXXX | XXXXXX | XXXXXX | XXXXXX | XXXXXX | XXXXXX | XXXXXX | XXXXXX | XXXXXX | XXXXXX | XXXXXX | XXXXXX | XXXXXX | XXXXXX | XXXXXX | XXXXXX | XXXXXX | XXXXXX | XXXXXX | XXXXXX | XXXXXX | XXXXXX | XXXXXX | XXXXXX | XXXXXX | XXXXXX | XXXXXX | XXXXXX | XXXXXX | XXXXXX | XXXXXX | XXXXXX | XXXXXX | XXXXXX | XXXXXX | XXXXXX | XXXXXX | XXXXXX | XXXXXX | XXXXXX | XXXXXX | XXXXXX | XXXXXX | XXXXXX | XXXXXX | XXXXXX | XXXXXX | XXXXXX | XXXXXX | XXXXXX | XXXXXX | XXXXXX | XXXXXX | XXXXXX | XXXXXX | XXXXXX | XXXXXX | XXXXXX | XXXXXX | XXXXXX | XXXXXX | XXXXXX | XXXXXX | XXXXXX | XXXXXX | XXXXXX | XXXXXX | XXXXXX | XXXXXX | XXXXXX | XXXXXX | XXXXXX | XXXXXX | XXXXXX | XXXXXX | XXXXXX | XXXXXX | XXXXXX | XXXXXX | XXXXXX | XXXXXX | XXXXXX | XXXXXX | XXXXXX | XXXXXX | XXXXXX | XXXXXX | XXXXXX | XXXXXX | XXXXXX | XXXXXX | XXXXXX | XXXXXX | XXXXXX | XXXXXX | XXXXXX | XXXXXX | XXXXXX | XXXXXX | XXXXXX | XXXXXX | XXXXXX | XXXXXX | XXXXXX | XXXXXX | XXXXXX | XXXXXX | XXXXXX | XXXXXX | XXXXXX | XXXXXX | XXXXXX | XXXXXX | XXXXXX | XXXXXX | XXXXXX | XXXXXX | XXXXXX | XXXXXX | XXXXXX | XXXXXX | XXXXXX | XXXXXX | XXXXXX | XXXXXX | XXXXXX | XXXXXX | XXXXXX | XXXXXX | XXXXXX | XXXXXX | XXXXXX | XXXXXX | XXXXXX | XXXXXX | XXXXXX | XXXXXX | XXXXXX | XXXXXX | XXXXXX | XXXXXX | XXXXXX | XXXXXX | XXXXXX | XXXXXX | XXXXXX | XXXXXX | XXXXXX | XXXXXX | XXXXXX | XXXXXX | XXXXXX | XXXXXX | XXXXXX | XXXXXX | XXXXXX | XXXXXX | XXXXXX | XXXXXX | XXXXXX | XXXXXX | XXXXXX | XXXXXX | XXXXXX | XXXXXX | XXXXXX | XXXXXX | XXXXXX | XXXXXX | XXXXXX | XXXXXX | XXXXXX | XXXXXX | XXXXXX | XXXXXX | XXXXXX | XXXXXX | XXXXXX | XXXXXX | XXXXXX | XXXXXX | XXXXXX | XXXXXX | XXXXXX | XXXXXX | XXXXXX | XXXXXX | XXXXXX | XXXXXX | XXXXXX | XXXXXX | XXXXXX | XXXXXX | XXXXXX | XXXXXX | XXXXXX | XXXXXX | XXXXXX | XXXXXX | XXXXXX | XXXXXX | XXXXXX | XXXXXX | XXXXXX | XXXXXX | XXXXXX | XXXXXX | XXXXXX | XXXXXX | XXXXXX | XXXXXX | XXXXXX | XXXXXX | XXXXXX
sum | XXXXXX | XXXXXX | XXXXXX | XXXXXX | XXXXXX | XXXXXX | XXXXXX | XXXXXX | XXXXXX | XXXXXX | XXXXXX | XXXXXX | XXXXXX | XXXXXX | XXXXXX | XXXXXX | XXXXXX | XXXXXX | XXXXXX | XXXXXX | XXXXXX | XXXXXX | XXXXXX | XXXXXX | XXXXXX | XXXXXX | XXXXXX | XXXXXX | XXXXXX | XXXXXX | XXXXXX | XXXXXX | XXXXXX | XXXXXX | XXXXXX | XXXXXX | XXXXXX | XXXXXX | XXXXXX | XXXXXX | XXXXXX | XXXXXX | XXXXXX | XXXXXX | XXXXXX | XXXXXX | XXXXXX | XXXXXX | XXXXXX | XXXXXX | XXXXXX | XXXXXX | XXXXXX | XXXXXX | XXXXXX | XXXXXX | XXXXXX | XXXXXX | XXXXXX | XXXXXX | XXXXXX | XXXXXX | XXXXXX | XXXXXX | XXXXXX | XXXXXX | XXXXXX | XXXXXX | XXXXXX | XXXXXX | XXXXXX | XXXXXX | XXXXXX | XXXXXX | XXXXXX | XXXXXX | XXXXXX | XXXXXX | XXXXXX | XXXXXX | XXXXXX | XXXXXX | XXXXXX | XXXXXX | XXXXXX | XXXXXX | XXXXXX | XXXXXX | XXXXXX | XXXXXX | XXXXXX | XXXXXX | XXXXXX | XXXXXX | XXXXXX | XXXXXX | XXXXXX | XXXXXX | XXXXXX | XXXXXX | XXXXXX | XXXXXX | XXXXXX | XXXXXX | XXXXXX | XXXXXX | XXXXXX | XXXXXX | XXXXXX | XXXXXX | XXXXXX | XXXXXX | XXXXXX | XXXXXX | XXXXXX | XXXXXX | XXXXXX | XXXXXX | XXXXXX | XXXXXX | XXXXXX | XXXXXX | XXXXXX | XXXXXX | XXXXXX | XXXXXX | XXXXXX | XXXXXX | XXXXXX | XXXXXX | XXXXXX | XXXXXX | XXXXXX | XXXXXX | XXXXXX | XXXXXX | XXXXXX | XXXXXX | XXXXXX | XXXXXX | XXXXXX | XXXXXX | XXXXXX | XXXXXX | XXXXXX | XXXXXX | XXXXXX | XXXXXX | XXXXXX | XXXXXX | XXXXXX | XXXXXX | XXXXXX | XXXXXX | XXXXXX | XXXXXX | XXXXXX | XXXXXX | XXXXXX | XXXXXX | XXXXXX | XXXXXX | XXXXXX | XXXXXX | XXXXXX | XXXXXX | XXXXXX | XXXXXX | XXXXXX | XXXXXX | XXXXXX | XXXXXX | XXXXXX | XXXXXX | XXXXXX | XXXXXX | XXXXXX | XXXXXX | XXXXXX | XXXXXX | XXXXXX | XXXXXX | XXXXXX | XXXXXX | XXXXXX | XXXXXX | XXXXXX | XXXXXX | XXXXXX | XXXXXX | XXXXXX | XXXXXX | XXXXXX | XXXXXX | XXXXXX | XXXXXX | XXXXXX | XXXXXX | XXXXXX | XXXXXX | XXXXXX | XXXXXX | XXXXXX | XXXXXX | XXXXXX | XXXXXX | XXXXXX | XXXXXX | XXXXXX | XXXXXX | XXXXXX | XXXXXX | XXXXXX | XXXXXX | XXXXXX | XXXXXX | XXXXXX
sum w/o VARS | XXXXXX | XXXXXX | XXXXXX | XXXXXX | XXXXXX | XXXXXX | XXXXXX | XXXXXX | XXXXXX | XXXXXX | XXXXXX | XXXXXX | XXXXXX | XXXXXX | XXXXXX | XXXXXX | XXXXXX | XXXXXX | XXXXXX | XXXXXX | XXXXXX | XXXXXX | XXXXXX | XXXXXX | XXXXXX | XXXXXX | XXXXXX | XXXXXX | XXXXXX | XXXXXX | XXXXXX | XXXXXX | XXXXXX | XXXXXX | XXXXXX | XXXXXX | XXXXXX | XXXXXX | XXXXXX | XXXXXX | XXXXXX | XXXXXX | XXXXXX | XXXXXX | XXXXXX | XXXXXX | XXXXXX | XXXXXX | XXXXXX | XXXXXX | XXXXXX | XXXXXX | XXXXXX | XXXXXX | XXXXXX | XXXXXX | XXXXXX | XXXXXX | XXXXXX | XXXXXX | XXXXXX | XXXXXX | XXXXXX | XXXXXX | XXXXXX | XXXXXX | XXXXXX | XXXXXX | XXXXXX | XXXXXX | XXXXXX | XXXXXX | XXXXXX | XXXXXX | XXXXXX | XXXXXX | XXXXXX | XXXXXX | XXXXXX | XXXXXX | XXXXXX | XXXXXX | XXXXXX | XXXXXX | XXXXXX | XXXXXX | XXXXXX | XXXXXX | XXXXXX | XXXXXX | XXXXXX | XXXXXX | XXXXXX | XXXXXX | XXXXXX | XXXXXX | XXXXXX | XXXXXX | XXXXXX | XXXXXX | XXXXXX | XXXXXX | XXXXXX | XXXXXX | XXXXXX | XXXXXX | XXXXXX | XXXXXX | XXXXXX | XXXXXX | XXXXXX | XXXXXX | XXXXXX | XXXXXX | XXXXXX | XXXXXX | XXXXXX | XXXXXX | XXXXXX | XXXXXX | XXXXXX | XXXXXX | XXXXXX | XXXXXX | XXXXXX | XXXXXX | XXXXXX | XXXXXX | XXXXXX | XXXXXX | XXXXXX | XXXXXX | XXXXXX | XXXXXX | XXXXXX | XXXXXX | XXXXXX | XXXXXX | XXXXXX | XXXXXX | XXXXXX | XXXXXX | XXXXXX | XXXXXX | XXXXXX | XXXXXX | XXXXXX | XXXXXX | XXXXXX | XXXXXX | XXXXXX | XXXXXX | XXXXXX | XXXXXX | XXXXXX | XXXXXX | XXXXXX | XXXXXX | XXXXXX | XXXXXX | XXXXXX | XXXXXX | XXXXXX | XXXXXX | XXXXXX | XXXXXX | XXXXXX | XXXXXX | XXXXXX | XXXXXX | XXXXXX | XXXXXX | XXXXXX | XXXXXX | XXXXXX | XXXXXX | XXXXXX | XXXXXX | XXXXXX | XXXXXX | XXXXXX | XXXXXX | XXXXXX | XXXXXX | XXXXXX | XXXXXX | XXXXXX | XXXXXX | XXXXXX | XXXXXX | XXXXXX | XXXXXX | XXXXXX | XXXXXX | XXXXXX | XXXXXX | XXXXXX | XXXXXX | XXXXXX | XXXXXX | XXXXXX | XXXXXX | XXXXXX | XXXXXX | XXXXXX | XXXXXX | XXXXXX | XXXXXX | XXXXXX | XXXXXX | XXXXXX | XXXXXX | XXXXXX | XXXXXX | XXXXXX | XXXXXX | XXXXXX
LP Reads | XXXXXX | XXXXXX | XXXXXX | XXXXXX | XXXXXX | XXXXXX | XXXXXX | XXXXXX | XXXXXX | XXXXXX | XXXXXX | XXXXXX | XXXXXX | XXXXXX | XXXXXX | XXXXXX | XXXXXX | XXXXXX | XXXXXX | XXXXXX | XXXXXX | XXXXXX | XXXXXX | XXXXXX | XXXXXX | XXXXXX | XXXXXX | XXXXXX | XXXXXX | XXXXXX | XXXXXX | XXXXXX | XXXXXX | XXXXXX | XXXXXX | XXXXXX | XXXXXX | XXXXXX | XXXXXX | XXXXXX | XXXXXX | XXXXXX | XXXXXX | XXXXXX | XXXXXX | XXXXXX | XXXXXX | XXXXXX | XXXXXX | XXXXXX | XXXXXX | XXXXXX | XXXXXX | XXXXXX | XXXXXX | XXXXXX | XXXXXX | XXXXXX | XXXXXX | XXXXXX | XXXXXX | XXXXXX | XXXXXX | XXXXXX | XXXXXX | XXXXXX | XXXXXX | XXXXXX | XXXXXX | XXXXXX | XXXXXX | XXXXXX | XXXXXX | XXXXXX | XXXXXX | XXXXXX | XXXXXX | XXXXXX | XXXXXX | XXXXXX | XXXXXX | XXXXXX | XXXXXX | XXXXXX | XXXXXX | XXXXXX | XXXXXX | XXXXXX | XXXXXX | XXXXXX | XXXXXX | XXXXXX | XXXXXX | XXXXXX | XXXXXX | XXXXXX | XXXXXX | XXXXXX | XXXXXX | XXXXXX | XXXXXX | XXXXXX | XXXXXX | XXXXXX | XXXXXX | XXXXXX | XXXXXX | XXXXXX | XXXXXX | XXXXXX | XXXXXX | XXXXXX | XXXXXX | XXXXXX | XXXXXX | XXXXXX | XXXXXX | XXXXXX | XXXXXX | XXXXXX | XXXXXX | XXXXXX | XXXXXX | XXXXXX | XXXXXX | XXXXXX | XXXXXX | XXXXXX | XXXXXX | XXXXXX | XXXXXX | XXXXXX | XXXXXX | XXXXXX | XXXXXX | XXXXXX | XXXXXX | XXXXXX | XXXXXX | XXXXXX | XXXXXX | XXXXXX | XXXXXX | XXXXXX | XXXXXX | XXXXXX | XXXXXX | XXXXXX | XXXXXX | XXXXXX | XXXXXX | XXXXXX | XXXXXX | XXXXXX | XXXXXX | XXXXXX | XXXXXX | XXXXXX | XXXXXX | XXXXXX | XXXXXX | XXXXXX | XXXXXX | XXXXXX | XXXXXX | XXXXXX | XXXXXX | XXXXXX | XXXXXX | XXXXXX | XXXXXX | XXXXXX | XXXXXX | XXXXXX | XXXXXX | XXXXXX | XXXXXX | XXXXXX | XXXXXX | XXXXXX | XXXXXX | XXXXXX | XXXXXX | XXXXXX | XXXXXX | XXXXXX | XXXXXX | XXXXXX | XXXXXX | XXXXXX | XXXXXX | XXXXXX | XXXXXX | XXXXXX | XXXXXX | XXXXXX | XXXXXX | XXXXXX | XXXXXX | XXXXXX | XXXXXX | XXXXXX | XXXXXX | XXXXXX | XXXXXX | XXXXXX | XXXXXX | XXXXXX | XXXXXX | XXXXXX | XXXXXX | XXXXXX | XXXXXX | XXXXXX | XXXXXX | XXXXXX | XXXXXX
1ph | XXXXXX | XXXXXX | XXXXXX | XXXXXX | XXXXXX | XXXXXX | XXXXXX | XXXXXX | XXXXXX | XXXXXX | XXXXXX | XXXXXX | XXXXXX | XXXXXX | XXXXXX | XXXXXX | XXXXXX | XXXXXX | XXXXXX | XXXXXX | XXXXXX | XXXXXX | XXXXXX | XXXXXX | XXXXXX | XXXXXX | XXXXXX | XXXXXX | XXXXXX | XXXXXX | XXXXXX | XXXXXX | XXXXXX | XXXXXX | XXXXXX | XXXXXX | XXXXXX | XXXXXX | XXXXXX | XXXXXX | XXXXXX | XXXXXX | XXXXXX | XXXXXX | XXXXXX | XXXXXX | XXXXXX | XXXXXX | XXXXXX | XXXXXX | XXXXXX | XXXXXX | XXXXXX | XXXXXX | XXXXXX | XXXXXX | XXXXXX | XXXXXX | XXXXXX | XXXXXX | XXXXXX | XXXXXX | XXXXXX | XXXXXX | XXXXXX | XXXXXX | XXXXXX | XXXXXX | XXXXXX | XXXXXX | XXXXXX | XXXXXX | XXXXXX | XXXXXX | XXXXXX | XXXXXX | XXXXXX | XXXXXX | XXXXXX | XXXXXX | XXXXXX | XXXXXX | XXXXXX | XXXXXX | XXXXXX | XXXXXX | XXXXXX | XXXXXX | XXXXXX | XXXXXX | XXXXXX | XXXXXX | XXXXXX | XXXXXX | XXXXXX | XXXXXX | XXXXXX | XXXXXX | XXXXXX | XXXXXX | XXXXXX | XXXXXX | XXXXXX | XXXXXX | XXXXXX | XXXXXX | XXXXXX | XXXXXX | XXXXXX | XXXXXX | XXXXXX | XXXXXX | XXXXXX | XXXXXX | XXXXXX | XXXXXX | XXXXXX | XXXXXX | XXXXXX | XXXXXX | XXXXXX | XXXXXX | XXXXXX | XXXXXX | XXXXXX | XXXXXX | XXXXXX | XXXXXX | XXXXXX | XXXXXX | XXXXXX | XXXXXX | XXXXXX | XXXXXX | XXXXXX | XXXXXX | XXXXXX | XXXXXX | XXXXXX | XXXXXX | XXXXXX | XXXXXX | XXXXXX | XXXXXX | XXXXXX | XXXXXX | XXXXXX | XXXXXX | XXXXXX | XXXXXX | XXXXXX | XXXXXX | XXXXXX | XXXXXX | XXXXXX | XXXXXX | XXXXXX | XXXXXX | XXXXXX | XXXXXX | XXXXXX | XXXXXX | XXXXXX | XXXXXX | XXXXXX | XXXXXX | XXXXXX | XXXXXX | XXXXXX | XXXXXX | XXXXXX | XXXXXX | XXXXXX | XXXXXX | XXXXXX | XXXXXX | XXXXXX | XXXXXX | XXXXXX | XXXXXX | XXXXXX | XXXXXX | XXXXXX | XXXXXX | XXXXXX | XXXXXX | XXXXXX | XXXXXX | XXXXXX | XXXXXX | XXXXXX | XXXXXX | XXXXXX | XXXXXX | XXXXXX | XXXXXX | XXXXXX | XXXXXX | XXXXXX | XXXXXX | XXXXXX | XXXXXX | XXXXXX | XXXXXX | XXXXXX | XXXXXX | XXXXXX | XXXXXX | XXXXXX | XXXXXX | XXXXXX | XXXXXX | XXXXXX | XXXXXX | XXXXXX | XXXXXX | XXXXXX
1phVAR | XXXXXX | XXXXXX | XXXXXX | XXXXXX | XXXXXX | XXXXXX | XXXXXX | XXXXXX | XXXXXX | XXXXXX | XXXXXX | XXXXXX | XXXXXX | XXXXXX | XXXXXX | XXXXXX | XXXXXX | XXXXXX | XXXXXX | XXXXXX | XXXXXX | XXXXXX | XXXXXX | XXXXXX | XXXXXX | XXXXXX | XXXXXX | XXXXXX | XXXXXX | XXXXXX | XXXXXX | XXXXXX | XXXXXX | XXXXXX | XXXXXX | XXXXXX | XXXXXX | XXXXXX | XXXXXX | XXXXXX | XXXXXX | XXXXXX | XXXXXX | XXXXXX | XXXXXX | XXXXXX | XXXXXX | XXXXXX | XXXXXX | XXXXXX | XXXXXX | XXXXXX | XXXXXX | XXXXXX | XXXXXX | XXXXXX | XXXXXX | XXXXXX | XXXXXX | XXXXXX | XXXXXX | XXXXXX | XXXXXX | XXXXXX | XXXXXX | XXXXXX | XXXXXX | XXXXXX | XXXXXX | XXXXXX | XXXXXX | XXXXXX | XXXXXX | XXXXXX | XXXXXX | XXXXXX | XXXXXX | XXXXXX | XXXXXX | XXXXXX | XXXXXX | XXXXXX | XXXXXX | XXXXXX | XXXXXX | XXXXXX | XXXXXX | XXXXXX | XXXXXX | XXXXXX | XXXXXX | XXXXXX | XXXXXX | XXXXXX | XXXXXX | XXXXXX | XXXXXX | XXXXXX | XXXXXX | XXXXXX | XXXXXX | XXXXXX | XXXXXX | XXXXXX | XXXXXX | XXXXXX | XXXXXX | XXXXXX | XXXXXX | XXXXXX | XXXXXX | XXXXXX | XXXXXX | XXXXXX | XXXXXX | XXXXXX | XXXXXX | XXXXXX | XXXXXX | XXXXXX | XXXXXX | XXXXXX | XXXXXX | XXXXXX | XXXXXX | XXXXXX | XXXXXX | XXXXXX | XXXXXX | XXXXXX | XXXXXX | XXXXXX | XXXXXX | XXXXXX | XXXXXX | XXXXXX | XXXXXX | XXXXXX | XXXXXX | XXXXXX | XXXXXX | XXXXXX | XXXXXX | XXXXXX | XXXXXX | XXXXXX | XXXXXX | XXXXXX | XXXXXX | XXXXXX | XXXXXX | XXXXXX | XXXXXX | XXXXXX | XXXXXX | XXXXXX | XXXXXX | XXXXXX | XXXXXX | XXXXXX | XXXXXX | XXXXXX | XXXXXX | XXXXXX | XXXXXX | XXXXXX | XXXXXX | XXXXXX | XXXXXX | XXXXXX | XXXXXX | XXXXXX | XXXXXX | XXXXXX | XXXXXX | XXXXXX | XXXXXX | XXXXXX | XXXXXX | XXXXXX | XXXXXX | XXXXXX | XXXXXX | XXXXXX | XXXXXX | XXXXXX | XXXXXX | XXXXXX | XXXXXX | XXXXXX | XXXXXX | XXXXXX | XXXXXX | XXXXXX | XXXXXX | XXXXXX | XXXXXX | XXXXXX | XXXXXX | XXXXXX | XXXXXX | XXXXXX | XXXXXX | XXXXXX | XXXXXX | XXXXXX | XXXXXX | XXXXXX | XXXXXX | XXXXXX | XXXXXX | XXXXXX | XXXXXX | XXXXXX | XXXXXX | XXXXXX | XXXXXX
PolykWH | XXXXXX | XXXXXX | XXXXXX | XXXXXX | XXXXXX | XXXXXX | XXXXXX | XXXXXX | XXXXXX | XXXXXX | XXXXXX | XXXXXX | XXXXXX | XXXXXX | XXXXXX | XXXXXX | XXXXXX | XXXXXX | XXXXXX | XXXXXX | XXXXXX | XXXXXX | XXXXXX | XXXXXX | XXXXXX | XXXXXX | XXXXXX | XXXXXX | XXXXXX | XXXXXX | XXXXXX | XXXXXX | XXXXXX | XXXXXX | XXXXXX | XXXXXX | XXXXXX | XXXXXX | XXXXXX | XXXXXX | XXXXXX | XXXXXX | XXXXXX | XXXXXX | XXXXXX | XXXXXX | XXXXXX | XXXXXX | XXXXXX | XXXXXX | XXXXXX | XXXXXX | XXXXXX | XXXXXX | XXXXXX | XXXXXX | XXXXXX | XXXXXX | XXXXXX | XXXXXX | XXXXXX | XXXXXX | XXXXXX | XXXXXX | XXXXXX | XXXXXX | XXXXXX | XXXXXX | XXXXXX | XXXXXX | XXXXXX | XXXXXX | XXXXXX | XXXXXX | XXXXXX | XXXXXX | XXXXXX | XXXXXX | XXXXXX | XXXXXX | XXXXXX | XXXXXX | XXXXXX | XXXXXX | XXXXXX | XXXXXX | XXXXXX | XXXXXX | XXXXXX | XXXXXX | XXXXXX | XXXXXX | XXXXXX | XXXXXX | XXXXXX | XXXXXX | XXXXXX | XXXXXX | XXXXXX | XXXXXX | XXXXXX | XXXXXX | XXXXXX | XXXXXX | XXXXXX | XXXXXX | XXXXXX | XXXXXX | XXXXXX | XXXXXX | XXXXXX | XXXXXX | XXXXXX | XXXXXX | XXXXXX | XXXXXX | XXXXXX | XXXXXX | XXXXXX | XXXXXX | XXXXXX | XXXXXX | XXXXXX | XXXXXX | XXXXXX | XXXXXX | XXXXXX | XXXXXX | XXXXXX | XXXXXX | XXXXXX | XXXXXX | XXXXXX | XXXXXX | XXXXXX | XXXXXX | XXXXXX | XXXXXX | XXXXXX | XXXXXX | XXXXXX | XXXXXX | XXXXXX | XXXXXX | XXXXXX | XXXXXX | XXXXXX | XXXXXX | XXXXXX | XXXXXX | XXXXXX | XXXXXX | XXXXXX | XXXXXX | XXXXXX | XXXXXX | XXXXXX | XXXXXX | XXXXXX | XXXXXX | XXXXXX | XXXXXX | XXXXXX | XXXXXX | XXXXXX | XXXXXX | XXXXXX | XXXXXX | XXXXXX | XXXXXX | XXXXXX | XXXXXX | XXXXXX | XXXXXX | XXXXXX | XXXXXX | XXXXXX | XXXXXX | XXXXXX | XXXXXX | XXXXXX | XXXXXX | XXXXXX | XXXXXX | XXXXXX | XXXXXX | XXXXXX | XXXXXX | XXXXXX | XXXXXX | XXXXXX | XXXXXX | XXXXXX | XXXXXX | XXXXXX | XXXXXX | XXXXXX | XXXXXX | XXXXXX | XXXXXX | XXXXXX | XXXXXX | XXXXXX | XXXXXX | XXXXXX | XXXXXX | XXXXXX | XXXXXX | XXXXXX | XXXXXX | XXXXXX | XXXXXX | XXXXXX | XXXXXX | XXXXXX | XXXXXX | XXXXXX
PolyVAR | XXXXXX | XXXXXX | XXXXXX | XXXXXX | XXXXXX | XXXXXX | XXXXXX | XXXXXX | XXXXXX | XXXXXX | XXXXXX | XXXXXX | XXXXXX | XXXXXX | XXXXXX | XXXXXX | XXXXXX | XXXXXX | XXXXXX | XXXXXX | XXXXXX | XXXXXX | XXXXXX | XXXXXX | XXXXXX | XXXXXX | XXXXXX | XXXXXX | XXXXXX | XXXXXX | XXXXXX | XXXXXX | XXXXXX | XXXXXX | XXXXXX | XXXXXX | XXXXXX | XXXXXX | XXXXXX | XXXXXX | XXXXXX | XXXXXX | XXXXXX | XXXXXX | XXXXXX | XXXXXX | XXXXXX | XXXXXX | XXXXXX | XXXXXX | XXXXXX | XXXXXX | XXXXXX | XXXXXX | XXXXXX | XXXXXX | XXXXXX | XXXXXX | XXXXXX | XXXXXX | XXXXXX | XXXXXX | XXXXXX | XXXXXX | XXXXXX | XXXXXX | XXXXXX | XXXXXX | XXXXXX | XXXXXX | XXXXXX | XXXXXX | XXXXXX | XXXXXX | XXXXXX | XXXXXX | XXXXXX | XXXXXX | XXXXXX | XXXXXX | XXXXXX | XXXXXX | XXXXXX | XXXXXX | XXXXXX | XXXXXX | XXXXXX | XXXXXX | XXXXXX | XXXXXX | XXXXXX | XXXXXX | XXXXXX | XXXXXX | XXXXXX | XXXXXX | XXXXXX | XXXXXX | XXXXXX | XXXXXX | XXXXXX | XXXXXX | XXXXXX | XXXXXX | XXXXXX | XXXXXX | XXXXXX | XXXXXX | XXXXXX | XXXXXX | XXXXXX | XXXXXX | XXXXXX | XXXXXX | XXXXXX | XXXXXX | XXXXXX | XXXXXX | XXXXXX | XXXXXX | XXXXXX | XXXXXX | XXXXXX | XXXXXX | XXXXXX | XXXXXX | XXXXXX | XXXXXX | XXXXXX | XXXXXX | XXXXXX | XXXXXX | XXXXXX | XXXXXX | XXXXXX | XXXXXX | XXXXXX | XXXXXX | XXXXXX | XXXXXX | XXXXXX | XXXXXX | XXXXXX | XXXXXX | XXXXXX | XXXXXX | XXXXXX | XXXXXX | XXXXXX | XXXXXX | XXXXXX | XXXXXX | XXXXXX | XXXXXX | XXXXXX | XXXXXX | XXXXXX | XXXXXX | XXXXXX | XXXXXX | XXXXXX | XXXXXX | XXXXXX | XXXXXX | XXXXXX | XXXXXX | XXXXXX | XXXXXX | XXXXXX | XXXXXX | XXXXXX | XXXXXX | XXXXXX | XXXXXX | XXXXXX | XXXXXX | XXXXXX | XXXXXX | XXXXXX | XXXXXX | XXXXXX | XXXXXX | XXXXXX | XXXXXX | XXXXXX | XXXXXX | XXXXXX | XXXXXX | XXXXXX | XXXXXX | XXXXXX | XXXXXX | XXXXXX | XXXXXX | XXXXXX | XXXXXX | XXXXXX | XXXXXX | XXXXXX | XXXXXX | XXXXXX | XXXXXX | XXXXXX | XXXXXX | XXXXXX | XXXXXX | XXXXXX | XXXXXX | XXXXXX | XXXXXX | XXXXXX | XXXXXX | XXXXXX | XXXXXX | XXXXXX | XXXXXX | XXXXXX
ResGas | XXXXXX | XXXXXX | XXXXXX | XXXXXX | XXXXXX | XXXXXX | XXXXXX | XXXXXX | XXXXXX | XXXXXX | XXXXXX | XXXXXX | XXXXXX | XXXXXX | XXXXXX | XXXXXX | XXXXXX | XXXXXX | XXXXXX | XXXXXX | XXXXXX | XXXXXX | XXXXXX | XXXXXX | XXXXXX | XXXXXX | XXXXXX | XXXXXX | XXXXXX | XXXXXX | XXXXXX | XXXXXX | XXXXXX | XXXXXX | XXXXXX | XXXXXX | XXXXXX | XXXXXX | XXXXXX | XXXXXX | XXXXXX | XXXXXX | XXXXXX | XXXXXX | XXXXXX | XXXXXX | XXXXXX | XXXXXX | XXXXXX | XXXXXX | XXXXXX | XXXXXX | XXXXXX | XXXXXX | XXXXXX | XXXXXX | XXXXXX | XXXXXX | XXXXXX | XXXXXX | XXXXXX | XXXXXX | XXXXXX | XXXXXX | XXXXXX | XXXXXX | XXXXXX | XXXXXX | XXXXXX | XXXXXX | XXXXXX | XXXXXX | XXXXXX | XXXXXX | XXXXXX | XXXXXX | XXXXXX | XXXXXX | XXXXXX | XXXXXX | XXXXXX | XXXXXX | XXXXXX | XXXXXX | XXXXXX | XXXXXX | XXXXXX | XXXXXX | XXXXXX | XXXXXX | XXXXXX | XXXXXX | XXXXXX | XXXXXX | XXXXXX | XXXXXX | XXXXXX | XXXXXX | XXXXXX | XXXXXX | XXXXXX | XXXXXX | XXXXXX | XXXXXX | XXXXXX | XXXXXX | XXXXXX | XXXXXX | XXXXXX | XXXXXX | XXXXXX | XXXXXX | XXXXXX | XXXXXX | XXXXXX | XXXXXX | XXXXXX | XXXXXX | XXXXXX | XXXXXX | XXXXXX | XXXXXX | XXXXXX | XXXXXX | XXXXXX | XXXXXX | XXXXXX | XXXXXX | XXXXXX | XXXXXX | XXXXXX | XXXXXX | XXXXXX | XXXXXX | XXXXXX | XXXXXX | XXXXXX | XXXXXX | XXXXXX | XXXXXX | XXXXXX | XXXXXX | XXXXXX | XXXXXX | XXXXXX | XXXXXX | XXXXXX | XXXXXX | XXXXXX | XXXXXX | XXXXXX | XXXXXX | XXXXXX | XXXXXX | XXXXXX | XXXXXX | XXXXXX | XXXXXX | XXXXXX | XXXXXX | XXXXXX | XXXXXX | XXXXXX | XXXXXX | XXXXXX | XXXXXX | XXXXXX | XXXXXX | XXXXXX | XXXXXX | XXXXXX | XXXXXX | XXXXXX | XXXXXX | XXXXXX | XXXXXX | XXXXXX | XXXXXX | XXXXXX | XXXXXX | XXXXXX | XXXXXX | XXXXXX | XXXXXX | XXXXXX | XXXXXX | XXXXXX | XXXXXX | XXXXXX | XXXXXX | XXXXXX | XXXXXX | XXXXXX | XXXXXX | XXXXXX | XXXXXX | XXXXXX | XXXXXX | XXXXXX | XXXXXX | XXXXXX | XXXXXX | XXXXXX | XXXXXX | XXXXXX | XXXXXX | XXXXXX | XXXXXX | XXXXXX | XXXXXX | XXXXXX | XXXXXX | XXXXXX | XXXXXX | XXXXXX | XXXXXX | XXXXXX
Gas (was Cigas) | XXXXXX | XXXXXX | XXXXXX | XXXXXX | XXXXXX | XXXXXX | XXXXXX | XXXXXX | XXXXXX | XXXXXX | XXXXXX | XXXXXX | XXXXXX | XXXXXX | XXXXXX | XXXXXX | XXXXXX | XXXXXX | XXXXXX | XXXXXX | XXXXXX | XXXXXX | XXXXXX | XXXXXX | XXXXXX | XXXXXX | XXXXXX | XXXXXX | XXXXXX | XXXXXX | XXXXXX | XXXXXX | XXXXXX | XXXXXX | XXXXXX | XXXXXX | XXXXXX | XXXXXX | XXXXXX | XXXXXX | XXXXXX | XXXXXX | XXXXXX | XXXXXX | XXXXXX | XXXXXX | XXXXXX | XXXXXX | XXXXXX | XXXXXX | XXXXXX | XXXXXX | XXXXXX | XXXXXX | XXXXXX | XXXXXX | XXXXXX | XXXXXX | XXXXXX | XXXXXX | XXXXXX | XXXXXX | XXXXXX | XXXXXX | XXXXXX | XXXXXX | XXXXXX | XXXXXX | XXXXXX | XXXXXX | XXXXXX | XXXXXX | XXXXXX | XXXXXX | XXXXXX | XXXXXX | XXXXXX | XXXXXX | XXXXXX | XXXXXX | XXXXXX | XXXXXX | XXXXXX | XXXXXX | XXXXXX | XXXXXX | XXXXXX | XXXXXX | XXXXXX | XXXXXX | XXXXXX | XXXXXX | XXXXXX | XXXXXX | XXXXXX | XXXXXX | XXXXXX | XXXXXX | XXXXXX | XXXXXX | XXXXXX | XXXXXX | XXXXXX | XXXXXX | XXXXXX | XXXXXX | XXXXXX | XXXXXX | XXXXXX | XXXXXX | XXXXXX | XXXXXX | XXXXXX | XXXXXX | XXXXXX | XXXXXX | XXXXXX | XXXXXX | XXXXXX | XXXXXX | XXXXXX | XXXXXX | XXXXXX | XXXXXX | XXXXXX | XXXXXX | XXXXXX | XXXXXX | XXXXXX | XXXXXX | XXXXXX | XXXXXX | XXXXXX | XXXXXX | XXXXXX | XXXXXX | XXXXXX | XXXXXX | XXXXXX | XXXXXX | XXXXXX | XXXXXX | XXXXXX | XXXXXX | XXXXXX | XXXXXX | XXXXXX | XXXXXX | XXXXXX | XXXXXX | XXXXXX | XXXXXX | XXXXXX | XXXXXX | XXXXXX | XXXXXX | XXXXXX | XXXXXX | XXXXXX | XXXXXX | XXXXXX | XXXXXX | XXXXXX | XXXXXX | XXXXXX | XXXXXX | XXXXXX | XXXXXX | XXXXXX | XXXXXX | XXXXXX | XXXXXX | XXXXXX | XXXXXX | XXXXXX | XXXXXX | XXXXXX | XXXXXX | XXXXXX | XXXXXX | XXXXXX | XXXXXX | XXXXXX | XXXXXX | XXXXXX | XXXXXX | XXXXXX | XXXXXX | XXXXXX | XXXXXX | XXXXXX | XXXXXX | XXXXXX | XXXXXX | XXXXXX | XXXXXX | XXXXXX | XXXXXX | XXXXXX | XXXXXX | XXXXXX | XXXXXX | XXXXXX | XXXXXX | XXXXXX | XXXXXX | XXXXXX | XXXXXX | XXXXXX | XXXXXX | XXXXXX | XXXXXX | XXXXXX | XXXXXX | XXXXXX | XXXXXX | XXXXXX
| XXXXXX | XXXXXX | XXXXXX | XXXXXX | XXXXXX | XXXXXX | XXXXXX | XXXXXX | XXXXXX | XXXXXX | XXXXXX | XXXXXX | XXXXXX | XXXXXX | XXXXXX | XXXXXX | XXXXXX | XXXXXX | XXXXXX | XXXXXX | XXXXXX | XXXXXX | XXXXXX | XXXXXX | XXXXXX | XXXXXX | XXXXXX | XXXXXX | XXXXXX | XXXXXX | XXXXXX | XXXXXX | XXXXXX | XXXXXX | XXXXXX | XXXXXX | XXXXXX | XXXXXX | XXXXXX | XXXXXX | XXXXXX | XXXXXX | XXXXXX | XXXXXX | XXXXXX | XXXXXX | XXXXXX | XXXXXX | XXXXXX | XXXXXX | XXXXXX | XXXXXX | XXXXXX | XXXXXX | XXXXXX | XXXXXX | XXXXXX | XXXXXX | XXXXXX | XXXXXX | XXXXXX | XXXXXX | XXXXXX | XXXXXX | XXXXXX | XXXXXX | XXXXXX | XXXXXX | XXXXXX | XXXXXX | XXXXXX | XXXXXX | XXXXXX | XXXXXX | XXXXXX | XXXXXX | XXXXXX | XXXXXX | XXXXXX | XXXXXX | XXXXXX | XXXXXX | XXXXXX | XXXXXX | XXXXXX | XXXXXX | XXXXXX | XXXXXX | XXXXXX | XXXXXX | XXXXXX | XXXXXX | XXXXXX | XXXXXX | XXXXXX | XXXXXX | XXXXXX | XXXXXX | XXXXXX | XXXXXX | XXXXXX | XXXXXX | XXXXXX | XXXXXX | XXXXXX | XXXXXX | XXXXXX | XXXXXX | XXXXXX | XXXXXX | XXXXXX | XXXXXX | XXXXXX | XXXXXX | XXXXXX | XXXXXX | XXXXXX | XXXXXX | XXXXXX | XXXXXX | XXXXXX | XXXXXX | XXXXXX | XXXXXX | XXXXXX | XXXXXX | XXXXXX | XXXXXX | XXXXXX | XXXXXX | XXXXXX | XXXXXX | XXXXXX | XXXXXX | XXXXXX | XXXXXX | XXXXXX | XXXXXX | XXXXXX | XXXXXX | XXXXXX | XXXXXX | XXXXXX | XXXXXX | XXXXXX | XXXXXX | XXXXXX | XXXXXX | XXXXXX | XXXXXX | XXXXXX | XXXXXX | XXXXXX | XXXXXX | XXXXXX | XXXXXX | XXXXXX | XXXXXX | XXXXXX | XXXXXX | XXXXXX | XXXXXX | XXXXXX | XXXXXX | XXXXXX | XXXXXX | XXXXXX | XXXXXX | XXXXXX | XXXXXX | XXXXXX | XXXXXX | XXXXXX | XXXXXX | XXXXXX | XXXXXX | XXXXXX | XXXXXX | XXXXXX | XXXXXX | XXXXXX | XXXXXX | XXXXXX | XXXXXX | XXXXXX | XXXXXX | XXXXXX | XXXXXX | XXXXXX | XXXXXX | XXXXXX | XXXXXX | XXXXXX | XXXXXX | XXXXXX | XXXXXX | XXXXXX | XXXXXX | XXXXXX | XXXXXX | XXXXXX | XXXXXX | XXXXXX | XXXXXX | XXXXXX | XXXXXX | XXXXXX | XXXXXX | XXXXXX | XXXXXX | XXXXXX | XXXXXX | XXXXXX | XXXXXX | XXXXXX | XXXXXX | XXXXXX
sum | XXXXXX | XXXXXX | XXXXXX | XXXXXX | XXXXXX | XXXXXX | XXXXXX | XXXXXX | XXXXXX | XXXXXX | XXXXXX | XXXXXX | XXXXXX | XXXXXX | XXXXXX | XXXXXX | XXXXXX | XXXXXX | XXXXXX | XXXXXX | XXXXXX | XXXXXX | XXXXXX | XXXXXX | XXXXXX | XXXXXX | XXXXXX | XXXXXX | XXXXXX | XXXXXX | XXXXXX | XXXXXX | XXXXXX | XXXXXX | XXXXXX | XXXXXX | XXXXXX | XXXXXX | XXXXXX | XXXXXX | XXXXXX | XXXXXX | XXXXXX | XXXXXX | XXXXXX | XXXXXX | XXXXXX | XXXXXX | XXXXXX | XXXXXX | XXXXXX | XXXXXX | XXXXXX | XXXXXX | XXXXXX | XXXXXX | XXXXXX | XXXXXX | XXXXXX | XXXXXX | XXXXXX | XXXXXX | XXXXXX | XXXXXX | XXXXXX | XXXXXX | XXXXXX | XXXXXX | XXXXXX | XXXXXX | XXXXXX | XXXXXX | XXXXXX | XXXXXX | XXXXXX | XXXXXX | XXXXXX | XXXXXX | XXXXXX | XXXXXX | XXXXXX | XXXXXX | XXXXXX | XXXXXX | XXXXXX | XXXXXX | XXXXXX | XXXXXX | XXXXXX | XXXXXX | XXXXXX | XXXXXX | XXXXXX | XXXXXX | XXXXXX | XXXXXX | XXXXXX | XXXXXX | XXXXXX | XXXXXX | XXXXXX | XXXXXX | XXXXXX | XXXXXX | XXXXXX | XXXXXX | XXXXXX | XXXXXX | XXXXXX | XXXXXX | XXXXXX | XXXXXX | XXXXXX | XXXXXX | XXXXXX | XXXXXX | XXXXXX | XXXXXX | XXXXXX | XXXXXX | XXXXXX | XXXXXX | XXXXXX | XXXXXX | XXXXXX | XXXXXX | XXXXXX | XXXXXX | XXXXXX | XXXXXX | XXXXXX | XXXXXX | XXXXXX | XXXXXX | XXXXXX | XXXXXX | XXXXXX | XXXXXX | XXXXXX | XXXXXX | XXXXXX | XXXXXX | XXXXXX | XXXXXX | XXXXXX | XXXXXX | XXXXXX | XXXXXX | XXXXXX | XXXXXX | XXXXXX | XXXXXX | XXXXXX | XXXXXX | XXXXXX | XXXXXX | XXXXXX | XXXXXX | XXXXXX | XXXXXX | XXXXXX | XXXXXX | XXXXXX | XXXXXX | XXXXXX | XXXXXX | XXXXXX | XXXXXX | XXXXXX | XXXXXX | XXXXXX | XXXXXX | XXXXXX | XXXXXX | XXXXXX | XXXXXX | XXXXXX | XXXXXX | XXXXXX | XXXXXX | XXXXXX | XXXXXX | XXXXXX | XXXXXX | XXXXXX | XXXXXX | XXXXXX | XXXXXX | XXXXXX | XXXXXX | XXXXXX | XXXXXX | XXXXXX | XXXXXX | XXXXXX | XXXXXX | XXXXXX | XXXXXX | XXXXXX | XXXXXX | XXXXXX | XXXXXX | XXXXXX | XXXXXX | XXXXXX | XXXXXX | XXXXXX | XXXXXX | XXXXXX | XXXXXX | XXXXXX | XXXXXX | XXXXXX | XXXXXX | XXXXXX | XXXXXX | XXXXXX
sum w/o VARS | XXXXXX | XXXXXX | XXXXXX | XXXXXX | XXXXXX | XXXXXX | XXXXXX | XXXXXX | XXXXXX | XXXXXX | XXXXXX | XXXXXX | XXXXXX | XXXXXX | XXXXXX | XXXXXX | XXXXXX | XXXXXX | XXXXXX | XXXXXX | XXXXXX | XXXXXX | XXXXXX | XXXXXX | XXXXXX | XXXXXX | XXXXXX | XXXXXX | XXXXXX | XXXXXX | XXXXXX | XXXXXX | XXXXXX | XXXXXX | XXXXXX | XXXXXX | XXXXXX | XXXXXX | XXXXXX | XXXXXX | XXXXXX | XXXXXX | XXXXXX | XXXXXX | XXXXXX | XXXXXX | XXXXXX | XXXXXX | XXXXXX | XXXXXX | XXXXXX | XXXXXX | XXXXXX | XXXXXX | XXXXXX | XXXXXX | XXXXXX | XXXXXX | XXXXXX | XXXXXX | XXXXXX | XXXXXX | XXXXXX | XXXXXX | XXXXXX | XXXXXX | XXXXXX | XXXXXX | XXXXXX | XXXXXX | XXXXXX | XXXXXX | XXXXXX | XXXXXX | XXXXXX | XXXXXX | XXXXXX | XXXXXX | XXXXXX | XXXXXX | XXXXXX | XXXXXX | XXXXXX | XXXXXX | XXXXXX | XXXXXX | XXXXXX | XXXXXX | XXXXXX | XXXXXX | XXXXXX | XXXXXX | XXXXXX | XXXXXX | XXXXXX | XXXXXX | XXXXXX | XXXXXX | XXXXXX | XXXXXX | XXXXXX | XXXXXX | XXXXXX | XXXXXX | XXXXXX | XXXXXX | XXXXXX | XXXXXX | XXXXXX | XXXXXX | XXXXXX | XXXXXX | XXXXXX | XXXXXX | XXXXXX | XXXXXX | XXXXXX | XXXXXX | XXXXXX | XXXXXX | XXXXXX | XXXXXX | XXXXXX | XXXXXX | XXXXXX | XXXXXX | XXXXXX | XXXXXX | XXXXXX | XXXXXX | XXXXXX | XXXXXX | XXXXXX | XXXXXX | XXXXXX | XXXXXX | XXXXXX | XXXXXX | XXXXXX | XXXXXX | XXXXXX | XXXXXX | XXXXXX | XXXXXX | XXXXXX | XXXXXX | XXXXXX | XXXXXX | XXXXXX | XXXXXX | XXXXXX | XXXXXX | XXXXXX | XXXXXX | XXXXXX | XXXXXX | XXXXXX | XXXXXX | XXXXXX | XXXXXX | XXXXXX | XXXXXX | XXXXXX | XXXXXX | XXXXXX | XXXXXX | XXXXXX | XXXXXX | XXXXXX | XXXXXX | XXXXXX | XXXXXX | XXXXXX | XXXXXX | XXXXXX | XXXXXX | XXXXXX | XXXXXX | XXXXXX | XXXXXX | XXXXXX | XXXXXX | XXXXXX | XXXXXX | XXXXXX | XXXXXX | XXXXXX | XXXXXX | XXXXXX | XXXXXX | XXXXXX | XXXXXX | XXXXXX | XXXXXX | XXXXXX | XXXXXX | XXXXXX | XXXXXX | XXXXXX | XXXXXX | XXXXXX | XXXXXX | XXXXXX | XXXXXX | XXXXXX | XXXXXX | XXXXXX | XXXXXX | XXXXXX | XXXXXX | XXXXXX | XXXXXX | XXXXXX | XXXXXX | XXXXXX | XXXXXX | XXXXXX
| XXXXXX | XXXXXX | XXXXXX | XXXXXX | XXXXXX | XXXXXX | XXXXXX | XXXXXX | XXXXXX | XXXXXX | XXXXXX | XXXXXX | XXXXXX | XXXXXX | XXXXXX | XXXXXX | XXXXXX | XXXXXX | XXXXXX | XXXXXX | XXXXXX | XXXXXX | XXXXXX | XXXXXX | XXXXXX | XXXXXX | XXXXXX | XXXXXX | XXXXXX | XXXXXX | XXXXXX | XXXXXX | XXXXXX | XXXXXX | XXXXXX | XXXXXX | XXXXXX | XXXXXX | XXXXXX | XXXXXX | XXXXXX | XXXXXX | XXXXXX | XXXXXX | XXXXXX | XXXXXX | XXXXXX | XXXXXX | XXXXXX | XXXXXX | XXXXXX | XXXXXX | XXXXXX | XXXXXX | XXXXXX | XXXXXX | XXXXXX | XXXXXX | XXXXXX | XXXXXX | XXXXXX | XXXXXX | XXXXXX | XXXXXX | XXXXXX | XXXXXX | XXXXXX | XXXXXX | XXXXXX | XXXXXX | XXXXXX | XXXXXX | XXXXXX | XXXXXX | XXXXXX | XXXXXX | XXXXXX | XXXXXX | XXXXXX | XXXXXX | XXXXXX | XXXXXX | XXXXXX | XXXXXX | XXXXXX | XXXXXX | XXXXXX | XXXXXX | XXXXXX | XXXXXX | XXXXXX | XXXXXX | XXXXXX | XXXXXX | XXXXXX | XXXXXX | XXXXXX | XXXXXX | XXXXXX | XXXXXX | XXXXXX | XXXXXX | XXXXXX | XXXXXX | XXXXXX | XXXXXX | XXXXXX | XXXXXX | XXXXXX | XXXXXX | XXXXXX | XXXXXX | XXXXXX | XXXXXX | XXXXXX | XXXXXX | XXXXXX | XXXXXX | XXXXXX | XXXXXX | XXXXXX | XXXXXX | XXXXXX | XXXXXX | XXXXXX | XXXXXX | XXXXXX | XXXXXX | XXXXXX | XXXXXX | XXXXXX | XXXXXX | XXXXXX | XXXXXX | XXXXXX | XXXXXX | XXXXXX | XXXXXX | XXXXXX | XXXXXX | XXXXXX | XXXXXX | XXXXXX | XXXXXX | XXXXXX | XXXXXX | XXXXXX | XXXXXX | XXXXXX | XXXXXX | XXXXXX | XXXXXX | XXXXXX | XXXXXX | XXXXXX | XXXXXX | XXXXXX | XXXXXX | XXXXXX | XXXXXX | XXXXXX | XXXXXX | XXXXXX | XXXXXX | XXXXXX | XXXXXX | XXXXXX | XXXXXX | XXXXXX | XXXXXX | XXXXXX | XXXXXX | XXXXXX | XXXXXX | XXXXXX | XXXXXX | XXXXXX | XXXXXX | XXXXXX | XXXXXX | XXXXXX | XXXXXX | XXXXXX | XXXXXX | XXXXXX | XXXXXX | XXXXXX | XXXXXX | XXXXXX | XXXXXX | XXXXXX | XXXXXX | XXXXXX | XXXXXX | XXXXXX | XXXXXX | XXXXXX | XXXXXX | XXXXXX | XXXXXX | XXXXXX | XXXXXX | XXXXXX | XXXXXX | XXXXXX | XXXXXX | XXXXXX | XXXXXX | XXXXXX | XXXXXX | XXXXXX | XXXXXX | XXXXXX | XXXXXX | XXXXXX | XXXXXX | XXXXXX
Total Invoiced Sum | XXXXXX | XXXXXX | XXXXXX | XXXXXX | XXXXXX | XXXXXX | XXXXXX | XXXXXX | XXXXXX | XXXXXX | XXXXXX | XXXXXX | XXXXXX | XXXXXX | XXXXXX | XXXXXX | XXXXXX | XXXXXX | XXXXXX | XXXXXX | XXXXXX | XXXXXX | XXXXXX | XXXXXX | XXXXXX | XXXXXX | XXXXXX | XXXXXX | XXXXXX | XXXXXX | XXXXXX | XXXXXX | XXXXXX | XXXXXX | XXXXXX | XXXXXX | XXXXXX | XXXXXX | XXXXXX | XXXXXX | XXXXXX | XXXXXX | XXXXXX | XXXXXX | XXXXXX | XXXXXX | XXXXXX | XXXXXX | XXXXXX | XXXXXX | XXXXXX | XXXXXX | XXXXXX | XXXXXX | XXXXXX | XXXXXX | XXXXXX | XXXXXX | XXXXXX | XXXXXX | XXXXXX | XXXXXX | XXXXXX | XXXXXX | XXXXXX | XXXXXX | XXXXXX | XXXXXX | XXXXXX | XXXXXX | XXXXXX | XXXXXX | XXXXXX | XXXXXX | XXXXXX | XXXXXX | XXXXXX | XXXXXX | XXXXXX | XXXXXX | XXXXXX | XXXXXX | XXXXXX | XXXXXX | XXXXXX | XXXXXX | XXXXXX | XXXXXX | XXXXXX | XXXXXX | XXXXXX | XXXXXX | XXXXXX | XXXXXX | XXXXXX | XXXXXX | XXXXXX | XXXXXX | XXXXXX | XXXXXX | XXXXXX | XXXXXX | XXXXXX | XXXXXX | XXXXXX | XXXXXX | XXXXXX | XXXXXX | XXXXXX | XXXXXX | XXXXXX | XXXXXX | XXXXXX | XXXXXX | XXXXXX | XXXXXX | XXXXXX | XXXXXX | XXXXXX | XXXXXX | XXXXXX | XXXXXX | XXXXXX | XXXXXX | XXXXXX | XXXXXX | XXXXXX | XXXXXX | XXXXXX | XXXXXX | XXXXXX | XXXXXX | XXXXXX | XXXXXX | XXXXXX | XXXXXX | XXXXXX | XXXXXX | XXXXXX | XXXXXX | XXXXXX | XXXXXX | XXXXXX | XXXXXX | XXXXXX | XXXXXX | XXXXXX | XXXXXX | XXXXXX | XXXXXX | XXXXXX | XXXXXX | XXXXXX | XXXXXX | XXXXXX | XXXXXX | XXXXXX | XXXXXX | XXXXXX | XXXXXX | XXXXXX | XXXXXX | XXXXXX | XXXXXX | XXXXXX | XXXXXX | XXXXXX | XXXXXX | XXXXXX | XXXXXX | XXXXXX | XXXXXX | XXXXXX | XXXXXX | XXXXXX | XXXXXX | XXXXXX | XXXXXX | XXXXXX | XXXXXX | XXXXXX | XXXXXX | XXXXXX | XXXXXX | XXXXXX | XXXXXX | XXXXXX | XXXXXX | XXXXXX | XXXXXX | XXXXXX | XXXXXX | XXXXXX | XXXXXX | XXXXXX | XXXXXX | XXXXXX | XXXXXX | XXXXXX | XXXXXX | XXXXXX | XXXXXX | XXXXXX | XXXXXX | XXXXXX | XXXXXX | XXXXXX | XXXXXX | XXXXXX | XXXXXX | XXXXXX | XXXXXX | XXXXXX | XXXXXX | XXXXXX | XXXXXX | XXXXXX
Total Sum | XXXXXX | XXXXXX | XXXXXX | XXXXXX | XXXXXX | XXXXXX | XXXXXX | XXXXXX | XXXXXX | XXXXXX | XXXXXX | XXXXXX | XXXXXX | XXXXXX | XXXXXX | XXXXXX | XXXXXX | XXXXXX | XXXXXX | XXXXXX | XXXXXX | XXXXXX | XXXXXX | XXXXXX | XXXXXX | XXXXXX | XXXXXX | XXXXXX | XXXXXX | XXXXXX | XXXXXX | XXXXXX | XXXXXX | XXXXXX | XXXXXX | XXXXXX | XXXXXX | XXXXXX | XXXXXX | XXXXXX | XXXXXX | XXXXXX | XXXXXX | XXXXXX | XXXXXX | XXXXXX | XXXXXX | XXXXXX | XXXXXX | XXXXXX | XXXXXX | XXXXXX | XXXXXX | XXXXXX | XXXXXX | XXXXXX | XXXXXX | XXXXXX | XXXXXX | XXXXXX | XXXXXX | XXXXXX | XXXXXX | XXXXXX | XXXXXX | XXXXXX | XXXXXX | XXXXXX | XXXXXX | XXXXXX | XXXXXX | XXXXXX | XXXXXX | XXXXXX | XXXXXX | XXXXXX | XXXXXX | XXXXXX | XXXXXX | XXXXXX | XXXXXX | XXXXXX | XXXXXX | XXXXXX | XXXXXX | XXXXXX | XXXXXX | XXXXXX | XXXXXX | XXXXXX | XXXXXX | XXXXXX | XXXXXX | XXXXXX | XXXXXX | XXXXXX | XXXXXX | XXXXXX | XXXXXX | XXXXXX | XXXXXX | XXXXXX | XXXXXX | XXXXXX | XXXXXX | XXXXXX | XXXXXX | XXXXXX | XXXXXX | XXXXXX | XXXXXX | XXXXXX | XXXXXX | XXXXXX | XXXXXX | XXXXXX | XXXXXX | XXXXXX | XXXXXX | XXXXXX | XXXXXX | XXXXXX | XXXXXX | XXXXXX | XXXXXX | XXXXXX | XXXXXX | XXXXXX | XXXXXX | XXXXXX | XXXXXX | XXXXXX | XXXXXX | XXXXXX | XXXXXX | XXXXXX | XXXXXX | XXXXXX | XXXXXX | XXXXXX | XXXXXX | XXXXXX | XXXXXX | XXXXXX | XXXXXX | XXXXXX | XXXXXX | XXXXXX | XXXXXX | XXXXXX | XXXXXX | XXXXXX | XXXXXX | XXXXXX | XXXXXX | XXXXXX | XXXXXX | XXXXXX | XXXXXX | XXXXXX | XXXXXX | XXXXXX | XXXXXX | XXXXXX | XXXXXX | XXXXXX | XXXXXX | XXXXXX | XXXXXX | XXXXXX | XXXXXX | XXXXXX | XXXXXX | XXXXXX | XXXXXX | XXXXXX | XXXXXX | XXXXXX | XXXXXX | XXXXXX | XXXXXX | XXXXXX | XXXXXX | XXXXXX | XXXXXX | XXXXXX | XXXXXX | XXXXXX | XXXXXX | XXXXXX | XXXXXX | XXXXXX | XXXXXX | XXXXXX | XXXXXX | XXXXXX | XXXXXX | XXXXXX | XXXXXX | XXXXXX | XXXXXX | XXXXXX | XXXXXX | XXXXXX | XXXXXX | XXXXXX | XXXXXX | XXXXXX | XXXXXX | XXXXXX | XXXXXX | XXXXXX | XXXXXX | XXXXXX | XXXXXX | XXXXXX | XXXXXX
| XXXXXX | XXXXXX | XXXXXX | XXXXXX | XXXXXX | XXXXXX | XXXXXX | XXXXXX | XXXXXX | XXXXXX | XXXXXX | XXXXXX | XXXXXX | XXXXXX | XXXXXX | XXXXXX | XXXXXX | XXXXXX | XXXXXX | XXXXXX | XXXXXX | XXXXXX | XXXXXX | XXXXXX | XXXXXX | XXXXXX | XXXXXX | XXXXXX | XXXXXX | XXXXXX | XXXXXX | XXXXXX | XXXXXX | XXXXXX | XXXXXX | XXXXXX | XXXXXX | XXXXXX | XXXXXX | XXXXXX | XXXXXX | XXXXXX | XXXXXX | XXXXXX | XXXXXX | XXXXXX | XXXXXX | XXXXXX | XXXXXX | XXXXXX | XXXXXX | XXXXXX | XXXXXX | XXXXXX | XXXXXX | XXXXXX | XXXXXX | XXXXXX | XXXXXX | XXXXXX | XXXXXX | XXXXXX | XXXXXX | XXXXXX | XXXXXX | XXXXXX | XXXXXX | XXXXXX | XXXXXX | XXXXXX | XXXXXX | XXXXXX | XXXXXX | XXXXXX | XXXXXX | XXXXXX | XXXXXX | XXXXXX | XXXXXX | XXXXXX | XXXXXX | XXXXXX | XXXXXX | XXXXXX | XXXXXX | XXXXXX | XXXXXX | XXXXXX | XXXXXX | XXXXXX | XXXXXX | XXXXXX | XXXXXX | XXXXXX | XXXXXX | XXXXXX | XXXXXX | XXXXXX | XXXXXX | XXXXXX | XXXXXX | XXXXXX | XXXXXX | XXXXXX | XXXXXX | XXXXXX | XXXXXX | XXXXXX | XXXXXX | XXXXXX | XXXXXX | XXXXXX | XXXXXX | XXXXXX | XXXXXX | XXXXXX | XXXXXX | XXXXXX | XXXXXX | XXXXXX | XXXXXX | XXXXXX | XXXXXX | XXXXXX | XXXXXX | XXXXXX | XXXXXX | XXXXXX | XXXXXX | XXXXXX | XXXXXX | XXXXXX | XXXXXX | XXXXXX | XXXXXX | XXXXXX | XXXXXX | XXXXXX | XXXXXX | XXXXXX | XXXXXX | XXXXXX | XXXXXX | XXXXXX | XXXXXX | XXXXXX | XXXXXX | XXXXXX | XXXXXX | XXXXXX | XXXXXX | XXXXXX | XXXXXX | XXXXXX | XXXXXX | XXXXXX | XXXXXX | XXXXXX | XXXXXX | XXXXXX | XXXXXX | XXXXXX | XXXXXX | XXXXXX | XXXXXX | XXXXXX | XXXXXX | XXXXXX | XXXXXX | XXXXXX | XXXXXX | XXXXXX | XXXXXX | XXXXXX | XXXXXX | XXXXXX | XXXXXX | XXXXXX | XXXXXX | XXXXXX | XXXXXX | XXXXXX | XXXXXX | XXXXXX | XXXXXX | XXXXXX | XXXXXX | XXXXXX | XXXXXX | XXXXXX | XXXXXX | XXXXXX | XXXXXX | XXXXXX | XXXXXX | XXXXXX | XXXXXX | XXXXXX | XXXXXX | XXXXXX | XXXXXX | XXXXXX | XXXXXX | XXXXXX | XXXXXX | XXXXXX | XXXXXX | XXXXXX | XXXXXX | XXXXXX | XXXXXX | XXXXXX | XXXXXX | XXXXXX | XXXXXX | XXXXXX | XXXXXX
Daily Reads | XXXXXX | XXXXXX | XXXXXX | XXXXXX | XXXXXX | XXXXXX | XXXXXX | XXXXXX | XXXXXX | XXXXXX | XXXXXX | XXXXXX | XXXXXX | XXXXXX | XXXXXX | XXXXXX | XXXXXX | XXXXXX | XXXXXX | XXXXXX | XXXXXX | XXXXXX | XXXXXX | XXXXXX | XXXXXX | XXXXXX | XXXXXX | XXXXXX | XXXXXX | XXXXXX | XXXXXX | XXXXXX | XXXXXX | XXXXXX | XXXXXX | XXXXXX | XXXXXX | XXXXXX | XXXXXX | XXXXXX | XXXXXX | XXXXXX | XXXXXX | XXXXXX | XXXXXX | XXXXXX | XXXXXX | XXXXXX | XXXXXX | XXXXXX | XXXXXX | XXXXXX | XXXXXX | XXXXXX | XXXXXX | XXXXXX | XXXXXX | XXXXXX | XXXXXX | XXXXXX | XXXXXX | XXXXXX | XXXXXX | XXXXXX | XXXXXX | XXXXXX | XXXXXX | XXXXXX | XXXXXX | XXXXXX | XXXXXX | XXXXXX | XXXXXX | XXXXXX | XXXXXX | XXXXXX | XXXXXX | XXXXXX | XXXXXX | XXXXXX | XXXXXX | XXXXXX | XXXXXX | XXXXXX | XXXXXX | XXXXXX | XXXXXX | XXXXXX | XXXXXX | XXXXXX | XXXXXX | XXXXXX | XXXXXX | XXXXXX | XXXXXX | XXXXXX | XXXXXX | XXXXXX | XXXXXX | XXXXXX | XXXXXX | XXXXXX | XXXXXX | XXXXXX | XXXXXX | XXXXXX | XXXXXX | XXXXXX | XXXXXX | XXXXXX | XXXXXX | XXXXXX | XXXXXX | XXXXXX | XXXXXX | XXXXXX | XXXXXX | XXXXXX | XXXXXX | XXXXXX | XXXXXX | XXXXXX | XXXXXX | XXXXXX | XXXXXX | XXXXXX | XXXXXX | XXXXXX | XXXXXX | XXXXXX | XXXXXX | XXXXXX | XXXXXX | XXXXXX | XXXXXX | XXXXXX | XXXXXX | XXXXXX | XXXXXX | XXXXXX | XXXXXX | XXXXXX | XXXXXX | XXXXXX | XXXXXX | XXXXXX | XXXXXX | XXXXXX | XXXXXX | XXXXXX | XXXXXX | XXXXXX | XXXXXX | XXXXXX | XXXXXX | XXXXXX | XXXXXX | XXXXXX | XXXXXX | XXXXXX | XXXXXX | XXXXXX | XXXXXX | XXXXXX | XXXXXX | XXXXXX | XXXXXX | XXXXXX | XXXXXX | XXXXXX | XXXXXX | XXXXXX | XXXXXX | XXXXXX | XXXXXX | XXXXXX | XXXXXX | XXXXXX | XXXXXX | XXXXXX | XXXXXX | XXXXXX | XXXXXX | XXXXXX | XXXXXX | XXXXXX | XXXXXX | XXXXXX | XXXXXX | XXXXXX | XXXXXX | XXXXXX | XXXXXX | XXXXXX | XXXXXX | XXXXXX | XXXXXX | XXXXXX | XXXXXX | XXXXXX | XXXXXX | XXXXXX | XXXXXX | XXXXXX | XXXXXX | XXXXXX | XXXXXX | XXXXXX | XXXXXX | XXXXXX | XXXXXX | XXXXXX | XXXXXX | XXXXXX | XXXXXX | XXXXXX | XXXXXX
1ph240V | XXXXXX | XXXXXX | XXXXXX | XXXXXX | XXXXXX | XXXXXX | XXXXXX | XXXXXX | XXXXXX | XXXXXX | XXXXXX | XXXXXX | XXXXXX | XXXXXX | XXXXXX | XXXXXX | XXXXXX | XXXXXX | XXXXXX | XXXXXX | XXXXXX | XXXXXX | XXXXXX | XXXXXX | XXXXXX | XXXXXX | XXXXXX | XXXXXX | XXXXXX | XXXXXX | XXXXXX | XXXXXX | XXXXXX | XXXXXX | XXXXXX | XXXXXX | XXXXXX | XXXXXX | XXXXXX | XXXXXX | XXXXXX | XXXXXX | XXXXXX | XXXXXX | XXXXXX | XXXXXX | XXXXXX | XXXXXX | XXXXXX | XXXXXX | XXXXXX | XXXXXX | XXXXXX | XXXXXX | XXXXXX | XXXXXX | XXXXXX | XXXXXX | XXXXXX | XXXXXX | XXXXXX | XXXXXX | XXXXXX | XXXXXX | XXXXXX | XXXXXX | XXXXXX | XXXXXX | XXXXXX | XXXXXX | XXXXXX | XXXXXX | XXXXXX | XXXXXX | XXXXXX | XXXXXX | XXXXXX | XXXXXX | XXXXXX | XXXXXX | XXXXXX | XXXXXX | XXXXXX | XXXXXX | XXXXXX | XXXXXX | XXXXXX | XXXXXX | XXXXXX | XXXXXX | XXXXXX | XXXXXX | XXXXXX | XXXXXX | XXXXXX | XXXXXX | XXXXXX | XXXXXX | XXXXXX | XXXXXX | XXXXXX | XXXXXX | XXXXXX | XXXXXX | XXXXXX | XXXXXX | XXXXXX | XXXXXX | XXXXXX | XXXXXX | XXXXXX | XXXXXX | XXXXXX | XXXXXX | XXXXXX | XXXXXX | XXXXXX | XXXXXX | XXXXXX | XXXXXX | XXXXXX | XXXXXX | XXXXXX | XXXXXX | XXXXXX | XXXXXX | XXXXXX | XXXXXX | XXXXXX | XXXXXX | XXXXXX | XXXXXX | XXXXXX | XXXXXX | XXXXXX | XXXXXX | XXXXXX | XXXXXX | XXXXXX | XXXXXX | XXXXXX | XXXXXX | XXXXXX | XXXXXX | XXXXXX | XXXXXX | XXXXXX | XXXXXX | XXXXXX | XXXXXX | XXXXXX | XXXXXX | XXXXXX | XXXXXX | XXXXXX | XXXXXX | XXXXXX | XXXXXX | XXXXXX | XXXXXX | XXXXXX | XXXXXX | XXXXXX | XXXXXX | XXXXXX | XXXXXX | XXXXXX | XXXXXX | XXXXXX | XXXXXX | XXXXXX | XXXXXX | XXXXXX | XXXXXX | XXXXXX | XXXXXX | XXXXXX | XXXXXX | XXXXXX | XXXXXX | XXXXXX | XXXXXX | XXXXXX | XXXXXX | XXXXXX | XXXXXX | XXXXXX | XXXXXX | XXXXXX | XXXXXX | XXXXXX | XXXXXX | XXXXXX | XXXXXX | XXXXXX | XXXXXX | XXXXXX | XXXXXX | XXXXXX | XXXXXX | XXXXXX | XXXXXX | XXXXXX | XXXXXX | XXXXXX | XXXXXX | XXXXXX | XXXXXX | XXXXXX | XXXXXX | XXXXXX | XXXXXX | XXXXXX | XXXXXX | XXXXXX | XXXXXX | XXXXXX
1ph120V | XXXXXX | XXXXXX | XXXXXX | XXXXXX | XXXXXX | XXXXXX | XXXXXX | XXXXXX | XXXXXX | XXXXXX | XXXXXX | XXXXXX | XXXXXX | XXXXXX | XXXXXX | XXXXXX | XXXXXX | XXXXXX | XXXXXX | XXXXXX | XXXXXX | XXXXXX | XXXXXX | XXXXXX | XXXXXX | XXXXXX | XXXXXX | XXXXXX | XXXXXX | XXXXXX | XXXXXX | XXXXXX | XXXXXX | XXXXXX | XXXXXX | XXXXXX | XXXXXX | XXXXXX | XXXXXX | XXXXXX | XXXXXX | XXXXXX | XXXXXX | XXXXXX | XXXXXX | XXXXXX | XXXXXX | XXXXXX | XXXXXX | XXXXXX | XXXXXX | XXXXXX | XXXXXX | XXXXXX | XXXXXX | XXXXXX | XXXXXX | XXXXXX | XXXXXX | XXXXXX | XXXXXX | XXXXXX | XXXXXX | XXXXXX | XXXXXX | XXXXXX | XXXXXX | XXXXXX | XXXXXX | XXXXXX | XXXXXX | XXXXXX | XXXXXX | XXXXXX | XXXXXX | XXXXXX | XXXXXX | XXXXXX | XXXXXX | XXXXXX | XXXXXX | XXXXXX | XXXXXX | XXXXXX | XXXXXX | XXXXXX | XXXXXX | XXXXXX | XXXXXX | XXXXXX | XXXXXX | XXXXXX | XXXXXX | XXXXXX | XXXXXX | XXXXXX | XXXXXX | XXXXXX | XXXXXX | XXXXXX | XXXXXX | XXXXXX | XXXXXX | XXXXXX | XXXXXX | XXXXXX | XXXXXX | XXXXXX | XXXXXX | XXXXXX | XXXXXX | XXXXXX | XXXXXX | XXXXXX | XXXXXX | XXXXXX | XXXXXX | XXXXXX | XXXXXX | XXXXXX | XXXXXX | XXXXXX | XXXXXX | XXXXXX | XXXXXX | XXXXXX | XXXXXX | XXXXXX | XXXXXX | XXXXXX | XXXXXX | XXXXXX | XXXXXX | XXXXXX | XXXXXX | XXXXXX | XXXXXX | XXXXXX | XXXXXX | XXXXXX | XXXXXX | XXXXXX | XXXXXX | XXXXXX | XXXXXX | XXXXXX | XXXXXX | XXXXXX | XXXXXX | XXXXXX | XXXXXX | XXXXXX | XXXXXX | XXXXXX | XXXXXX | XXXXXX | XXXXXX | XXXXXX | XXXXXX | XXXXXX | XXXXXX | XXXXXX | XXXXXX | XXXXXX | XXXXXX | XXXXXX | XXXXXX | XXXXXX | XXXXXX | XXXXXX | XXXXXX | XXXXXX | XXXXXX | XXXXXX | XXXXXX | XXXXXX | XXXXXX | XXXXXX | XXXXXX | XXXXXX | XXXXXX | XXXXXX | XXXXXX | XXXXXX | XXXXXX | XXXXXX | XXXXXX | XXXXXX | XXXXXX | XXXXXX | XXXXXX | XXXXXX | XXXXXX | XXXXXX | XXXXXX | XXXXXX | XXXXXX | XXXXXX | XXXXXX | XXXXXX | XXXXXX | XXXXXX | XXXXXX | XXXXXX | XXXXXX | XXXXXX | XXXXXX | XXXXXX | XXXXXX | XXXXXX | XXXXXX | XXXXXX | XXXXXX | XXXXXX | XXXXXX | XXXXXX | XXXXXX
1phTOU | XXXXXX | XXXXXX | XXXXXX | XXXXXX | XXXXXX | XXXXXX | XXXXXX | XXXXXX | XXXXXX | XXXXXX | XXXXXX | XXXXXX | XXXXXX | XXXXXX | XXXXXX | XXXXXX | XXXXXX | XXXXXX | XXXXXX | XXXXXX | XXXXXX | XXXXXX | XXXXXX | XXXXXX | XXXXXX | XXXXXX | XXXXXX | XXXXXX | XXXXXX | XXXXXX | XXXXXX | XXXXXX | XXXXXX | XXXXXX | XXXXXX | XXXXXX | XXXXXX | XXXXXX | XXXXXX | XXXXXX | XXXXXX | XXXXXX | XXXXXX | XXXXXX | XXXXXX | XXXXXX | XXXXXX | XXXXXX | XXXXXX | XXXXXX | XXXXXX | XXXXXX | XXXXXX | XXXXXX | XXXXXX | XXXXXX | XXXXXX | XXXXXX | XXXXXX | XXXXXX | XXXXXX | XXXXXX | XXXXXX | XXXXXX | XXXXXX | XXXXXX | XXXXXX | XXXXXX | XXXXXX | XXXXXX | XXXXXX | XXXXXX | XXXXXX | XXXXXX | XXXXXX | XXXXXX | XXXXXX | XXXXXX | XXXXXX | XXXXXX | XXXXXX | XXXXXX | XXXXXX | XXXXXX | XXXXXX | XXXXXX | XXXXXX | XXXXXX | XXXXXX | XXXXXX | XXXXXX | XXXXXX | XXXXXX | XXXXXX | XXXXXX | XXXXXX | XXXXXX | XXXXXX | XXXXXX | XXXXXX | XXXXXX | XXXXXX | XXXXXX | XXXXXX | XXXXXX | XXXXXX | XXXXXX | XXXXXX | XXXXXX | XXXXXX | XXXXXX | XXXXXX | XXXXXX | XXXXXX | XXXXXX | XXXXXX | XXXXXX | XXXXXX | XXXXXX | XXXXXX | XXXXXX | XXXXXX | XXXXXX | XXXXXX | XXXXXX | XXXXXX | XXXXXX | XXXXXX | XXXXXX | XXXXXX | XXXXXX | XXXXXX | XXXXXX | XXXXXX | XXXXXX | XXXXXX | XXXXXX | XXXXXX | XXXXXX | XXXXXX | XXXXXX | XXXXXX | XXXXXX | XXXXXX | XXXXXX | XXXXXX | XXXXXX | XXXXXX | XXXXXX | XXXXXX | XXXXXX | XXXXXX | XXXXXX | XXXXXX | XXXXXX | XXXXXX | XXXXXX | XXXXXX | XXXXXX | XXXXXX | XXXXXX | XXXXXX | XXXXXX | XXXXXX | XXXXXX | XXXXXX | XXXXXX | XXXXXX | XXXXXX | XXXXXX | XXXXXX | XXXXXX | XXXXXX | XXXXXX | XXXXXX | XXXXXX | XXXXXX | XXXXXX | XXXXXX | XXXXXX | XXXXXX | XXXXXX | XXXXXX | XXXXXX | XXXXXX | XXXXXX | XXXXXX | XXXXXX | XXXXXX | XXXXXX | XXXXXX | XXXXXX | XXXXXX | XXXXXX | XXXXXX | XXXXXX | XXXXXX | XXXXXX | XXXXXX | XXXXXX | XXXXXX | XXXXXX | XXXXXX | XXXXXX | XXXXXX | XXXXXX | XXXXXX | XXXXXX | XXXXXX | XXXXXX | XXXXXX | XXXXXX | XXXXXX | XXXXXX | XXXXXX | XXXXXX | XXXXXX
1phDEM | XXXXXX | XXXXXX | XXXXXX | XXXXXX | XXXXXX | XXXXXX | XXXXXX | XXXXXX | XXXXXX | XXXXXX | XXXXXX | XXXXXX | XXXXXX | XXXXXX | XXXXXX | XXXXXX | XXXXXX | XXXXXX | XXXXXX | XXXXXX | XXXXXX | XXXXXX | XXXXXX | XXXXXX | XXXXXX | XXXXXX | XXXXXX | XXXXXX | XXXXXX | XXXXXX | XXXXXX | XXXXXX | XXXXXX | XXXXXX | XXXXXX | XXXXXX | XXXXXX | XXXXXX | XXXXXX | XXXXXX | XXXXXX | XXXXXX | XXXXXX | XXXXXX | XXXXXX | XXXXXX | XXXXXX | XXXXXX | XXXXXX | XXXXXX | XXXXXX | XXXXXX | XXXXXX | XXXXXX | XXXXXX | XXXXXX | XXXXXX | XXXXXX | XXXXXX | XXXXXX | XXXXXX | XXXXXX | XXXXXX | XXXXXX | XXXXXX | XXXXXX | XXXXXX | XXXXXX | XXXXXX | XXXXXX | XXXXXX | XXXXXX | XXXXXX | XXXXXX | XXXXXX | XXXXXX | XXXXXX | XXXXXX | XXXXXX | XXXXXX | XXXXXX | XXXXXX | XXXXXX | XXXXXX | XXXXXX | XXXXXX | XXXXXX | XXXXXX | XXXXXX | XXXXXX | XXXXXX | XXXXXX | XXXXXX | XXXXXX | XXXXXX | XXXXXX | XXXXXX | XXXXXX | XXXXXX | XXXXXX | XXXXXX | XXXXXX | XXXXXX | XXXXXX | XXXXXX | XXXXXX | XXXXXX | XXXXXX | XXXXXX | XXXXXX | XXXXXX | XXXXXX | XXXXXX | XXXXXX | XXXXXX | XXXXXX | XXXXXX | XXXXXX | XXXXXX | XXXXXX | XXXXXX | XXXXXX | XXXXXX | XXXXXX | XXXXXX | XXXXXX | XXXXXX | XXXXXX | XXXXXX | XXXXXX | XXXXXX | XXXXXX | XXXXXX | XXXXXX | XXXXXX | XXXXXX | XXXXXX | XXXXXX | XXXXXX | XXXXXX | XXXXXX | XXXXXX | XXXXXX | XXXXXX | XXXXXX | XXXXXX | XXXXXX | XXXXXX | XXXXXX | XXXXXX | XXXXXX | XXXXXX | XXXXXX | XXXXXX | XXXXXX | XXXXXX | XXXXXX | XXXXXX | XXXXXX | XXXXXX | XXXXXX | XXXXXX | XXXXXX | XXXXXX | XXXXXX | XXXXXX | XXXXXX | XXXXXX | XXXXXX | XXXXXX | XXXXXX | XXXXXX | XXXXXX | XXXXXX | XXXXXX | XXXXXX | XXXXXX | XXXXXX | XXXXXX | XXXXXX | XXXXXX | XXXXXX | XXXXXX | XXXXXX | XXXXXX | XXXXXX | XXXXXX | XXXXXX | XXXXXX | XXXXXX | XXXXXX | XXXXXX | XXXXXX | XXXXXX | XXXXXX | XXXXXX | XXXXXX | XXXXXX | XXXXXX | XXXXXX | XXXXXX | XXXXXX | XXXXXX | XXXXXX | XXXXXX | XXXXXX | XXXXXX | XXXXXX | XXXXXX | XXXXXX | XXXXXX | XXXXXX | XXXXXX | XXXXXX | XXXXXX | XXXXXX | XXXXXX
Network | XXXXXX | XXXXXX | XXXXXX | XXXXXX | XXXXXX | XXXXXX | XXXXXX | XXXXXX | XXXXXX | XXXXXX | XXXXXX | XXXXXX | XXXXXX | XXXXXX | XXXXXX | XXXXXX | XXXXXX | XXXXXX | XXXXXX | XXXXXX | XXXXXX | XXXXXX | XXXXXX | XXXXXX | XXXXXX | XXXXXX | XXXXXX | XXXXXX | XXXXXX | XXXXXX | XXXXXX | XXXXXX | XXXXXX | XXXXXX | XXXXXX | XXXXXX | XXXXXX | XXXXXX | XXXXXX | XXXXXX | XXXXXX | XXXXXX | XXXXXX | XXXXXX | XXXXXX | XXXXXX | XXXXXX | XXXXXX | XXXXXX | XXXXXX | XXXXXX | XXXXXX | XXXXXX | XXXXXX | XXXXXX | XXXXXX | XXXXXX | XXXXXX | XXXXXX | XXXXXX | XXXXXX | XXXXXX | XXXXXX | XXXXXX | XXXXXX | XXXXXX | XXXXXX | XXXXXX | XXXXXX | XXXXXX | XXXXXX | XXXXXX | XXXXXX | XXXXXX | XXXXXX | XXXXXX | XXXXXX | XXXXXX | XXXXXX | XXXXXX | XXXXXX | XXXXXX | XXXXXX | XXXXXX | XXXXXX | XXXXXX | XXXXXX | XXXXXX | XXXXXX | XXXXXX | XXXXXX | XXXXXX | XXXXXX | XXXXXX | XXXXXX | XXXXXX | XXXXXX | XXXXXX | XXXXXX | XXXXXX | XXXXXX | XXXXXX | XXXXXX | XXXXXX | XXXXXX | XXXXXX | XXXXXX | XXXXXX | XXXXXX | XXXXXX | XXXXXX | XXXXXX | XXXXXX | XXXXXX | XXXXXX | XXXXXX | XXXXXX | XXXXXX | XXXXXX | XXXXXX | XXXXXX | XXXXXX | XXXXXX | XXXXXX | XXXXXX | XXXXXX | XXXXXX | XXXXXX | XXXXXX | XXXXXX | XXXXXX | XXXXXX | XXXXXX | XXXXXX | XXXXXX | XXXXXX | XXXXXX | XXXXXX | XXXXXX | XXXXXX | XXXXXX | XXXXXX | XXXXXX | XXXXXX | XXXXXX | XXXXXX | XXXXXX | XXXXXX | XXXXXX | XXXXXX | XXXXXX | XXXXXX | XXXXXX | XXXXXX | XXXXXX | XXXXXX | XXXXXX | XXXXXX | XXXXXX | XXXXXX | XXXXXX | XXXXXX | XXXXXX | XXXXXX | XXXXXX | XXXXXX | XXXXXX | XXXXXX | XXXXXX | XXXXXX | XXXXXX | XXXXXX | XXXXXX | XXXXXX | XXXXXX | XXXXXX | XXXXXX | XXXXXX | XXXXXX | XXXXXX | XXXXXX | XXXXXX | XXXXXX | XXXXXX | XXXXXX | XXXXXX | XXXXXX | XXXXXX | XXXXXX | XXXXXX | XXXXXX | XXXXXX | XXXXXX | XXXXXX | XXXXXX | XXXXXX | XXXXXX | XXXXXX | XXXXXX | XXXXXX | XXXXXX | XXXXXX | XXXXXX | XXXXXX | XXXXXX | XXXXXX | XXXXXX | XXXXXX | XXXXXX | XXXXXX | XXXXXX | XXXXXX | XXXXXX | XXXXXX | XXXXXX | XXXXXX | XXXXXX
PolykWH | XXXXXX | XXXXXX | XXXXXX | XXXXXX | XXXXXX | XXXXXX | XXXXXX | XXXXXX | XXXXXX | XXXXXX | XXXXXX | XXXXXX | XXXXXX | XXXXXX | XXXXXX | XXXXXX | XXXXXX | XXXXXX | XXXXXX | XXXXXX | XXXXXX | XXXXXX | XXXXXX | XXXXXX | XXXXXX | XXXXXX | XXXXXX | XXXXXX | XXXXXX | XXXXXX | XXXXXX | XXXXXX | XXXXXX | XXXXXX | XXXXXX | XXXXXX | XXXXXX | XXXXXX | XXXXXX | XXXXXX | XXXXXX | XXXXXX | XXXXXX | XXXXXX | XXXXXX | XXXXXX | XXXXXX | XXXXXX | XXXXXX | XXXXXX | XXXXXX | XXXXXX | XXXXXX | XXXXXX | XXXXXX | XXXXXX | XXXXXX | XXXXXX | XXXXXX | XXXXXX | XXXXXX | XXXXXX | XXXXXX | XXXXXX | XXXXXX | XXXXXX | XXXXXX | XXXXXX | XXXXXX | XXXXXX | XXXXXX | XXXXXX | XXXXXX | XXXXXX | XXXXXX | XXXXXX | XXXXXX | XXXXXX | XXXXXX | XXXXXX | XXXXXX | XXXXXX | XXXXXX | XXXXXX | XXXXXX | XXXXXX | XXXXXX | XXXXXX | XXXXXX | XXXXXX | XXXXXX | XXXXXX | XXXXXX | XXXXXX | XXXXXX | XXXXXX | XXXXXX | XXXXXX | XXXXXX | XXXXXX | XXXXXX | XXXXXX | XXXXXX | XXXXXX | XXXXXX | XXXXXX | XXXXXX | XXXXXX | XXXXXX | XXXXXX | XXXXXX | XXXXXX | XXXXXX | XXXXXX | XXXXXX | XXXXXX | XXXXXX | XXXXXX | XXXXXX | XXXXXX | XXXXXX | XXXXXX | XXXXXX | XXXXXX | XXXXXX | XXXXXX | XXXXXX | XXXXXX | XXXXXX | XXXXXX | XXXXXX | XXXXXX | XXXXXX | XXXXXX | XXXXXX | XXXXXX | XXXXXX | XXXXXX | XXXXXX | XXXXXX | XXXXXX | XXXXXX | XXXXXX | XXXXXX | XXXXXX | XXXXXX | XXXXXX | XXXXXX | XXXXXX | XXXXXX | XXXXXX | XXXXXX | XXXXXX | XXXXXX | XXXXXX | XXXXXX | XXXXXX | XXXXXX | XXXXXX | XXXXXX | XXXXXX | XXXXXX | XXXXXX | XXXXXX | XXXXXX | XXXXXX | XXXXXX | XXXXXX | XXXXXX | XXXXXX | XXXXXX | XXXXXX | XXXXXX | XXXXXX | XXXXXX | XXXXXX | XXXXXX | XXXXXX | XXXXXX | XXXXXX | XXXXXX | XXXXXX | XXXXXX | XXXXXX | XXXXXX | XXXXXX | XXXXXX | XXXXXX | XXXXXX | XXXXXX | XXXXXX | XXXXXX | XXXXXX | XXXXXX | XXXXXX | XXXXXX | XXXXXX | XXXXXX | XXXXXX | XXXXXX | XXXXXX | XXXXXX | XXXXXX | XXXXXX | XXXXXX | XXXXXX | XXXXXX | XXXXXX | XXXXXX | XXXXXX | XXXXXX | XXXXXX | XXXXXX | XXXXXX | XXXXXX | XXXXXX | XXXXXX
PolyVAR | XXXXXX | XXXXXX | XXXXXX | XXXXXX | XXXXXX | XXXXXX | XXXXXX | XXXXXX | XXXXXX | XXXXXX | XXXXXX | XXXXXX | XXXXXX | XXXXXX | XXXXXX | XXXXXX | XXXXXX | XXXXXX | XXXXXX | XXXXXX | XXXXXX | XXXXXX | XXXXXX | XXXXXX | XXXXXX | XXXXXX | XXXXXX | XXXXXX | XXXXXX | XXXXXX | XXXXXX | XXXXXX | XXXXXX | XXXXXX | XXXXXX | XXXXXX | XXXXXX | XXXXXX | XXXXXX | XXXXXX | XXXXXX | XXXXXX | XXXXXX | XXXXXX | XXXXXX | XXXXXX | XXXXXX | XXXXXX | XXXXXX | XXXXXX | XXXXXX | XXXXXX | XXXXXX | XXXXXX | XXXXXX | XXXXXX | XXXXXX | XXXXXX | XXXXXX | XXXXXX | XXXXXX | XXXXXX | XXXXXX | XXXXXX | XXXXXX | XXXXXX | XXXXXX | XXXXXX | XXXXXX | XXXXXX | XXXXXX | XXXXXX | XXXXXX | XXXXXX | XXXXXX | XXXXXX | XXXXXX | XXXXXX | XXXXXX | XXXXXX | XXXXXX | XXXXXX | XXXXXX | XXXXXX | XXXXXX | XXXXXX | XXXXXX | XXXXXX | XXXXXX | XXXXXX | XXXXXX | XXXXXX | XXXXXX | XXXXXX | XXXXXX | XXXXXX | XXXXXX | XXXXXX | XXXXXX | XXXXXX | XXXXXX | XXXXXX | XXXXXX | XXXXXX | XXXXXX | XXXXXX | XXXXXX | XXXXXX | XXXXXX | XXXXXX | XXXXXX | XXXXXX | XXXXXX | XXXXXX | XXXXXX | XXXXXX | XXXXXX | XXXXXX | XXXXXX | XXXXXX | XXXXXX | XXXXXX | XXXXXX | XXXXXX | XXXXXX | XXXXXX | XXXXXX | XXXXXX | XXXXXX | XXXXXX | XXXXXX | XXXXXX | XXXXXX | XXXXXX | XXXXXX | XXXXXX | XXXXXX | XXXXXX | XXXXXX | XXXXXX | XXXXXX | XXXXXX | XXXXXX | XXXXXX | XXXXXX | XXXXXX | XXXXXX | XXXXXX | XXXXXX | XXXXXX | XXXXXX | XXXXXX | XXXXXX | XXXXXX | XXXXXX | XXXXXX | XXXXXX | XXXXXX | XXXXXX | XXXXXX | XXXXXX | XXXXXX | XXXXXX | XXXXXX | XXXXXX | XXXXXX | XXXXXX | XXXXXX | XXXXXX | XXXXXX | XXXXXX | XXXXXX | XXXXXX | XXXXXX | XXXXXX | XXXXXX | XXXXXX | XXXXXX | XXXXXX | XXXXXX | XXXXXX | XXXXXX | XXXXXX | XXXXXX | XXXXXX | XXXXXX | XXXXXX | XXXXXX | XXXXXX | XXXXXX | XXXXXX | XXXXXX | XXXXXX | XXXXXX | XXXXXX | XXXXXX | XXXXXX | XXXXXX | XXXXXX | XXXXXX | XXXXXX | XXXXXX | XXXXXX | XXXXXX | XXXXXX | XXXXXX | XXXXXX | XXXXXX | XXXXXX | XXXXXX | XXXXXX | XXXXXX | XXXXXX | XXXXXX | XXXXXX | XXXXXX | XXXXXX
PolyDEM | XXXXXX | XXXXXX | XXXXXX | XXXXXX | XXXXXX | XXXXXX | XXXXXX | XXXXXX | XXXXXX | XXXXXX | XXXXXX | XXXXXX | XXXXXX | XXXXXX | XXXXXX | XXXXXX | XXXXXX | XXXXXX | XXXXXX | XXXXXX | XXXXXX | XXXXXX | XXXXXX | XXXXXX | XXXXXX | XXXXXX | XXXXXX | XXXXXX | XXXXXX | XXXXXX | XXXXXX | XXXXXX | XXXXXX | XXXXXX | XXXXXX | XXXXXX | XXXXXX | XXXXXX | XXXXXX | XXXXXX | XXXXXX | XXXXXX | XXXXXX | XXXXXX | XXXXXX | XXXXXX | XXXXXX | XXXXXX | XXXXXX | XXXXXX | XXXXXX | XXXXXX | XXXXXX | XXXXXX | XXXXXX | XXXXXX | XXXXXX | XXXXXX | XXXXXX | XXXXXX | XXXXXX | XXXXXX | XXXXXX | XXXXXX | XXXXXX | XXXXXX | XXXXXX | XXXXXX | XXXXXX | XXXXXX | XXXXXX | XXXXXX | XXXXXX | XXXXXX | XXXXXX | XXXXXX | XXXXXX | XXXXXX | XXXXXX | XXXXXX | XXXXXX | XXXXXX | XXXXXX | XXXXXX | XXXXXX | XXXXXX | XXXXXX | XXXXXX | XXXXXX | XXXXXX | XXXXXX | XXXXXX | XXXXXX | XXXXXX | XXXXXX | XXXXXX | XXXXXX | XXXXXX | XXXXXX | XXXXXX | XXXXXX | XXXXXX | XXXXXX | XXXXXX | XXXXXX | XXXXXX | XXXXXX | XXXXXX | XXXXXX | XXXXXX | XXXXXX | XXXXXX | XXXXXX | XXXXXX | XXXXXX | XXXXXX | XXXXXX | XXXXXX | XXXXXX | XXXXXX | XXXXXX | XXXXXX | XXXXXX | XXXXXX | XXXXXX | XXXXXX | XXXXXX | XXXXXX | XXXXXX | XXXXXX | XXXXXX | XXXXXX | XXXXXX | XXXXXX | XXXXXX | XXXXXX | XXXXXX | XXXXXX | XXXXXX | XXXXXX | XXXXXX | XXXXXX | XXXXXX | XXXXXX | XXXXXX | XXXXXX | XXXXXX | XXXXXX | XXXXXX | XXXXXX | XXXXXX | XXXXXX | XXXXXX | XXXXXX | XXXXXX | XXXXXX | XXXXXX | XXXXXX | XXXXXX | XXXXXX | XXXXXX | XXXXXX | XXXXXX | XXXXXX | XXXXXX | XXXXXX | XXXXXX | XXXXXX | XXXXXX | XXXXXX | XXXXXX | XXXXXX | XXXXXX | XXXXXX | XXXXXX | XXXXXX | XXXXXX | XXXXXX | XXXXXX | XXXXXX | XXXXXX | XXXXXX | XXXXXX | XXXXXX | XXXXXX | XXXXXX | XXXXXX | XXXXXX | XXXXXX | XXXXXX | XXXXXX | XXXXXX | XXXXXX | XXXXXX | XXXXXX | XXXXXX | XXXXXX | XXXXXX | XXXXXX | XXXXXX | XXXXXX | XXXXXX | XXXXXX | XXXXXX | XXXXXX | XXXXXX | XXXXXX | XXXXXX | XXXXXX | XXXXXX | XXXXXX | XXXXXX | XXXXXX | XXXXXX | XXXXXX | XXXXXX | XXXXXX
Gas | XXXXXX | XXXXXX | XXXXXX | XXXXXX | XXXXXX | XXXXXX | XXXXXX | XXXXXX | XXXXXX | XXXXXX | XXXXXX | XXXXXX | XXXXXX | XXXXXX | XXXXXX | XXXXXX | XXXXXX | XXXXXX | XXXXXX | XXXXXX | XXXXXX | XXXXXX | XXXXXX | XXXXXX | XXXXXX | XXXXXX | XXXXXX | XXXXXX | XXXXXX | XXXXXX | XXXXXX | XXXXXX | XXXXXX | XXXXXX | XXXXXX | XXXXXX | XXXXXX | XXXXXX | XXXXXX | XXXXXX | XXXXXX | XXXXXX | XXXXXX | XXXXXX | XXXXXX | XXXXXX | XXXXXX | XXXXXX | XXXXXX | XXXXXX | XXXXXX | XXXXXX | XXXXXX | XXXXXX | XXXXXX | XXXXXX | XXXXXX | XXXXXX | XXXXXX | XXXXXX | XXXXXX | XXXXXX | XXXXXX | XXXXXX | XXXXXX | XXXXXX | XXXXXX | XXXXXX | XXXXXX | XXXXXX | XXXXXX | XXXXXX | XXXXXX | XXXXXX | XXXXXX | XXXXXX | XXXXXX | XXXXXX | XXXXXX | XXXXXX | XXXXXX | XXXXXX | XXXXXX | XXXXXX | XXXXXX | XXXXXX | XXXXXX | XXXXXX | XXXXXX | XXXXXX | XXXXXX | XXXXXX | XXXXXX | XXXXXX | XXXXXX | XXXXXX | XXXXXX | XXXXXX | XXXXXX | XXXXXX | XXXXXX | XXXXXX | XXXXXX | XXXXXX | XXXXXX | XXXXXX | XXXXXX | XXXXXX | XXXXXX | XXXXXX | XXXXXX | XXXXXX | XXXXXX | XXXXXX | XXXXXX | XXXXXX | XXXXXX | XXXXXX | XXXXXX | XXXXXX | XXXXXX | XXXXXX | XXXXXX | XXXXXX | XXXXXX | XXXXXX | XXXXXX | XXXXXX | XXXXXX | XXXXXX | XXXXXX | XXXXXX | XXXXXX | XXXXXX | XXXXXX | XXXXXX | XXXXXX | XXXXXX | XXXXXX | XXXXXX | XXXXXX | XXXXXX | XXXXXX | XXXXXX | XXXXXX | XXXXXX | XXXXXX | XXXXXX | XXXXXX | XXXXXX | XXXXXX | XXXXXX | XXXXXX | XXXXXX | XXXXXX | XXXXXX | XXXXXX | XXXXXX | XXXXXX | XXXXXX | XXXXXX | XXXXXX | XXXXXX | XXXXXX | XXXXXX | XXXXXX | XXXXXX | XXXXXX | XXXXXX | XXXXXX | XXXXXX | XXXXXX | XXXXXX | XXXXXX | XXXXXX | XXXXXX | XXXXXX | XXXXXX | XXXXXX | XXXXXX | XXXXXX | XXXXXX | XXXXXX | XXXXXX | XXXXXX | XXXXXX | XXXXXX | XXXXXX | XXXXXX | XXXXXX | XXXXXX | XXXXXX | XXXXXX | XXXXXX | XXXXXX | XXXXXX | XXXXXX | XXXXXX | XXXXXX | XXXXXX | XXXXXX | XXXXXX | XXXXXX | XXXXXX | XXXXXX | XXXXXX | XXXXXX | XXXXXX | XXXXXX | XXXXXX | XXXXXX | XXXXXX | XXXXXX | XXXXXX | XXXXXX | XXXXXX | XXXXXX
Sum Daily | XXXXXX | XXXXXX | XXXXXX | XXXXXX | XXXXXX | XXXXXX | XXXXXX | XXXXXX | XXXXXX | XXXXXX | XXXXXX | XXXXXX | XXXXXX | XXXXXX | XXXXXX | XXXXXX | XXXXXX | XXXXXX | XXXXXX | XXXXXX | XXXXXX | XXXXXX | XXXXXX | XXXXXX | XXXXXX | XXXXXX | XXXXXX | XXXXXX | XXXXXX | XXXXXX | XXXXXX | XXXXXX | XXXXXX | XXXXXX | XXXXXX | XXXXXX | XXXXXX | XXXXXX | XXXXXX | XXXXXX | XXXXXX | XXXXXX | XXXXXX | XXXXXX | XXXXXX | XXXXXX | XXXXXX | XXXXXX | XXXXXX | XXXXXX | XXXXXX | XXXXXX | XXXXXX | XXXXXX | XXXXXX | XXXXXX | XXXXXX | XXXXXX | XXXXXX | XXXXXX | XXXXXX | XXXXXX | XXXXXX | XXXXXX | XXXXXX | XXXXXX | XXXXXX | XXXXXX | XXXXXX | XXXXXX | XXXXXX | XXXXXX | XXXXXX | XXXXXX | XXXXXX | XXXXXX | XXXXXX | XXXXXX | XXXXXX | XXXXXX | XXXXXX | XXXXXX | XXXXXX | XXXXXX | XXXXXX | XXXXXX | XXXXXX | XXXXXX | XXXXXX | XXXXXX | XXXXXX | XXXXXX | XXXXXX | XXXXXX | XXXXXX | XXXXXX | XXXXXX | XXXXXX | XXXXXX | XXXXXX | XXXXXX | XXXXXX | XXXXXX | XXXXXX | XXXXXX | XXXXXX | XXXXXX | XXXXXX | XXXXXX | XXXXXX | XXXXXX | XXXXXX | XXXXXX | XXXXXX | XXXXXX | XXXXXX | XXXXXX | XXXXXX | XXXXXX | XXXXXX | XXXXXX | XXXXXX | XXXXXX | XXXXXX | XXXXXX | XXXXXX | XXXXXX | XXXXXX | XXXXXX | XXXXXX | XXXXXX | XXXXXX | XXXXXX | XXXXXX | XXXXXX | XXXXXX | XXXXXX | XXXXXX | XXXXXX | XXXXXX | XXXXXX | XXXXXX | XXXXXX | XXXXXX | XXXXXX | XXXXXX | XXXXXX | XXXXXX | XXXXXX | XXXXXX | XXXXXX | XXXXXX | XXXXXX | XXXXXX | XXXXXX | XXXXXX | XXXXXX | XXXXXX | XXXXXX | XXXXXX | XXXXXX | XXXXXX | XXXXXX | XXXXXX | XXXXXX | XXXXXX | XXXXXX | XXXXXX | XXXXXX | XXXXXX | XXXXXX | XXXXXX | XXXXXX | XXXXXX | XXXXXX | XXXXXX | XXXXXX | XXXXXX | XXXXXX | XXXXXX | XXXXXX | XXXXXX | XXXXXX | XXXXXX | XXXXXX | XXXXXX | XXXXXX | XXXXXX | XXXXXX | XXXXXX | XXXXXX | XXXXXX | XXXXXX | XXXXXX | XXXXXX | XXXXXX | XXXXXX | XXXXXX | XXXXXX | XXXXXX | XXXXXX | XXXXXX | XXXXXX | XXXXXX | XXXXXX | XXXXXX | XXXXXX | XXXXXX | XXXXXX | XXXXXX | XXXXXX | XXXXXX | XXXXXX | XXXXXX | XXXXXX | XXXXXX | XXXXXX
| XXXXXX | XXXXXX | XXXXXX | XXXXXX | XXXXXX | XXXXXX | XXXXXX | XXXXXX | XXXXXX | XXXXXX | XXXXXX | XXXXXX | XXXXXX | XXXXXX | XXXXXX | XXXXXX | XXXXXX | XXXXXX | XXXXXX | XXXXXX | XXXXXX | XXXXXX | XXXXXX | XXXXXX | XXXXXX | XXXXXX | XXXXXX | XXXXXX | XXXXXX | XXXXXX | XXXXXX | XXXXXX | XXXXXX | XXXXXX | XXXXXX | XXXXXX | XXXXXX | XXXXXX | XXXXXX | XXXXXX | XXXXXX | XXXXXX | XXXXXX | XXXXXX | XXXXXX | XXXXXX | XXXXXX | XXXXXX | XXXXXX | XXXXXX | XXXXXX | XXXXXX | XXXXXX | XXXXXX | XXXXXX | XXXXXX | XXXXXX | XXXXXX | XXXXXX | XXXXXX | XXXXXX | XXXXXX | XXXXXX | XXXXXX | XXXXXX | XXXXXX | XXXXXX | XXXXXX | XXXXXX | XXXXXX | XXXXXX | XXXXXX | XXXXXX | XXXXXX | XXXXXX | XXXXXX | XXXXXX | XXXXXX | XXXXXX | XXXXXX | XXXXXX | XXXXXX | XXXXXX | XXXXXX | XXXXXX | XXXXXX | XXXXXX | XXXXXX | XXXXXX | XXXXXX | XXXXXX | XXXXXX | XXXXXX | XXXXXX | XXXXXX | XXXXXX | XXXXXX | XXXXXX | XXXXXX | XXXXXX | XXXXXX | XXXXXX | XXXXXX | XXXXXX | XXXXXX | XXXXXX | XXXXXX | XXXXXX | XXXXXX | XXXXXX | XXXXXX | XXXXXX | XXXXXX | XXXXXX | XXXXXX | XXXXXX | XXXXXX | XXXXXX | XXXXXX | XXXXXX | XXXXXX | XXXXXX | XXXXXX | XXXXXX | XXXXXX | XXXXXX | XXXXXX | XXXXXX | XXXXXX | XXXXXX | XXXXXX | XXXXXX | XXXXXX | XXXXXX | XXXXXX | XXXXXX | XXXXXX | XXXXXX | XXXXXX | XXXXXX | XXXXXX | XXXXXX | XXXXXX | XXXXXX | XXXXXX | XXXXXX | XXXXXX | XXXXXX | XXXXXX | XXXXXX | XXXXXX | XXXXXX | XXXXXX | XXXXXX | XXXXXX | XXXXXX | XXXXXX | XXXXXX | XXXXXX | XXXXXX | XXXXXX | XXXXXX | XXXXXX | XXXXXX | XXXXXX | XXXXXX | XXXXXX | XXXXXX | XXXXXX | XXXXXX | XXXXXX | XXXXXX | XXXXXX | XXXXXX | XXXXXX | XXXXXX | XXXXXX | XXXXXX | XXXXXX | XXXXXX | XXXXXX | XXXXXX | XXXXXX | XXXXXX | XXXXXX | XXXXXX | XXXXXX | XXXXXX | XXXXXX | XXXXXX | XXXXXX | XXXXXX | XXXXXX | XXXXXX | XXXXXX | XXXXXX | XXXXXX | XXXXXX | XXXXXX | XXXXXX | XXXXXX | XXXXXX | XXXXXX | XXXXXX | XXXXXX | XXXXXX | XXXXXX | XXXXXX | XXXXXX | XXXXXX | XXXXXX | XXXXXX | XXXXXX | XXXXXX | XXXXXX | XXXXXX | XXXXXX
LP Reads | XXXXXX | XXXXXX | XXXXXX | XXXXXX | XXXXXX | XXXXXX | XXXXXX | XXXXXX | XXXXXX | XXXXXX | XXXXXX | XXXXXX | XXXXXX | XXXXXX | XXXXXX | XXXXXX | XXXXXX | XXXXXX | XXXXXX | XXXXXX | XXXXXX | XXXXXX | XXXXXX | XXXXXX | XXXXXX | XXXXXX | XXXXXX | XXXXXX | XXXXXX | XXXXXX | XXXXXX | XXXXXX | XXXXXX | XXXXXX | XXXXXX | XXXXXX | XXXXXX | XXXXXX | XXXXXX | XXXXXX | XXXXXX | XXXXXX | XXXXXX | XXXXXX | XXXXXX | XXXXXX | XXXXXX | XXXXXX | XXXXXX | XXXXXX | XXXXXX | XXXXXX | XXXXXX | XXXXXX | XXXXXX | XXXXXX | XXXXXX | XXXXXX | XXXXXX | XXXXXX | XXXXXX | XXXXXX | XXXXXX | XXXXXX | XXXXXX | XXXXXX | XXXXXX | XXXXXX | XXXXXX | XXXXXX | XXXXXX | XXXXXX | XXXXXX | XXXXXX | XXXXXX | XXXXXX | XXXXXX | XXXXXX | XXXXXX | XXXXXX | XXXXXX | XXXXXX | XXXXXX | XXXXXX | XXXXXX | XXXXXX | XXXXXX | XXXXXX | XXXXXX | XXXXXX | XXXXXX | XXXXXX | XXXXXX | XXXXXX | XXXXXX | XXXXXX | XXXXXX | XXXXXX | XXXXXX | XXXXXX | XXXXXX | XXXXXX | XXXXXX | XXXXXX | XXXXXX | XXXXXX | XXXXXX | XXXXXX | XXXXXX | XXXXXX | XXXXXX | XXXXXX | XXXXXX | XXXXXX | XXXXXX | XXXXXX | XXXXXX | XXXXXX | XXXXXX | XXXXXX | XXXXXX | XXXXXX | XXXXXX | XXXXXX | XXXXXX | XXXXXX | XXXXXX | XXXXXX | XXXXXX | XXXXXX | XXXXXX | XXXXXX | XXXXXX | XXXXXX | XXXXXX | XXXXXX | XXXXXX | XXXXXX | XXXXXX | XXXXXX | XXXXXX | XXXXXX | XXXXXX | XXXXXX | XXXXXX | XXXXXX | XXXXXX | XXXXXX | XXXXXX | XXXXXX | XXXXXX | XXXXXX | XXXXXX | XXXXXX | XXXXXX | XXXXXX | XXXXXX | XXXXXX | XXXXXX | XXXXXX | XXXXXX | XXXXXX | XXXXXX | XXXXXX | XXXXXX | XXXXXX | XXXXXX | XXXXXX | XXXXXX | XXXXXX | XXXXXX | XXXXXX | XXXXXX | XXXXXX | XXXXXX | XXXXXX | XXXXXX | XXXXXX | XXXXXX | XXXXXX | XXXXXX | XXXXXX | XXXXXX | XXXXXX | XXXXXX | XXXXXX | XXXXXX | XXXXXX | XXXXXX | XXXXXX | XXXXXX | XXXXXX | XXXXXX | XXXXXX | XXXXXX | XXXXXX | XXXXXX | XXXXXX | XXXXXX | XXXXXX | XXXXXX | XXXXXX | XXXXXX | XXXXXX | XXXXXX | XXXXXX | XXXXXX | XXXXXX | XXXXXX | XXXXXX | XXXXXX | XXXXXX | XXXXXX | XXXXXX | XXXXXX | XXXXXX | XXXXXX
1ph | XXXXXX | XXXXXX | XXXXXX | XXXXXX | XXXXXX | XXXXXX | XXXXXX | XXXXXX | XXXXXX | XXXXXX | XXXXXX | XXXXXX | XXXXXX | XXXXXX | XXXXXX | XXXXXX | XXXXXX | XXXXXX | XXXXXX | XXXXXX | XXXXXX | XXXXXX | XXXXXX | XXXXXX | XXXXXX | XXXXXX | XXXXXX | XXXXXX | XXXXXX | XXXXXX | XXXXXX | XXXXXX | XXXXXX | XXXXXX | XXXXXX | XXXXXX | XXXXXX | XXXXXX | XXXXXX | XXXXXX | XXXXXX | XXXXXX | XXXXXX | XXXXXX | XXXXXX | XXXXXX | XXXXXX | XXXXXX | XXXXXX | XXXXXX | XXXXXX | XXXXXX | XXXXXX | XXXXXX | XXXXXX | XXXXXX | XXXXXX | XXXXXX | XXXXXX | XXXXXX | XXXXXX | XXXXXX | XXXXXX | XXXXXX | XXXXXX | XXXXXX | XXXXXX | XXXXXX | XXXXXX | XXXXXX | XXXXXX | XXXXXX | XXXXXX | XXXXXX | XXXXXX | XXXXXX | XXXXXX | XXXXXX | XXXXXX | XXXXXX | XXXXXX | XXXXXX | XXXXXX | XXXXXX | XXXXXX | XXXXXX | XXXXXX | XXXXXX | XXXXXX | XXXXXX | XXXXXX | XXXXXX | XXXXXX | XXXXXX | XXXXXX | XXXXXX | XXXXXX | XXXXXX | XXXXXX | XXXXXX | XXXXXX | XXXXXX | XXXXXX | XXXXXX | XXXXXX | XXXXXX | XXXXXX | XXXXXX | XXXXXX | XXXXXX | XXXXXX | XXXXXX | XXXXXX | XXXXXX | XXXXXX | XXXXXX | XXXXXX | XXXXXX | XXXXXX | XXXXXX | XXXXXX | XXXXXX | XXXXXX | XXXXXX | XXXXXX | XXXXXX | XXXXXX | XXXXXX | XXXXXX | XXXXXX | XXXXXX | XXXXXX | XXXXXX | XXXXXX | XXXXXX | XXXXXX | XXXXXX | XXXXXX | XXXXXX | XXXXXX | XXXXXX | XXXXXX | XXXXXX | XXXXXX | XXXXXX | XXXXXX | XXXXXX | XXXXXX | XXXXXX | XXXXXX | XXXXXX | XXXXXX | XXXXXX | XXXXXX | XXXXXX | XXXXXX | XXXXXX | XXXXXX | XXXXXX | XXXXXX | XXXXXX | XXXXXX | XXXXXX | XXXXXX | XXXXXX | XXXXXX | XXXXXX | XXXXXX | XXXXXX | XXXXXX | XXXXXX | XXXXXX | XXXXXX | XXXXXX | XXXXXX | XXXXXX | XXXXXX | XXXXXX | XXXXXX | XXXXXX | XXXXXX | XXXXXX | XXXXXX | XXXXXX | XXXXXX | XXXXXX | XXXXXX | XXXXXX | XXXXXX | XXXXXX | XXXXXX | XXXXXX | XXXXXX | XXXXXX | XXXXXX | XXXXXX | XXXXXX | XXXXXX | XXXXXX | XXXXXX | XXXXXX | XXXXXX | XXXXXX | XXXXXX | XXXXXX | XXXXXX | XXXXXX | XXXXXX | XXXXXX | XXXXXX | XXXXXX | XXXXXX | XXXXXX | XXXXXX | XXXXXX | XXXXXX | XXXXXX
1phVAR | XXXXXX | XXXXXX | XXXXXX | XXXXXX | XXXXXX | XXXXXX | XXXXXX | XXXXXX | XXXXXX | XXXXXX | XXXXXX | XXXXXX | XXXXXX | XXXXXX | XXXXXX | XXXXXX | XXXXXX | XXXXXX | XXXXXX | XXXXXX | XXXXXX | XXXXXX | XXXXXX | XXXXXX | XXXXXX | XXXXXX | XXXXXX | XXXXXX | XXXXXX | XXXXXX | XXXXXX | XXXXXX | XXXXXX | XXXXXX | XXXXXX | XXXXXX | XXXXXX | XXXXXX | XXXXXX | XXXXXX | XXXXXX | XXXXXX | XXXXXX | XXXXXX | XXXXXX | XXXXXX | XXXXXX | XXXXXX | XXXXXX | XXXXXX | XXXXXX | XXXXXX | XXXXXX | XXXXXX | XXXXXX | XXXXXX | XXXXXX | XXXXXX | XXXXXX | XXXXXX | XXXXXX | XXXXXX | XXXXXX | XXXXXX | XXXXXX | XXXXXX | XXXXXX | XXXXXX | XXXXXX | XXXXXX | XXXXXX | XXXXXX | XXXXXX | XXXXXX | XXXXXX | XXXXXX | XXXXXX | XXXXXX | XXXXXX | XXXXXX | XXXXXX | XXXXXX | XXXXXX | XXXXXX | XXXXXX | XXXXXX | XXXXXX | XXXXXX | XXXXXX | XXXXXX | XXXXXX | XXXXXX | XXXXXX | XXXXXX | XXXXXX | XXXXXX | XXXXXX | XXXXXX | XXXXXX | XXXXXX | XXXXXX | XXXXXX | XXXXXX | XXXXXX | XXXXXX | XXXXXX | XXXXXX | XXXXXX | XXXXXX | XXXXXX | XXXXXX | XXXXXX | XXXXXX | XXXXXX | XXXXXX | XXXXXX | XXXXXX | XXXXXX | XXXXXX | XXXXXX | XXXXXX | XXXXXX | XXXXXX | XXXXXX | XXXXXX | XXXXXX | XXXXXX | XXXXXX | XXXXXX | XXXXXX | XXXXXX | XXXXXX | XXXXXX | XXXXXX | XXXXXX | XXXXXX | XXXXXX | XXXXXX | XXXXXX | XXXXXX | XXXXXX | XXXXXX | XXXXXX | XXXXXX | XXXXXX | XXXXXX | XXXXXX | XXXXXX | XXXXXX | XXXXXX | XXXXXX | XXXXXX | XXXXXX | XXXXXX | XXXXXX | XXXXXX | XXXXXX | XXXXXX | XXXXXX | XXXXXX | XXXXXX | XXXXXX | XXXXXX | XXXXXX | XXXXXX | XXXXXX | XXXXXX | XXXXXX | XXXXXX | XXXXXX | XXXXXX | XXXXXX | XXXXXX | XXXXXX | XXXXXX | XXXXXX | XXXXXX | XXXXXX | XXXXXX | XXXXXX | XXXXXX | XXXXXX | XXXXXX | XXXXXX | XXXXXX | XXXXXX | XXXXXX | XXXXXX | XXXXXX | XXXXXX | XXXXXX | XXXXXX | XXXXXX | XXXXXX | XXXXXX | XXXXXX | XXXXXX | XXXXXX | XXXXXX | XXXXXX | XXXXXX | XXXXXX | XXXXXX | XXXXXX | XXXXXX | XXXXXX | XXXXXX | XXXXXX | XXXXXX | XXXXXX | XXXXXX | XXXXXX | XXXXXX | XXXXXX | XXXXXX | XXXXXX | XXXXXX
PolykWH | XXXXXX | XXXXXX | XXXXXX | XXXXXX | XXXXXX | XXXXXX | XXXXXX | XXXXXX | XXXXXX | XXXXXX | XXXXXX | XXXXXX | XXXXXX | XXXXXX | XXXXXX | XXXXXX | XXXXXX | XXXXXX | XXXXXX | XXXXXX | XXXXXX | XXXXXX | XXXXXX | XXXXXX | XXXXXX | XXXXXX | XXXXXX | XXXXXX | XXXXXX | XXXXXX | XXXXXX | XXXXXX | XXXXXX | XXXXXX | XXXXXX | XXXXXX | XXXXXX | XXXXXX | XXXXXX | XXXXXX | XXXXXX | XXXXXX | XXXXXX | XXXXXX | XXXXXX | XXXXXX | XXXXXX | XXXXXX | XXXXXX | XXXXXX | XXXXXX | XXXXXX | XXXXXX | XXXXXX | XXXXXX | XXXXXX | XXXXXX | XXXXXX | XXXXXX | XXXXXX | XXXXXX | XXXXXX | XXXXXX | XXXXXX | XXXXXX | XXXXXX | XXXXXX | XXXXXX | XXXXXX | XXXXXX | XXXXXX | XXXXXX | XXXXXX | XXXXXX | XXXXXX | XXXXXX | XXXXXX | XXXXXX | XXXXXX | XXXXXX | XXXXXX | XXXXXX | XXXXXX | XXXXXX | XXXXXX | XXXXXX | XXXXXX | XXXXXX | XXXXXX | XXXXXX | XXXXXX | XXXXXX | XXXXXX | XXXXXX | XXXXXX | XXXXXX | XXXXXX | XXXXXX | XXXXXX | XXXXXX | XXXXXX | XXXXXX | XXXXXX | XXXXXX | XXXXXX | XXXXXX | XXXXXX | XXXXXX | XXXXXX | XXXXXX | XXXXXX | XXXXXX | XXXXXX | XXXXXX | XXXXXX | XXXXXX | XXXXXX | XXXXXX | XXXXXX | XXXXXX | XXXXXX | XXXXXX | XXXXXX | XXXXXX | XXXXXX | XXXXXX | XXXXXX | XXXXXX | XXXXXX | XXXXXX | XXXXXX | XXXXXX | XXXXXX | XXXXXX | XXXXXX | XXXXXX | XXXXXX | XXXXXX | XXXXXX | XXXXXX | XXXXXX | XXXXXX | XXXXXX | XXXXXX | XXXXXX | XXXXXX | XXXXXX | XXXXXX | XXXXXX | XXXXXX | XXXXXX | XXXXXX | XXXXXX | XXXXXX | XXXXXX | XXXXXX | XXXXXX | XXXXXX | XXXXXX | XXXXXX | XXXXXX | XXXXXX | XXXXXX | XXXXXX | XXXXXX | XXXXXX | XXXXXX | XXXXXX | XXXXXX | XXXXXX | XXXXXX | XXXXXX | XXXXXX | XXXXXX | XXXXXX | XXXXXX | XXXXXX | XXXXXX | XXXXXX | XXXXXX | XXXXXX | XXXXXX | XXXXXX | XXXXXX | XXXXXX | XXXXXX | XXXXXX | XXXXXX | XXXXXX | XXXXXX | XXXXXX | XXXXXX | XXXXXX | XXXXXX | XXXXXX | XXXXXX | XXXXXX | XXXXXX | XXXXXX | XXXXXX | XXXXXX | XXXXXX | XXXXXX | XXXXXX | XXXXXX | XXXXXX | XXXXXX | XXXXXX | XXXXXX | XXXXXX | XXXXXX | XXXXXX | XXXXXX | XXXXXX | XXXXXX | XXXXXX | XXXXXX
PolyVAR | XXXXXX | XXXXXX | XXXXXX | XXXXXX | XXXXXX | XXXXXX | XXXXXX | XXXXXX | XXXXXX | XXXXXX | XXXXXX | XXXXXX | XXXXXX | XXXXXX | XXXXXX | XXXXXX | XXXXXX | XXXXXX | XXXXXX | XXXXXX | XXXXXX | XXXXXX | XXXXXX | XXXXXX | XXXXXX | XXXXXX | XXXXXX | XXXXXX | XXXXXX | XXXXXX | XXXXXX | XXXXXX | XXXXXX | XXXXXX | XXXXXX | XXXXXX | XXXXXX | XXXXXX | XXXXXX | XXXXXX | XXXXXX | XXXXXX | XXXXXX | XXXXXX | XXXXXX | XXXXXX | XXXXXX | XXXXXX | XXXXXX | XXXXXX | XXXXXX | XXXXXX | XXXXXX | XXXXXX | XXXXXX | XXXXXX | XXXXXX | XXXXXX | XXXXXX | XXXXXX | XXXXXX | XXXXXX | XXXXXX | XXXXXX | XXXXXX | XXXXXX | XXXXXX | XXXXXX | XXXXXX | XXXXXX | XXXXXX | XXXXXX | XXXXXX | XXXXXX | XXXXXX | XXXXXX | XXXXXX | XXXXXX | XXXXXX | XXXXXX | XXXXXX | XXXXXX | XXXXXX | XXXXXX | XXXXXX | XXXXXX | XXXXXX | XXXXXX | XXXXXX | XXXXXX | XXXXXX | XXXXXX | XXXXXX | XXXXXX | XXXXXX | XXXXXX | XXXXXX | XXXXXX | XXXXXX | XXXXXX | XXXXXX | XXXXXX | XXXXXX | XXXXXX | XXXXXX | XXXXXX | XXXXXX | XXXXXX | XXXXXX | XXXXXX | XXXXXX | XXXXXX | XXXXXX | XXXXXX | XXXXXX | XXXXXX | XXXXXX | XXXXXX | XXXXXX | XXXXXX | XXXXXX | XXXXXX | XXXXXX | XXXXXX | XXXXXX | XXXXXX | XXXXXX | XXXXXX | XXXXXX | XXXXXX | XXXXXX | XXXXXX | XXXXXX | XXXXXX | XXXXXX | XXXXXX | XXXXXX | XXXXXX | XXXXXX | XXXXXX | XXXXXX | XXXXXX | XXXXXX | XXXXXX | XXXXXX | XXXXXX | XXXXXX | XXXXXX | XXXXXX | XXXXXX | XXXXXX | XXXXXX | XXXXXX | XXXXXX | XXXXXX | XXXXXX | XXXXXX | XXXXXX | XXXXXX | XXXXXX | XXXXXX | XXXXXX | XXXXXX | XXXXXX | XXXXXX | XXXXXX | XXXXXX | XXXXXX | XXXXXX | XXXXXX | XXXXXX | XXXXXX | XXXXXX | XXXXXX | XXXXXX | XXXXXX | XXXXXX | XXXXXX | XXXXXX | XXXXXX | XXXXXX | XXXXXX | XXXXXX | XXXXXX | XXXXXX | XXXXXX | XXXXXX | XXXXXX | XXXXXX | XXXXXX | XXXXXX | XXXXXX | XXXXXX | XXXXXX | XXXXXX | XXXXXX | XXXXXX | XXXXXX | XXXXXX | XXXXXX | XXXXXX | XXXXXX | XXXXXX | XXXXXX | XXXXXX | XXXXXX | XXXXXX | XXXXXX | XXXXXX | XXXXXX | XXXXXX | XXXXXX | XXXXXX | XXXXXX | XXXXXX | XXXXXX | XXXXXX
ResGas | XXXXXX | XXXXXX | XXXXXX | XXXXXX | XXXXXX | XXXXXX | XXXXXX | XXXXXX | XXXXXX | XXXXXX | XXXXXX | XXXXXX | XXXXXX | XXXXXX | XXXXXX | XXXXXX | XXXXXX | XXXXXX | XXXXXX | XXXXXX | XXXXXX | XXXXXX | XXXXXX | XXXXXX | XXXXXX | XXXXXX | XXXXXX | XXXXXX | XXXXXX | XXXXXX | XXXXXX | XXXXXX | XXXXXX | XXXXXX | XXXXXX | XXXXXX | XXXXXX | XXXXXX | XXXXXX | XXXXXX | XXXXXX | XXXXXX | XXXXXX | XXXXXX | XXXXXX | XXXXXX | XXXXXX | XXXXXX | XXXXXX | XXXXXX | XXXXXX | XXXXXX | XXXXXX | XXXXXX | XXXXXX | XXXXXX | XXXXXX | XXXXXX | XXXXXX | XXXXXX | XXXXXX | XXXXXX | XXXXXX | XXXXXX | XXXXXX | XXXXXX | XXXXXX | XXXXXX | XXXXXX | XXXXXX | XXXXXX | XXXXXX | XXXXXX | XXXXXX | XXXXXX | XXXXXX | XXXXXX | XXXXXX | XXXXXX | XXXXXX | XXXXXX | XXXXXX | XXXXXX | XXXXXX | XXXXXX | XXXXXX | XXXXXX | XXXXXX | XXXXXX | XXXXXX | XXXXXX | XXXXXX | XXXXXX | XXXXXX | XXXXXX | XXXXXX | XXXXXX | XXXXXX | XXXXXX | XXXXXX | XXXXXX | XXXXXX | XXXXXX | XXXXXX | XXXXXX | XXXXXX | XXXXXX | XXXXXX | XXXXXX | XXXXXX | XXXXXX | XXXXXX | XXXXXX | XXXXXX | XXXXXX | XXXXXX | XXXXXX | XXXXXX | XXXXXX | XXXXXX | XXXXXX | XXXXXX | XXXXXX | XXXXXX | XXXXXX | XXXXXX | XXXXXX | XXXXXX | XXXXXX | XXXXXX | XXXXXX | XXXXXX | XXXXXX | XXXXXX | XXXXXX | XXXXXX | XXXXXX | XXXXXX | XXXXXX | XXXXXX | XXXXXX | XXXXXX | XXXXXX | XXXXXX | XXXXXX | XXXXXX | XXXXXX | XXXXXX | XXXXXX | XXXXXX | XXXXXX | XXXXXX | XXXXXX | XXXXXX | XXXXXX | XXXXXX | XXXXXX | XXXXXX | XXXXXX | XXXXXX | XXXXXX | XXXXXX | XXXXXX | XXXXXX | XXXXXX | XXXXXX | XXXXXX | XXXXXX | XXXXXX | XXXXXX | XXXXXX | XXXXXX | XXXXXX | XXXXXX | XXXXXX | XXXXXX | XXXXXX | XXXXXX | XXXXXX | XXXXXX | XXXXXX | XXXXXX | XXXXXX | XXXXXX | XXXXXX | XXXXXX | XXXXXX | XXXXXX | XXXXXX | XXXXXX | XXXXXX | XXXXXX | XXXXXX | XXXXXX | XXXXXX | XXXXXX | XXXXXX | XXXXXX | XXXXXX | XXXXXX | XXXXXX | XXXXXX | XXXXXX | XXXXXX | XXXXXX | XXXXXX | XXXXXX | XXXXXX | XXXXXX | XXXXXX | XXXXXX | XXXXXX | XXXXXX | XXXXXX | XXXXXX | XXXXXX | XXXXXX
Gas (was Cigas) | XXXXXX | XXXXXX | XXXXXX | XXXXXX | XXXXXX | XXXXXX | XXXXXX | XXXXXX | XXXXXX | XXXXXX | XXXXXX | XXXXXX | XXXXXX | XXXXXX | XXXXXX | XXXXXX | XXXXXX | XXXXXX | XXXXXX | XXXXXX | XXXXXX | XXXXXX | XXXXXX | XXXXXX | XXXXXX | XXXXXX | XXXXXX | XXXXXX | XXXXXX | XXXXXX | XXXXXX | XXXXXX | XXXXXX | XXXXXX | XXXXXX | XXXXXX | XXXXXX | XXXXXX | XXXXXX | XXXXXX | XXXXXX | XXXXXX | XXXXXX | XXXXXX | XXXXXX | XXXXXX | XXXXXX | XXXXXX | XXXXXX | XXXXXX | XXXXXX | XXXXXX | XXXXXX | XXXXXX | XXXXXX | XXXXXX | XXXXXX | XXXXXX | XXXXXX | XXXXXX | XXXXXX | XXXXXX | XXXXXX | XXXXXX | XXXXXX | XXXXXX | XXXXXX | XXXXXX | XXXXXX | XXXXXX | XXXXXX | XXXXXX | XXXXXX | XXXXXX | XXXXXX | XXXXXX | XXXXXX | XXXXXX | XXXXXX | XXXXXX | XXXXXX | XXXXXX | XXXXXX | XXXXXX | XXXXXX | XXXXXX | XXXXXX | XXXXXX | XXXXXX | XXXXXX | XXXXXX | XXXXXX | XXXXXX | XXXXXX | XXXXXX | XXXXXX | XXXXXX | XXXXXX | XXXXXX | XXXXXX | XXXXXX | XXXXXX | XXXXXX | XXXXXX | XXXXXX | XXXXXX | XXXXXX | XXXXXX | XXXXXX | XXXXXX | XXXXXX | XXXXXX | XXXXXX | XXXXXX | XXXXXX | XXXXXX | XXXXXX | XXXXXX | XXXXXX | XXXXXX | XXXXXX | XXXXXX | XXXXXX | XXXXXX | XXXXXX | XXXXXX | XXXXXX | XXXXXX | XXXXXX | XXXXXX | XXXXXX | XXXXXX | XXXXXX | XXXXXX | XXXXXX | XXXXXX | XXXXXX | XXXXXX | XXXXXX | XXXXXX | XXXXXX | XXXXXX | XXXXXX | XXXXXX | XXXXXX | XXXXXX | XXXXXX | XXXXXX | XXXXXX | XXXXXX | XXXXXX | XXXXXX | XXXXXX | XXXXXX | XXXXXX | XXXXXX | XXXXXX | XXXXXX | XXXXXX | XXXXXX | XXXXXX | XXXXXX | XXXXXX | XXXXXX | XXXXXX | XXXXXX | XXXXXX | XXXXXX | XXXXXX | XXXXXX | XXXXXX | XXXXXX | XXXXXX | XXXXXX | XXXXXX | XXXXXX | XXXXXX | XXXXXX | XXXXXX | XXXXXX | XXXXXX | XXXXXX | XXXXXX | XXXXXX | XXXXXX | XXXXXX | XXXXXX | XXXXXX | XXXXXX | XXXXXX | XXXXXX | XXXXXX | XXXXXX | XXXXXX | XXXXXX | XXXXXX | XXXXXX | XXXXXX | XXXXXX | XXXXXX | XXXXXX | XXXXXX | XXXXXX | XXXXXX | XXXXXX | XXXXXX | XXXXXX | XXXXXX | XXXXXX | XXXXXX | XXXXXX | XXXXXX | XXXXXX | XXXXXX | XXXXXX | XXXXXX | XXXXXX
Sum LP | XXXXXX | XXXXXX | XXXXXX | XXXXXX | XXXXXX | XXXXXX | XXXXXX | XXXXXX | XXXXXX | XXXXXX | XXXXXX | XXXXXX | XXXXXX | XXXXXX | XXXXXX | XXXXXX | XXXXXX | XXXXXX | XXXXXX | XXXXXX | XXXXXX | XXXXXX | XXXXXX | XXXXXX | XXXXXX | XXXXXX | XXXXXX | XXXXXX | XXXXXX | XXXXXX | XXXXXX | XXXXXX | XXXXXX | XXXXXX | XXXXXX | XXXXXX | XXXXXX | XXXXXX | XXXXXX | XXXXXX | XXXXXX | XXXXXX | XXXXXX | XXXXXX | XXXXXX | XXXXXX | XXXXXX | XXXXXX | XXXXXX | XXXXXX | XXXXXX | XXXXXX | XXXXXX | XXXXXX | XXXXXX | XXXXXX | XXXXXX | XXXXXX | XXXXXX | XXXXXX | XXXXXX | XXXXXX | XXXXXX | XXXXXX | XXXXXX | XXXXXX | XXXXXX | XXXXXX | XXXXXX | XXXXXX | XXXXXX | XXXXXX | XXXXXX | XXXXXX | XXXXXX | XXXXXX | XXXXXX | XXXXXX | XXXXXX | XXXXXX | XXXXXX | XXXXXX | XXXXXX | XXXXXX | XXXXXX | XXXXXX | XXXXXX | XXXXXX | XXXXXX | XXXXXX | XXXXXX | XXXXXX | XXXXXX | XXXXXX | XXXXXX | XXXXXX | XXXXXX | XXXXXX | XXXXXX | XXXXXX | XXXXXX | XXXXXX | XXXXXX | XXXXXX | XXXXXX | XXXXXX | XXXXXX | XXXXXX | XXXXXX | XXXXXX | XXXXXX | XXXXXX | XXXXXX | XXXXXX | XXXXXX | XXXXXX | XXXXXX | XXXXXX | XXXXXX | XXXXXX | XXXXXX | XXXXXX | XXXXXX | XXXXXX | XXXXXX | XXXXXX | XXXXXX | XXXXXX | XXXXXX | XXXXXX | XXXXXX | XXXXXX | XXXXXX | XXXXXX | XXXXXX | XXXXXX | XXXXXX | XXXXXX | XXXXXX | XXXXXX | XXXXXX | XXXXXX | XXXXXX | XXXXXX | XXXXXX | XXXXXX | XXXXXX | XXXXXX | XXXXXX | XXXXXX | XXXXXX | XXXXXX | XXXXXX | XXXXXX | XXXXXX | XXXXXX | XXXXXX | XXXXXX | XXXXXX | XXXXXX | XXXXXX | XXXXXX | XXXXXX | XXXXXX | XXXXXX | XXXXXX | XXXXXX | XXXXXX | XXXXXX | XXXXXX | XXXXXX | XXXXXX | XXXXXX | XXXXXX | XXXXXX | XXXXXX | XXXXXX | XXXXXX | XXXXXX | XXXXXX | XXXXXX | XXXXXX | XXXXXX | XXXXXX | XXXXXX | XXXXXX | XXXXXX | XXXXXX | XXXXXX | XXXXXX | XXXXXX | XXXXXX | XXXXXX | XXXXXX | XXXXXX | XXXXXX | XXXXXX | XXXXXX | XXXXXX | XXXXXX | XXXXXX | XXXXXX | XXXXXX | XXXXXX | XXXXXX | XXXXXX | XXXXXX | XXXXXX | XXXXXX | XXXXXX | XXXXXX | XXXXXX | XXXXXX | XXXXXX | XXXXXX | XXXXXX | XXXXXX
LP meters billed at Downgraded Rates | XXXXXX | XXXXXX | XXXXXX | XXXXXX | XXXXXX | XXXXXX | XXXXXX | XXXXXX | XXXXXX | XXXXXX | XXXXXX | XXXXXX | XXXXXX | XXXXXX | XXXXXX | XXXXXX | XXXXXX | XXXXXX | XXXXXX | XXXXXX | XXXXXX | XXXXXX | XXXXXX | XXXXXX | XXXXXX | XXXXXX | XXXXXX | XXXXXX | XXXXXX | XXXXXX | XXXXXX | XXXXXX | XXXXXX | XXXXXX | XXXXXX | XXXXXX | XXXXXX | XXXXXX | XXXXXX | XXXXXX | XXXXXX | XXXXXX | XXXXXX | XXXXXX | XXXXXX | XXXXXX | XXXXXX | XXXXXX | XXXXXX | XXXXXX | XXXXXX | XXXXXX | XXXXXX | XXXXXX | XXXXXX | XXXXXX | XXXXXX | XXXXXX | XXXXXX | XXXXXX | XXXXXX | XXXXXX | XXXXXX | XXXXXX | XXXXXX | XXXXXX | XXXXXX | XXXXXX | XXXXXX | XXXXXX | XXXXXX | XXXXXX | XXXXXX | XXXXXX | XXXXXX | XXXXXX | XXXXXX | XXXXXX | XXXXXX | XXXXXX | XXXXXX | XXXXXX | XXXXXX | XXXXXX | XXXXXX | XXXXXX | XXXXXX | XXXXXX | XXXXXX | XXXXXX | XXXXXX | XXXXXX | XXXXXX | XXXXXX | XXXXXX | XXXXXX | XXXXXX | XXXXXX | XXXXXX | XXXXXX | XXXXXX | XXXXXX | XXXXXX | XXXXXX | XXXXXX | XXXXXX | XXXXXX | XXXXXX | XXXXXX | XXXXXX | XXXXXX | XXXXXX | XXXXXX | XXXXXX | XXXXXX | XXXXXX | XXXXXX | XXXXXX | XXXXXX | XXXXXX | XXXXXX | XXXXXX | XXXXXX | XXXXXX | XXXXXX | XXXXXX | XXXXXX | XXXXXX | XXXXXX | XXXXXX | XXXXXX | XXXXXX | XXXXXX | XXXXXX | XXXXXX | XXXXXX | XXXXXX | XXXXXX | XXXXXX | XXXXXX | XXXXXX | XXXXXX | XXXXXX | XXXXXX | XXXXXX | XXXXXX | XXXXXX | XXXXXX | XXXXXX | XXXXXX | XXXXXX | XXXXXX | XXXXXX | XXXXXX | XXXXXX | XXXXXX | XXXXXX | XXXXXX | XXXXXX | XXXXXX | XXXXXX | XXXXXX | XXXXXX | XXXXXX | XXXXXX | XXXXXX | XXXXXX | XXXXXX | XXXXXX | XXXXXX | XXXXXX | XXXXXX | XXXXXX | XXXXXX | XXXXXX | XXXXXX | XXXXXX | XXXXXX | XXXXXX | XXXXXX | XXXXXX | XXXXXX | XXXXXX | XXXXXX | XXXXXX | XXXXXX | XXXXXX | XXXXXX | XXXXXX | XXXXXX | XXXXXX | XXXXXX | XXXXXX | XXXXXX | XXXXXX | XXXXXX | XXXXXX | XXXXXX | XXXXXX | XXXXXX | XXXXXX | XXXXXX | XXXXXX | XXXXXX | XXXXXX | XXXXXX | XXXXXX | XXXXXX | XXXXXX | XXXXXX | XXXXXX | XXXXXX | XXXXXX | XXXXXX | XXXXXX | XXXXXX | XXXXXX
Actual Invoice sum (prior to credits) | XXXXXX | XXXXXX | XXXXXX | XXXXXX | XXXXXX | XXXXXX | XXXXXX | XXXXXX | XXXXXX | XXXXXX | XXXXXX | XXXXXX | XXXXXX | XXXXXX | XXXXXX | XXXXXX | XXXXXX | XXXXXX | XXXXXX | XXXXXX | XXXXXX | XXXXXX | XXXXXX | XXXXXX | XXXXXX | XXXXXX | XXXXXX | XXXXXX | XXXXXX | XXXXXX | XXXXXX | XXXXXX | XXXXXX | XXXXXX | XXXXXX | XXXXXX | XXXXXX | XXXXXX | XXXXXX | XXXXXX | XXXXXX | XXXXXX | XXXXXX | XXXXXX | XXXXXX | XXXXXX | XXXXXX | XXXXXX | XXXXXX | XXXXXX | XXXXXX | XXXXXX | XXXXXX | XXXXXX | XXXXXX | XXXXXX | XXXXXX | XXXXXX | XXXXXX | XXXXXX | XXXXXX | XXXXXX | XXXXXX | XXXXXX | XXXXXX | XXXXXX | XXXXXX | XXXXXX | XXXXXX | XXXXXX | XXXXXX | XXXXXX | XXXXXX | XXXXXX | XXXXXX | XXXXXX | XXXXXX | XXXXXX | XXXXXX | XXXXXX | XXXXXX | XXXXXX | XXXXXX | XXXXXX | XXXXXX | XXXXXX | XXXXXX | XXXXXX | XXXXXX | XXXXXX | XXXXXX | XXXXXX | XXXXXX | XXXXXX | XXXXXX | XXXXXX | XXXXXX | XXXXXX | XXXXXX | XXXXXX | XXXXXX | XXXXXX | XXXXXX | XXXXXX | XXXXXX | XXXXXX | XXXXXX | XXXXXX | XXXXXX | XXXXXX | XXXXXX | XXXXXX | XXXXXX | XXXXXX | XXXXXX | XXXXXX | XXXXXX | XXXXXX | XXXXXX | XXXXXX | XXXXXX | XXXXXX | XXXXXX | XXXXXX | XXXXXX | XXXXXX | XXXXXX | XXXXXX | XXXXXX | XXXXXX | XXXXXX | XXXXXX | XXXXXX | XXXXXX | XXXXXX | XXXXXX | XXXXXX | XXXXXX | XXXXXX | XXXXXX | XXXXXX | XXXXXX | XXXXXX | XXXXXX | XXXXXX | XXXXXX | XXXXXX | XXXXXX | XXXXXX | XXXXXX | XXXXXX | XXXXXX | XXXXXX | XXXXXX | XXXXXX | XXXXXX | XXXXXX | XXXXXX | XXXXXX | XXXXXX | XXXXXX | XXXXXX | XXXXXX | XXXXXX | XXXXXX | XXXXXX | XXXXXX | XXXXXX | XXXXXX | XXXXXX | XXXXXX | XXXXXX | XXXXXX | XXXXXX | XXXXXX | XXXXXX | XXXXXX | XXXXXX | XXXXXX | XXXXXX | XXXXXX | XXXXXX | XXXXXX | XXXXXX | XXXXXX | XXXXXX | XXXXXX | XXXXXX | XXXXXX | XXXXXX | XXXXXX | XXXXXX | XXXXXX | XXXXXX | XXXXXX | XXXXXX | XXXXXX | XXXXXX | XXXXXX | XXXXXX | XXXXXX | XXXXXX | XXXXXX | XXXXXX | XXXXXX | XXXXXX | XXXXXX | XXXXXX | XXXXXX | XXXXXX | XXXXXX | XXXXXX | XXXXXX | XXXXXX | XXXXXX | XXXXXX | XXXXXX
Forecasted Amount | XXXXXX | XXXXXX | XXXXXX | XXXXXX | XXXXXX | XXXXXX | XXXXXX | XXXXXX | XXXXXX | XXXXXX | XXXXXX | XXXXXX | XXXXXX | XXXXXX | XXXXXX | XXXXXX | XXXXXX | XXXXXX | XXXXXX | XXXXXX | XXXXXX | XXXXXX | XXXXXX | XXXXXX | XXXXXX | XXXXXX | XXXXXX | XXXXXX | XXXXXX | XXXXXX | XXXXXX | XXXXXX | XXXXXX | XXXXXX | XXXXXX | XXXXXX | XXXXXX | XXXXXX | XXXXXX | XXXXXX | XXXXXX | XXXXXX | XXXXXX | XXXXXX | XXXXXX | XXXXXX | XXXXXX | XXXXXX | XXXXXX | XXXXXX | XXXXXX | XXXXXX | XXXXXX | XXXXXX | XXXXXX | XXXXXX | XXXXXX | XXXXXX | XXXXXX | XXXXXX | XXXXXX | XXXXXX | XXXXXX | XXXXXX | XXXXXX | XXXXXX | XXXXXX | XXXXXX | XXXXXX | XXXXXX | XXXXXX | XXXXXX | XXXXXX | XXXXXX | XXXXXX | XXXXXX | XXXXXX | XXXXXX | XXXXXX | XXXXXX | XXXXXX | XXXXXX | XXXXXX | XXXXXX | XXXXXX | XXXXXX | XXXXXX | XXXXXX | XXXXXX | XXXXXX | XXXXXX | XXXXXX | XXXXXX | XXXXXX | XXXXXX | XXXXXX | XXXXXX | XXXXXX | XXXXXX | XXXXXX | XXXXXX | XXXXXX | XXXXXX | XXXXXX | XXXXXX | XXXXXX | XXXXXX | XXXXXX | XXXXXX | XXXXXX | XXXXXX | XXXXXX | XXXXXX | XXXXXX | XXXXXX | XXXXXX | XXXXXX | XXXXXX | XXXXXX | XXXXXX | XXXXXX | XXXXXX | XXXXXX | XXXXXX | XXXXXX | XXXXXX | XXXXXX | XXXXXX | XXXXXX | XXXXXX | XXXXXX | XXXXXX | XXXXXX | XXXXXX | XXXXXX | XXXXXX | XXXXXX | XXXXXX | XXXXXX | XXXXXX | XXXXXX | XXXXXX | XXXXXX | XXXXXX | XXXXXX | XXXXXX | XXXXXX | XXXXXX | XXXXXX | XXXXXX | XXXXXX | XXXXXX | XXXXXX | XXXXXX | XXXXXX | XXXXXX | XXXXXX | XXXXXX | XXXXXX | XXXXXX | XXXXXX | XXXXXX | XXXXXX | XXXXXX | XXXXXX | XXXXXX | XXXXXX | XXXXXX | XXXXXX | XXXXXX | XXXXXX | XXXXXX | XXXXXX | XXXXXX | XXXXXX | XXXXXX | XXXXXX | XXXXXX | XXXXXX | XXXXXX | XXXXXX | XXXXXX | XXXXXX | XXXXXX | XXXXXX | XXXXXX | XXXXXX | XXXXXX | XXXXXX | XXXXXX | XXXXXX | XXXXXX | XXXXXX | XXXXXX | XXXXXX | XXXXXX | XXXXXX | XXXXXX | XXXXXX | XXXXXX | XXXXXX | XXXXXX | XXXXXX | XXXXXX | XXXXXX | XXXXXX | XXXXXX | XXXXXX | XXXXXX | XXXXXX | XXXXXX | XXXXXX | XXXXXX | XXXXXX | XXXXXX | XXXXXX | XXXXXX
Difference | XXXXXX | XXXXXX | XXXXXX | XXXXXX | XXXXXX | XXXXXX | XXXXXX | XXXXXX | XXXXXX | XXXXXX | XXXXXX | XXXXXX | XXXXXX | XXXXXX | XXXXXX | XXXXXX | XXXXXX | XXXXXX | XXXXXX | XXXXXX | XXXXXX | XXXXXX | XXXXXX | XXXXXX | XXXXXX | XXXXXX | XXXXXX | XXXXXX | XXXXXX | XXXXXX | XXXXXX | XXXXXX | XXXXXX | XXXXXX | XXXXXX | XXXXXX | XXXXXX | XXXXXX | XXXXXX | XXXXXX | XXXXXX | XXXXXX | XXXXXX | XXXXXX | XXXXXX | XXXXXX | XXXXXX | XXXXXX | XXXXXX | XXXXXX | XXXXXX | XXXXXX | XXXXXX | XXXXXX | XXXXXX | XXXXXX | XXXXXX | XXXXXX | XXXXXX | XXXXXX | XXXXXX | XXXXXX | XXXXXX | XXXXXX | XXXXXX | XXXXXX | XXXXXX | XXXXXX | XXXXXX | XXXXXX | XXXXXX | XXXXXX | XXXXXX | XXXXXX | XXXXXX | XXXXXX | XXXXXX | XXXXXX | XXXXXX | XXXXXX | XXXXXX | XXXXXX | XXXXXX | XXXXXX | XXXXXX | XXXXXX | XXXXXX | XXXXXX | XXXXXX | XXXXXX | XXXXXX | XXXXXX | XXXXXX | XXXXXX | XXXXXX | XXXXXX | XXXXXX | XXXXXX | XXXXXX | XXXXXX | XXXXXX | XXXXXX | XXXXXX | XXXXXX | XXXXXX | XXXXXX | XXXXXX | XXXXXX | XXXXXX | XXXXXX | XXXXXX | XXXXXX | XXXXXX | XXXXXX | XXXXXX | XXXXXX | XXXXXX | XXXXXX | XXXXXX | XXXXXX | XXXXXX | XXXXXX | XXXXXX | XXXXXX | XXXXXX | XXXXXX | XXXXXX | XXXXXX | XXXXXX | XXXXXX | XXXXXX | XXXXXX | XXXXXX | XXXXXX | XXXXXX | XXXXXX | XXXXXX | XXXXXX | XXXXXX | XXXXXX | XXXXXX | XXXXXX | XXXXXX | XXXXXX | XXXXXX | XXXXXX | XXXXXX | XXXXXX | XXXXXX | XXXXXX | XXXXXX | XXXXXX | XXXXXX | XXXXXX | XXXXXX | XXXXXX | XXXXXX | XXXXXX | XXXXXX | XXXXXX | XXXXXX | XXXXXX | XXXXXX | XXXXXX | XXXXXX | XXXXXX | XXXXXX | XXXXXX | XXXXXX | XXXXXX | XXXXXX | XXXXXX | XXXXXX | XXXXXX | XXXXXX | XXXXXX | XXXXXX | XXXXXX | XXXXXX | XXXXXX | XXXXXX | XXXXXX | XXXXXX | XXXXXX | XXXXXX | XXXXXX | XXXXXX | XXXXXX | XXXXXX | XXXXXX | XXXXXX | XXXXXX | XXXXXX | XXXXXX | XXXXXX | XXXXXX | XXXXXX | XXXXXX | XXXXXX | XXXXXX | XXXXXX | XXXXXX | XXXXXX | XXXXXX | XXXXXX | XXXXXX | XXXXXX | XXXXXX | XXXXXX | XXXXXX | XXXXXX | XXXXXX | XXXXXX | XXXXXX | XXXXXX | XXXXXX | XXXXXX
Performance Credits: | XXXXXX | XXXXXX | XXXXXX | XXXXXX | XXXXXX | XXXXXX | XXXXXX | XXXXXX | XXXXXX | XXXXXX | XXXXXX | XXXXXX | XXXXXX | XXXXXX | XXXXXX | XXXXXX | XXXXXX | XXXXXX | XXXXXX | XXXXXX | XXXXXX | XXXXXX | XXXXXX | XXXXXX | XXXXXX | XXXXXX | XXXXXX | XXXXXX | XXXXXX | XXXXXX | XXXXXX | XXXXXX | XXXXXX | XXXXXX | XXXXXX | XXXXXX | XXXXXX | XXXXXX | XXXXXX | XXXXXX | XXXXXX | XXXXXX | XXXXXX | XXXXXX | XXXXXX | XXXXXX | XXXXXX | XXXXXX | XXXXXX | XXXXXX | XXXXXX | XXXXXX | XXXXXX | XXXXXX | XXXXXX | XXXXXX | XXXXXX | XXXXXX | XXXXXX | XXXXXX | XXXXXX | XXXXXX | XXXXXX | XXXXXX | XXXXXX | XXXXXX | XXXXXX | XXXXXX | XXXXXX | XXXXXX | XXXXXX | XXXXXX | XXXXXX | XXXXXX | XXXXXX | XXXXXX | XXXXXX | XXXXXX | XXXXXX | XXXXXX | XXXXXX | XXXXXX | XXXXXX | XXXXXX | XXXXXX | XXXXXX | XXXXXX | XXXXXX | XXXXXX | XXXXXX | XXXXXX | XXXXXX | XXXXXX | XXXXXX | XXXXXX | XXXXXX | XXXXXX | XXXXXX | XXXXXX | XXXXXX | XXXXXX | XXXXXX | XXXXXX | XXXXXX | XXXXXX | XXXXXX | XXXXXX | XXXXXX | XXXXXX | XXXXXX | XXXXXX | XXXXXX | XXXXXX | XXXXXX | XXXXXX | XXXXXX | XXXXXX | XXXXXX | XXXXXX | XXXXXX | XXXXXX | XXXXXX | XXXXXX | XXXXXX | XXXXXX | XXXXXX | XXXXXX | XXXXXX | XXXXXX | XXXXXX | XXXXXX | XXXXXX | XXXXXX | XXXXXX | XXXXXX | XXXXXX | XXXXXX | XXXXXX | XXXXXX | XXXXXX | XXXXXX | XXXXXX | XXXXXX | XXXXXX | XXXXXX | XXXXXX | XXXXXX | XXXXXX | XXXXXX | XXXXXX | XXXXXX | XXXXXX | XXXXXX | XXXXXX | XXXXXX | XXXXXX | XXXXXX | XXXXXX | XXXXXX | XXXXXX | XXXXXX | XXXXXX | XXXXXX | XXXXXX | XXXXXX | XXXXXX | XXXXXX | XXXXXX | XXXXXX | XXXXXX | XXXXXX | XXXXXX | XXXXXX | XXXXXX | XXXXXX | XXXXXX | XXXXXX | XXXXXX | XXXXXX | XXXXXX | XXXXXX | XXXXXX | XXXXXX | XXXXXX | XXXXXX | XXXXXX | XXXXXX | XXXXXX | XXXXXX | XXXXXX | XXXXXX | XXXXXX | XXXXXX | XXXXXX | XXXXXX | XXXXXX | XXXXXX | XXXXXX | XXXXXX | XXXXXX | XXXXXX | XXXXXX | XXXXXX | XXXXXX | XXXXXX | XXXXXX | XXXXXX | XXXXXX | XXXXXX | XXXXXX | XXXXXX | XXXXXX | XXXXXX | XXXXXX | XXXXXX | XXXXXX | XXXXXX
DEMAND CREDITS INCL in INVOICE | XXXXXX | XXXXXX | XXXXXX | XXXXXX | XXXXXX | XXXXXX | XXXXXX | XXXXXX | XXXXXX | XXXXXX | XXXXXX | XXXXXX | XXXXXX | XXXXXX | XXXXXX | XXXXXX | XXXXXX | XXXXXX | XXXXXX | XXXXXX | XXXXXX | XXXXXX | XXXXXX | XXXXXX | XXXXXX | XXXXXX | XXXXXX | XXXXXX | XXXXXX | XXXXXX | XXXXXX | XXXXXX | XXXXXX | XXXXXX | XXXXXX | XXXXXX | XXXXXX | XXXXXX | XXXXXX | XXXXXX | XXXXXX | XXXXXX | XXXXXX | XXXXXX | XXXXXX | XXXXXX | XXXXXX | XXXXXX | XXXXXX | XXXXXX | XXXXXX | XXXXXX | XXXXXX | XXXXXX | XXXXXX | XXXXXX | XXXXXX | XXXXXX | XXXXXX | XXXXXX | XXXXXX | XXXXXX | XXXXXX | XXXXXX | XXXXXX | XXXXXX | XXXXXX | XXXXXX | XXXXXX | XXXXXX | XXXXXX | XXXXXX | XXXXXX | XXXXXX | XXXXXX | XXXXXX | XXXXXX | XXXXXX | XXXXXX | XXXXXX | XXXXXX | XXXXXX | XXXXXX | XXXXXX | XXXXXX | XXXXXX | XXXXXX | XXXXXX | XXXXXX | XXXXXX | XXXXXX | XXXXXX | XXXXXX | XXXXXX | XXXXXX | XXXXXX | XXXXXX | XXXXXX | XXXXXX | XXXXXX | XXXXXX | XXXXXX | XXXXXX | XXXXXX | XXXXXX | XXXXXX | XXXXXX | XXXXXX | XXXXXX | XXXXXX | XXXXXX | XXXXXX | XXXXXX | XXXXXX | XXXXXX | XXXXXX | XXXXXX | XXXXXX | XXXXXX | XXXXXX | XXXXXX | XXXXXX | XXXXXX | XXXXXX | XXXXXX | XXXXXX | XXXXXX | XXXXXX | XXXXXX | XXXXXX | XXXXXX | XXXXXX | XXXXXX | XXXXXX | XXXXXX | XXXXXX | XXXXXX | XXXXXX | XXXXXX | XXXXXX | XXXXXX | XXXXXX | XXXXXX | XXXXXX | XXXXXX | XXXXXX | XXXXXX | XXXXXX | XXXXXX | XXXXXX | XXXXXX | XXXXXX | XXXXXX | XXXXXX | XXXXXX | XXXXXX | XXXXXX | XXXXXX | XXXXXX | XXXXXX | XXXXXX | XXXXXX | XXXXXX | XXXXXX | XXXXXX | XXXXXX | XXXXXX | XXXXXX | XXXXXX | XXXXXX | XXXXXX | XXXXXX | XXXXXX | XXXXXX | XXXXXX | XXXXXX | XXXXXX | XXXXXX | XXXXXX | XXXXXX | XXXXXX | XXXXXX | XXXXXX | XXXXXX | XXXXXX | XXXXXX | XXXXXX | XXXXXX | XXXXXX | XXXXXX | XXXXXX | XXXXXX | XXXXXX | XXXXXX | XXXXXX | XXXXXX | XXXXXX | XXXXXX | XXXXXX | XXXXXX | XXXXXX | XXXXXX | XXXXXX | XXXXXX | XXXXXX | XXXXXX | XXXXXX | XXXXXX | XXXXXX | XXXXXX | XXXXXX | XXXXXX | XXXXXX | XXXXXX | XXXXXX | XXXXXX | XXXXXX
LP CREDITS INCL in INVOICE | XXXXXX | XXXXXX | XXXXXX | XXXXXX | XXXXXX | XXXXXX | XXXXXX | XXXXXX | XXXXXX | XXXXXX | XXXXXX | XXXXXX | XXXXXX | XXXXXX | XXXXXX | XXXXXX | XXXXXX | XXXXXX | XXXXXX | XXXXXX | XXXXXX | XXXXXX | XXXXXX | XXXXXX | XXXXXX | XXXXXX | XXXXXX | XXXXXX | XXXXXX | XXXXXX | XXXXXX | XXXXXX | XXXXXX | XXXXXX | XXXXXX | XXXXXX | XXXXXX | XXXXXX | XXXXXX | XXXXXX | XXXXXX | XXXXXX | XXXXXX | XXXXXX | XXXXXX | XXXXXX | XXXXXX | XXXXXX | XXXXXX | XXXXXX | XXXXXX | XXXXXX | XXXXXX | XXXXXX | XXXXXX | XXXXXX | XXXXXX | XXXXXX | XXXXXX | XXXXXX | XXXXXX | XXXXXX | XXXXXX | XXXXXX | XXXXXX | XXXXXX | XXXXXX | XXXXXX | XXXXXX | XXXXXX | XXXXXX | XXXXXX | XXXXXX | XXXXXX | XXXXXX | XXXXXX | XXXXXX | XXXXXX | XXXXXX | XXXXXX | XXXXXX | XXXXXX | XXXXXX | XXXXXX | XXXXXX | XXXXXX | XXXXXX | XXXXXX | XXXXXX | XXXXXX | XXXXXX | XXXXXX | XXXXXX | XXXXXX | XXXXXX | XXXXXX | XXXXXX | XXXXXX | XXXXXX | XXXXXX | XXXXXX | XXXXXX | XXXXXX | XXXXXX | XXXXXX | XXXXXX | XXXXXX | XXXXXX | XXXXXX | XXXXXX | XXXXXX | XXXXXX | XXXXXX | XXXXXX | XXXXXX | XXXXXX | XXXXXX | XXXXXX | XXXXXX | XXXXXX | XXXXXX | XXXXXX | XXXXXX | XXXXXX | XXXXXX | XXXXXX | XXXXXX | XXXXXX | XXXXXX | XXXXXX | XXXXXX | XXXXXX | XXXXXX | XXXXXX | XXXXXX | XXXXXX | XXXXXX | XXXXXX | XXXXXX | XXXXXX | XXXXXX | XXXXXX | XXXXXX | XXXXXX | XXXXXX | XXXXXX | XXXXXX | XXXXXX | XXXXXX | XXXXXX | XXXXXX | XXXXXX | XXXXXX | XXXXXX | XXXXXX | XXXXXX | XXXXXX | XXXXXX | XXXXXX | XXXXXX | XXXXXX | XXXXXX | XXXXXX | XXXXXX | XXXXXX | XXXXXX | XXXXXX | XXXXXX | XXXXXX | XXXXXX | XXXXXX | XXXXXX | XXXXXX | XXXXXX | XXXXXX | XXXXXX | XXXXXX | XXXXXX | XXXXXX | XXXXXX | XXXXXX | XXXXXX | XXXXXX | XXXXXX | XXXXXX | XXXXXX | XXXXXX | XXXXXX | XXXXXX | XXXXXX | XXXXXX | XXXXXX | XXXXXX | XXXXXX | XXXXXX | XXXXXX | XXXXXX | XXXXXX | XXXXXX | XXXXXX | XXXXXX | XXXXXX | XXXXXX | XXXXXX | XXXXXX | XXXXXX | XXXXXX | XXXXXX | XXXXXX | XXXXXX | XXXXXX | XXXXXX | XXXXXX | XXXXXX | XXXXXX | XXXXXX | XXXXXX
ORR/RVA Performance Credits | XXXXXX | XXXXXX | XXXXXX | XXXXXX | XXXXXX | XXXXXX | XXXXXX | XXXXXX | XXXXXX | XXXXXX | XXXXXX | XXXXXX | XXXXXX | XXXXXX | XXXXXX | XXXXXX | XXXXXX | XXXXXX | XXXXXX | XXXXXX | XXXXXX | XXXXXX | XXXXXX | XXXXXX | XXXXXX | XXXXXX | XXXXXX | XXXXXX | XXXXXX | XXXXXX | XXXXXX | XXXXXX | XXXXXX | XXXXXX | XXXXXX | XXXXXX | XXXXXX | XXXXXX | XXXXXX | XXXXXX | XXXXXX | XXXXXX | XXXXXX | XXXXXX | XXXXXX | XXXXXX | XXXXXX | XXXXXX | XXXXXX | XXXXXX | XXXXXX | XXXXXX | XXXXXX | XXXXXX | XXXXXX | XXXXXX | XXXXXX | XXXXXX | XXXXXX | XXXXXX | XXXXXX | XXXXXX | XXXXXX | XXXXXX | XXXXXX | XXXXXX | XXXXXX | XXXXXX | XXXXXX | XXXXXX | XXXXXX | XXXXXX | XXXXXX | XXXXXX | XXXXXX | XXXXXX | XXXXXX | XXXXXX | XXXXXX | XXXXXX | XXXXXX | XXXXXX | XXXXXX | XXXXXX | XXXXXX | XXXXXX | XXXXXX | XXXXXX | XXXXXX | XXXXXX | XXXXXX | XXXXXX | XXXXXX | XXXXXX | XXXXXX | XXXXXX | XXXXXX | XXXXXX | XXXXXX | XXXXXX | XXXXXX | XXXXXX | XXXXXX | XXXXXX | XXXXXX | XXXXXX | XXXXXX | XXXXXX | XXXXXX | XXXXXX | XXXXXX | XXXXXX | XXXXXX | XXXXXX | XXXXXX | XXXXXX | XXXXXX | XXXXXX | XXXXXX | XXXXXX | XXXXXX | XXXXXX | XXXXXX | XXXXXX | XXXXXX | XXXXXX | XXXXXX | XXXXXX | XXXXXX | XXXXXX | XXXXXX | XXXXXX | XXXXXX | XXXXXX | XXXXXX | XXXXXX | XXXXXX | XXXXXX | XXXXXX | XXXXXX | XXXXXX | XXXXXX | XXXXXX | XXXXXX | XXXXXX | XXXXXX | XXXXXX | XXXXXX | XXXXXX | XXXXXX | XXXXXX | XXXXXX | XXXXXX | XXXXXX | XXXXXX | XXXXXX | XXXXXX | XXXXXX | XXXXXX | XXXXXX | XXXXXX | XXXXXX | XXXXXX | XXXXXX | XXXXXX | XXXXXX | XXXXXX | XXXXXX | XXXXXX | XXXXXX | XXXXXX | XXXXXX | XXXXXX | XXXXXX | XXXXXX | XXXXXX | XXXXXX | XXXXXX | XXXXXX | XXXXXX | XXXXXX | XXXXXX | XXXXXX | XXXXXX | XXXXXX | XXXXXX | XXXXXX | XXXXXX | XXXXXX | XXXXXX | XXXXXX | XXXXXX | XXXXXX | XXXXXX | XXXXXX | XXXXXX | XXXXXX | XXXXXX | XXXXXX | XXXXXX | XXXXXX | XXXXXX | XXXXXX | XXXXXX | XXXXXX | XXXXXX | XXXXXX | XXXXXX | XXXXXX | XXXXXX | XXXXXX | XXXXXX | XXXXXX | XXXXXX | XXXXXX | XXXXXX | XXXXXX
Total Energy Eff Credits in Invoice | XXXXXX | XXXXXX | XXXXXX | XXXXXX | XXXXXX | XXXXXX | XXXXXX | XXXXXX | XXXXXX | XXXXXX | XXXXXX | XXXXXX | XXXXXX | XXXXXX | XXXXXX | XXXXXX | XXXXXX | XXXXXX | XXXXXX | XXXXXX | XXXXXX | XXXXXX | XXXXXX | XXXXXX | XXXXXX | XXXXXX | XXXXXX | XXXXXX | XXXXXX | XXXXXX | XXXXXX | XXXXXX | XXXXXX | XXXXXX | XXXXXX | XXXXXX | XXXXXX | XXXXXX | XXXXXX | XXXXXX | XXXXXX | XXXXXX | XXXXXX | XXXXXX | XXXXXX | XXXXXX | XXXXXX | XXXXXX | XXXXXX | XXXXXX | XXXXXX | XXXXXX | XXXXXX | XXXXXX | XXXXXX | XXXXXX | XXXXXX | XXXXXX | XXXXXX | XXXXXX | XXXXXX | XXXXXX | XXXXXX | XXXXXX | XXXXXX | XXXXXX | XXXXXX | XXXXXX | XXXXXX | XXXXXX | XXXXXX | XXXXXX | XXXXXX | XXXXXX | XXXXXX | XXXXXX | XXXXXX | XXXXXX | XXXXXX | XXXXXX | XXXXXX | XXXXXX | XXXXXX | XXXXXX | XXXXXX | XXXXXX | XXXXXX | XXXXXX | XXXXXX | XXXXXX | XXXXXX | XXXXXX | XXXXXX | XXXXXX | XXXXXX | XXXXXX | XXXXXX | XXXXXX | XXXXXX | XXXXXX | XXXXXX | XXXXXX | XXXXXX | XXXXXX | XXXXXX | XXXXXX | XXXXXX | XXXXXX | XXXXXX | XXXXXX | XXXXXX | XXXXXX | XXXXXX | XXXXXX | XXXXXX | XXXXXX | XXXXXX | XXXXXX | XXXXXX | XXXXXX | XXXXXX | XXXXXX | XXXXXX | XXXXXX | XXXXXX | XXXXXX | XXXXXX | XXXXXX | XXXXXX | XXXXXX | XXXXXX | XXXXXX | XXXXXX | XXXXXX | XXXXXX | XXXXXX | XXXXXX | XXXXXX | XXXXXX | XXXXXX | XXXXXX | XXXXXX | XXXXXX | XXXXXX | XXXXXX | XXXXXX | XXXXXX | XXXXXX | XXXXXX | XXXXXX | XXXXXX | XXXXXX | XXXXXX | XXXXXX | XXXXXX | XXXXXX | XXXXXX | XXXXXX | XXXXXX | XXXXXX | XXXXXX | XXXXXX | XXXXXX | XXXXXX | XXXXXX | XXXXXX | XXXXXX | XXXXXX | XXXXXX | XXXXXX | XXXXXX | XXXXXX | XXXXXX | XXXXXX | XXXXXX | XXXXXX | XXXXXX | XXXXXX | XXXXXX | XXXXXX | XXXXXX | XXXXXX | XXXXXX | XXXXXX | XXXXXX | XXXXXX | XXXXXX | XXXXXX | XXXXXX | XXXXXX | XXXXXX | XXXXXX | XXXXXX | XXXXXX | XXXXXX | XXXXXX | XXXXXX | XXXXXX | XXXXXX | XXXXXX | XXXXXX | XXXXXX | XXXXXX | XXXXXX | XXXXXX | XXXXXX | XXXXXX | XXXXXX | XXXXXX | XXXXXX | XXXXXX | XXXXXX | XXXXXX | XXXXXX | XXXXXX | XXXXXX | XXXXXX
Total IT Credits in Budget | XXXXXX | XXXXXX | XXXXXX | XXXXXX | XXXXXX | XXXXXX | XXXXXX | XXXXXX | XXXXXX | XXXXXX | XXXXXX | XXXXXX | XXXXXX | XXXXXX | XXXXXX | XXXXXX | XXXXXX | XXXXXX | XXXXXX | XXXXXX | XXXXXX | XXXXXX | XXXXXX | XXXXXX | XXXXXX | XXXXXX | XXXXXX | XXXXXX | XXXXXX | XXXXXX | XXXXXX | XXXXXX | XXXXXX | XXXXXX | XXXXXX | XXXXXX | XXXXXX | XXXXXX | XXXXXX | XXXXXX | XXXXXX | XXXXXX | XXXXXX | XXXXXX | XXXXXX | XXXXXX | XXXXXX | XXXXXX | XXXXXX | XXXXXX | XXXXXX | XXXXXX | XXXXXX | XXXXXX | XXXXXX | XXXXXX | XXXXXX | XXXXXX | XXXXXX | XXXXXX | XXXXXX | XXXXXX | XXXXXX | XXXXXX | XXXXXX | XXXXXX | XXXXXX | XXXXXX | XXXXXX | XXXXXX | XXXXXX | XXXXXX | XXXXXX | XXXXXX | XXXXXX | XXXXXX | XXXXXX | XXXXXX | XXXXXX | XXXXXX | XXXXXX | XXXXXX | XXXXXX | XXXXXX | XXXXXX | XXXXXX | XXXXXX | XXXXXX | XXXXXX | XXXXXX | XXXXXX | XXXXXX | XXXXXX | XXXXXX | XXXXXX | XXXXXX | XXXXXX | XXXXXX | XXXXXX | XXXXXX | XXXXXX | XXXXXX | XXXXXX | XXXXXX | XXXXXX | XXXXXX | XXXXXX | XXXXXX | XXXXXX | XXXXXX | XXXXXX | XXXXXX | XXXXXX | XXXXXX | XXXXXX | XXXXXX | XXXXXX | XXXXXX | XXXXXX | XXXXXX | XXXXXX | XXXXXX | XXXXXX | XXXXXX | XXXXXX | XXXXXX | XXXXXX | XXXXXX | XXXXXX | XXXXXX | XXXXXX | XXXXXX | XXXXXX | XXXXXX | XXXXXX | XXXXXX | XXXXXX | XXXXXX | XXXXXX | XXXXXX | XXXXXX | XXXXXX | XXXXXX | XXXXXX | XXXXXX | XXXXXX | XXXXXX | XXXXXX | XXXXXX | XXXXXX | XXXXXX | XXXXXX | XXXXXX | XXXXXX | XXXXXX | XXXXXX | XXXXXX | XXXXXX | XXXXXX | XXXXXX | XXXXXX | XXXXXX | XXXXXX | XXXXXX | XXXXXX | XXXXXX | XXXXXX | XXXXXX | XXXXXX | XXXXXX | XXXXXX | XXXXXX | XXXXXX | XXXXXX | XXXXXX | XXXXXX | XXXXXX | XXXXXX | XXXXXX | XXXXXX | XXXXXX | XXXXXX | XXXXXX | XXXXXX | XXXXXX | XXXXXX | XXXXXX | XXXXXX | XXXXXX | XXXXXX | XXXXXX | XXXXXX | XXXXXX | XXXXXX | XXXXXX | XXXXXX | XXXXXX | XXXXXX | XXXXXX | XXXXXX | XXXXXX | XXXXXX | XXXXXX | XXXXXX | XXXXXX | XXXXXX | XXXXXX | XXXXXX | XXXXXX | XXXXXX | XXXXXX | XXXXXX | XXXXXX | XXXXXX | XXXXXX | XXXXXX | XXXXXX
| XXXXXX | XXXXXX | XXXXXX | XXXXXX | XXXXXX | XXXXXX | XXXXXX | XXXXXX | XXXXXX | XXXXXX | XXXXXX | XXXXXX | XXXXXX | XXXXXX | XXXXXX | XXXXXX | XXXXXX | XXXXXX | XXXXXX | XXXXXX | XXXXXX | XXXXXX | XXXXXX | XXXXXX | XXXXXX | XXXXXX | XXXXXX | XXXXXX | XXXXXX | XXXXXX | XXXXXX | XXXXXX | XXXXXX | XXXXXX | XXXXXX | XXXXXX | XXXXXX | XXXXXX | XXXXXX | XXXXXX | XXXXXX | XXXXXX | XXXXXX | XXXXXX | XXXXXX | XXXXXX | XXXXXX | XXXXXX | XXXXXX | XXXXXX | XXXXXX | XXXXXX | XXXXXX | XXXXXX | XXXXXX | XXXXXX | XXXXXX | XXXXXX | XXXXXX | XXXXXX | XXXXXX | XXXXXX | XXXXXX | XXXXXX | XXXXXX | XXXXXX | XXXXXX | XXXXXX | XXXXXX | XXXXXX | XXXXXX | XXXXXX | XXXXXX | XXXXXX | XXXXXX | XXXXXX | XXXXXX | XXXXXX | XXXXXX | XXXXXX | XXXXXX | XXXXXX | XXXXXX | XXXXXX | XXXXXX | XXXXXX | XXXXXX | XXXXXX | XXXXXX | XXXXXX | XXXXXX | XXXXXX | XXXXXX | XXXXXX | XXXXXX | XXXXXX | XXXXXX | XXXXXX | XXXXXX | XXXXXX | XXXXXX | XXXXXX | XXXXXX | XXXXXX | XXXXXX | XXXXXX | XXXXXX | XXXXXX | XXXXXX | XXXXXX | XXXXXX | XXXXXX | XXXXXX | XXXXXX | XXXXXX | XXXXXX | XXXXXX | XXXXXX | XXXXXX | XXXXXX | XXXXXX | XXXXXX | XXXXXX | XXXXXX | XXXXXX | XXXXXX | XXXXXX | XXXXXX | XXXXXX | XXXXXX | XXXXXX | XXXXXX | XXXXXX | XXXXXX | XXXXXX | XXXXXX | XXXXXX | XXXXXX | XXXXXX | XXXXXX | XXXXXX | XXXXXX | XXXXXX | XXXXXX | XXXXXX | XXXXXX | XXXXXX | XXXXXX | XXXXXX | XXXXXX | XXXXXX | XXXXXX | XXXXXX | XXXXXX | XXXXXX | XXXXXX | XXXXXX | XXXXXX | XXXXXX | XXXXXX | XXXXXX | XXXXXX | XXXXXX | XXXXXX | XXXXXX | XXXXXX | XXXXXX | XXXXXX | XXXXXX | XXXXXX | XXXXXX | XXXXXX | XXXXXX | XXXXXX | XXXXXX | XXXXXX | XXXXXX | XXXXXX | XXXXXX | XXXXXX | XXXXXX | XXXXXX | XXXXXX | XXXXXX | XXXXXX | XXXXXX | XXXXXX | XXXXXX | XXXXXX | XXXXXX | XXXXXX | XXXXXX | XXXXXX | XXXXXX | XXXXXX | XXXXXX | XXXXXX | XXXXXX | XXXXXX | XXXXXX | XXXXXX | XXXXXX | XXXXXX | XXXXXX | XXXXXX | XXXXXX | XXXXXX | XXXXXX | XXXXXX | XXXXXX | XXXXXX | XXXXXX | XXXXXX | XXXXXX | XXXXXX | XXXXXX | XXXXXX
Contract Credits/Payback: | XXXXXX | XXXXXX | XXXXXX | XXXXXX | XXXXXX | XXXXXX | XXXXXX | XXXXXX | XXXXXX | XXXXXX | XXXXXX | XXXXXX | XXXXXX | XXXXXX | XXXXXX | XXXXXX | XXXXXX | XXXXXX | XXXXXX | XXXXXX | XXXXXX | XXXXXX | XXXXXX | XXXXXX | XXXXXX | XXXXXX | XXXXXX | XXXXXX | XXXXXX | XXXXXX | XXXXXX | XXXXXX | XXXXXX | XXXXXX | XXXXXX | XXXXXX | XXXXXX | XXXXXX | XXXXXX | XXXXXX | XXXXXX | XXXXXX | XXXXXX | XXXXXX | XXXXXX | XXXXXX | XXXXXX | XXXXXX | XXXXXX | XXXXXX | XXXXXX | XXXXXX | XXXXXX | XXXXXX | XXXXXX | XXXXXX | XXXXXX | XXXXXX | XXXXXX | XXXXXX | XXXXXX | XXXXXX | XXXXXX | XXXXXX | XXXXXX | XXXXXX | XXXXXX | XXXXXX | XXXXXX | XXXXXX | XXXXXX | XXXXXX | XXXXXX | XXXXXX | XXXXXX | XXXXXX | XXXXXX | XXXXXX | XXXXXX | XXXXXX | XXXXXX | XXXXXX | XXXXXX | XXXXXX | XXXXXX | XXXXXX | XXXXXX | XXXXXX | XXXXXX | XXXXXX | XXXXXX | XXXXXX | XXXXXX | XXXXXX | XXXXXX | XXXXXX | XXXXXX | XXXXXX | XXXXXX | XXXXXX | XXXXXX | XXXXXX | XXXXXX | XXXXXX | XXXXXX | XXXXXX | XXXXXX | XXXXXX | XXXXXX | XXXXXX | XXXXXX | XXXXXX | XXXXXX | XXXXXX | XXXXXX | XXXXXX | XXXXXX | XXXXXX | XXXXXX | XXXXXX | XXXXXX | XXXXXX | XXXXXX | XXXXXX | XXXXXX | XXXXXX | XXXXXX | XXXXXX | XXXXXX | XXXXXX | XXXXXX | XXXXXX | XXXXXX | XXXXXX | XXXXXX | XXXXXX | XXXXXX | XXXXXX | XXXXXX | XXXXXX | XXXXXX | XXXXXX | XXXXXX | XXXXXX | XXXXXX | XXXXXX | XXXXXX | XXXXXX | XXXXXX | XXXXXX | XXXXXX | XXXXXX | XXXXXX | XXXXXX | XXXXXX | XXXXXX | XXXXXX | XXXXXX | XXXXXX | XXXXXX | XXXXXX | XXXXXX | XXXXXX | XXXXXX | XXXXXX | XXXXXX | XXXXXX | XXXXXX | XXXXXX | XXXXXX | XXXXXX | XXXXXX | XXXXXX | XXXXXX | XXXXXX | XXXXXX | XXXXXX | XXXXXX | XXXXXX | XXXXXX | XXXXXX | XXXXXX | XXXXXX | XXXXXX | XXXXXX | XXXXXX | XXXXXX | XXXXXX | XXXXXX | XXXXXX | XXXXXX | XXXXXX | XXXXXX | XXXXXX | XXXXXX | XXXXXX | XXXXXX | XXXXXX | XXXXXX | XXXXXX | XXXXXX | XXXXXX | XXXXXX | XXXXXX | XXXXXX | XXXXXX | XXXXXX | XXXXXX | XXXXXX | XXXXXX | XXXXXX | XXXXXX | XXXXXX | XXXXXX | XXXXXX | XXXXXX | XXXXXX
Actual Credits/Payback per contract | XXXXXX | XXXXXX | XXXXXX | XXXXXX | XXXXXX | XXXXXX | XXXXXX | XXXXXX | XXXXXX | XXXXXX | XXXXXX | XXXXXX | XXXXXX | XXXXXX | XXXXXX | XXXXXX | XXXXXX | XXXXXX | XXXXXX | XXXXXX | XXXXXX | XXXXXX | XXXXXX | XXXXXX | XXXXXX | XXXXXX | XXXXXX | XXXXXX | XXXXXX | XXXXXX | XXXXXX | XXXXXX | XXXXXX | XXXXXX | XXXXXX | XXXXXX | XXXXXX | XXXXXX | XXXXXX | XXXXXX | XXXXXX | XXXXXX | XXXXXX | XXXXXX | XXXXXX | XXXXXX | XXXXXX | XXXXXX | XXXXXX | XXXXXX | XXXXXX | XXXXXX | XXXXXX | XXXXXX | XXXXXX | XXXXXX | XXXXXX | XXXXXX | XXXXXX | XXXXXX | XXXXXX | XXXXXX | XXXXXX | XXXXXX | XXXXXX | XXXXXX | XXXXXX | XXXXXX | XXXXXX | XXXXXX | XXXXXX | XXXXXX | XXXXXX | XXXXXX | XXXXXX | XXXXXX | XXXXXX | XXXXXX | XXXXXX | XXXXXX | XXXXXX | XXXXXX | XXXXXX | XXXXXX | XXXXXX | XXXXXX | XXXXXX | XXXXXX | XXXXXX | XXXXXX | XXXXXX | XXXXXX | XXXXXX | XXXXXX | XXXXXX | XXXXXX | XXXXXX | XXXXXX | XXXXXX | XXXXXX | XXXXXX | XXXXXX | XXXXXX | XXXXXX | XXXXXX | XXXXXX | XXXXXX | XXXXXX | XXXXXX | XXXXXX | XXXXXX | XXXXXX | XXXXXX | XXXXXX | XXXXXX | XXXXXX | XXXXXX | XXXXXX | XXXXXX | XXXXXX | XXXXXX | XXXXXX | XXXXXX | XXXXXX | XXXXXX | XXXXXX | XXXXXX | XXXXXX | XXXXXX | XXXXXX | XXXXXX | XXXXXX | XXXXXX | XXXXXX | XXXXXX | XXXXXX | XXXXXX | XXXXXX | XXXXXX | XXXXXX | XXXXXX | XXXXXX | XXXXXX | XXXXXX | XXXXXX | XXXXXX | XXXXXX | XXXXXX | XXXXXX | XXXXXX | XXXXXX | XXXXXX | XXXXXX | XXXXXX | XXXXXX | XXXXXX | XXXXXX | XXXXXX | XXXXXX | XXXXXX | XXXXXX | XXXXXX | XXXXXX | XXXXXX | XXXXXX | XXXXXX | XXXXXX | XXXXXX | XXXXXX | XXXXXX | XXXXXX | XXXXXX | XXXXXX | XXXXXX | XXXXXX | XXXXXX | XXXXXX | XXXXXX | XXXXXX | XXXXXX | XXXXXX | XXXXXX | XXXXXX | XXXXXX | XXXXXX | XXXXXX | XXXXXX | XXXXXX | XXXXXX | XXXXXX | XXXXXX | XXXXXX | XXXXXX | XXXXXX | XXXXXX | XXXXXX | XXXXXX | XXXXXX | XXXXXX | XXXXXX | XXXXXX | XXXXXX | XXXXXX | XXXXXX | XXXXXX | XXXXXX | XXXXXX | XXXXXX | XXXXXX | XXXXXX | XXXXXX | XXXXXX | XXXXXX | XXXXXX | XXXXXX | XXXXXX | XXXXXX
Allowable Credits per Accounting Rules | XXXXXX | XXXXXX | XXXXXX | XXXXXX | XXXXXX | XXXXXX | XXXXXX | XXXXXX | XXXXXX | XXXXXX | XXXXXX | XXXXXX | XXXXXX | XXXXXX | XXXXXX | XXXXXX | XXXXXX | XXXXXX | XXXXXX | XXXXXX | XXXXXX | XXXXXX | XXXXXX | XXXXXX | XXXXXX | XXXXXX | XXXXXX | XXXXXX | XXXXXX | XXXXXX | XXXXXX | XXXXXX | XXXXXX | XXXXXX | XXXXXX | XXXXXX | XXXXXX | XXXXXX | XXXXXX | XXXXXX | XXXXXX | XXXXXX | XXXXXX | XXXXXX | XXXXXX | XXXXXX | XXXXXX | XXXXXX | XXXXXX | XXXXXX | XXXXXX | XXXXXX | XXXXXX | XXXXXX | XXXXXX | XXXXXX | XXXXXX | XXXXXX | XXXXXX | XXXXXX | XXXXXX | XXXXXX | XXXXXX | XXXXXX | XXXXXX | XXXXXX | XXXXXX | XXXXXX | XXXXXX | XXXXXX | XXXXXX | XXXXXX | XXXXXX | XXXXXX | XXXXXX | XXXXXX | XXXXXX | XXXXXX | XXXXXX | XXXXXX | XXXXXX | XXXXXX | XXXXXX | XXXXXX | XXXXXX | XXXXXX | XXXXXX | XXXXXX | XXXXXX | XXXXXX | XXXXXX | XXXXXX | XXXXXX | XXXXXX | XXXXXX | XXXXXX | XXXXXX | XXXXXX | XXXXXX | XXXXXX | XXXXXX | XXXXXX | XXXXXX | XXXXXX | XXXXXX | XXXXXX | XXXXXX | XXXXXX | XXXXXX | XXXXXX | XXXXXX | XXXXXX | XXXXXX | XXXXXX | XXXXXX | XXXXXX | XXXXXX | XXXXXX | XXXXXX | XXXXXX | XXXXXX | XXXXXX | XXXXXX | XXXXXX | XXXXXX | XXXXXX | XXXXXX | XXXXXX | XXXXXX | XXXXXX | XXXXXX | XXXXXX | XXXXXX | XXXXXX | XXXXXX | XXXXXX | XXXXXX | XXXXXX | XXXXXX | XXXXXX | XXXXXX | XXXXXX | XXXXXX | XXXXXX | XXXXXX | XXXXXX | XXXXXX | XXXXXX | XXXXXX | XXXXXX | XXXXXX | XXXXXX | XXXXXX | XXXXXX | XXXXXX | XXXXXX | XXXXXX | XXXXXX | XXXXXX | XXXXXX | XXXXXX | XXXXXX | XXXXXX | XXXXXX | XXXXXX | XXXXXX | XXXXXX | XXXXXX | XXXXXX | XXXXXX | XXXXXX | XXXXXX | XXXXXX | XXXXXX | XXXXXX | XXXXXX | XXXXXX | XXXXXX | XXXXXX | XXXXXX | XXXXXX | XXXXXX | XXXXXX | XXXXXX | XXXXXX | XXXXXX | XXXXXX | XXXXXX | XXXXXX | XXXXXX | XXXXXX | XXXXXX | XXXXXX | XXXXXX | XXXXXX | XXXXXX | XXXXXX | XXXXXX | XXXXXX | XXXXXX | XXXXXX | XXXXXX | XXXXXX | XXXXXX | XXXXXX | XXXXXX | XXXXXX | XXXXXX | XXXXXX | XXXXXX | XXXXXX | XXXXXX | XXXXXX | XXXXXX | XXXXXX | XXXXXX | XXXXXX
| XXXXXX | XXXXXX | XXXXXX | XXXXXX | XXXXXX | XXXXXX | XXXXXX | XXXXXX | XXXXXX | XXXXXX | XXXXXX | XXXXXX | XXXXXX | XXXXXX | XXXXXX | XXXXXX | XXXXXX | XXXXXX | XXXXXX | XXXXXX | XXXXXX | XXXXXX | XXXXXX | XXXXXX | XXXXXX | XXXXXX | XXXXXX | XXXXXX | XXXXXX | XXXXXX | XXXXXX | XXXXXX | XXXXXX | XXXXXX | XXXXXX | XXXXXX | XXXXXX | XXXXXX | XXXXXX | XXXXXX | XXXXXX | XXXXXX | XXXXXX | XXXXXX | XXXXXX | XXXXXX | XXXXXX | XXXXXX | XXXXXX | XXXXXX | XXXXXX | XXXXXX | XXXXXX | XXXXXX | XXXXXX | XXXXXX | XXXXXX | XXXXXX | XXXXXX | XXXXXX | XXXXXX | XXXXXX | XXXXXX | XXXXXX | XXXXXX | XXXXXX | XXXXXX | XXXXXX | XXXXXX | XXXXXX | XXXXXX | XXXXXX | XXXXXX | XXXXXX | XXXXXX | XXXXXX | XXXXXX | XXXXXX | XXXXXX | XXXXXX | XXXXXX | XXXXXX | XXXXXX | XXXXXX | XXXXXX | XXXXXX | XXXXXX | XXXXXX | XXXXXX | XXXXXX | XXXXXX | XXXXXX | XXXXXX | XXXXXX | XXXXXX | XXXXXX | XXXXXX | XXXXXX | XXXXXX | XXXXXX | XXXXXX | XXXXXX | XXXXXX | XXXXXX | XXXXXX | XXXXXX | XXXXXX | XXXXXX | XXXXXX | XXXXXX | XXXXXX | XXXXXX | XXXXXX | XXXXXX | XXXXXX | XXXXXX | XXXXXX | XXXXXX | XXXXXX | XXXXXX | XXXXXX | XXXXXX | XXXXXX | XXXXXX | XXXXXX | XXXXXX | XXXXXX | XXXXXX | XXXXXX | XXXXXX | XXXXXX | XXXXXX | XXXXXX | XXXXXX | XXXXXX | XXXXXX | XXXXXX | XXXXXX | XXXXXX | XXXXXX | XXXXXX | XXXXXX | XXXXXX | XXXXXX | XXXXXX | XXXXXX | XXXXXX | XXXXXX | XXXXXX | XXXXXX | XXXXXX | XXXXXX | XXXXXX | XXXXXX | XXXXXX | XXXXXX | XXXXXX | XXXXXX | XXXXXX | XXXXXX | XXXXXX | XXXXXX | XXXXXX | XXXXXX | XXXXXX | XXXXXX | XXXXXX | XXXXXX | XXXXXX | XXXXXX | XXXXXX | XXXXXX | XXXXXX | XXXXXX | XXXXXX | XXXXXX | XXXXXX | XXXXXX | XXXXXX | XXXXXX | XXXXXX | XXXXXX | XXXXXX | XXXXXX | XXXXXX | XXXXXX | XXXXXX | XXXXXX | XXXXXX | XXXXXX | XXXXXX | XXXXXX | XXXXXX | XXXXXX | XXXXXX | XXXXXX | XXXXXX | XXXXXX | XXXXXX | XXXXXX | XXXXXX | XXXXXX | XXXXXX | XXXXXX | XXXXXX | XXXXXX | XXXXXX | XXXXXX | XXXXXX | XXXXXX | XXXXXX | XXXXXX | XXXXXX | XXXXXX | XXXXXX | XXXXXX | XXXXXX
Departmental Allocations: | XXXXXX | XXXXXX | XXXXXX | XXXXXX | XXXXXX | XXXXXX | XXXXXX | XXXXXX | XXXXXX | XXXXXX | XXXXXX | XXXXXX | XXXXXX | XXXXXX | XXXXXX | XXXXXX | XXXXXX | XXXXXX | XXXXXX | XXXXXX | XXXXXX | XXXXXX | XXXXXX | XXXXXX | XXXXXX | XXXXXX | XXXXXX | XXXXXX | XXXXXX | XXXXXX | XXXXXX | XXXXXX | XXXXXX | XXXXXX | XXXXXX | XXXXXX | XXXXXX | XXXXXX | XXXXXX | XXXXXX | XXXXXX | XXXXXX | XXXXXX | XXXXXX | XXXXXX | XXXXXX | XXXXXX | XXXXXX | XXXXXX | XXXXXX | XXXXXX | XXXXXX | XXXXXX | XXXXXX | XXXXXX | XXXXXX | XXXXXX | XXXXXX | XXXXXX | XXXXXX | XXXXXX | XXXXXX | XXXXXX | XXXXXX | XXXXXX | XXXXXX | XXXXXX | XXXXXX | XXXXXX | XXXXXX | XXXXXX | XXXXXX | XXXXXX | XXXXXX | XXXXXX | XXXXXX | XXXXXX | XXXXXX | XXXXXX | XXXXXX | XXXXXX | XXXXXX | XXXXXX | XXXXXX | XXXXXX | XXXXXX | XXXXXX | XXXXXX | XXXXXX | XXXXXX | XXXXXX | XXXXXX | XXXXXX | XXXXXX | XXXXXX | XXXXXX | XXXXXX | XXXXXX | XXXXXX | XXXXXX | XXXXXX | XXXXXX | XXXXXX | XXXXXX | XXXXXX | XXXXXX | XXXXXX | XXXXXX | XXXXXX | XXXXXX | XXXXXX | XXXXXX | XXXXXX | XXXXXX | XXXXXX | XXXXXX | XXXXXX | XXXXXX | XXXXXX | XXXXXX | XXXXXX | XXXXXX | XXXXXX | XXXXXX | XXXXXX | XXXXXX | XXXXXX | XXXXXX | XXXXXX | XXXXXX | XXXXXX | XXXXXX | XXXXXX | XXXXXX | XXXXXX | XXXXXX | XXXXXX | XXXXXX | XXXXXX | XXXXXX | XXXXXX | XXXXXX | XXXXXX | XXXXXX | XXXXXX | XXXXXX | XXXXXX | XXXXXX | XXXXXX | XXXXXX | XXXXXX | XXXXXX | XXXXXX | XXXXXX | XXXXXX | XXXXXX | XXXXXX | XXXXXX | XXXXXX | XXXXXX | XXXXXX | XXXXXX | XXXXXX | XXXXXX | XXXXXX | XXXXXX | XXXXXX | XXXXXX | XXXXXX | XXXXXX | XXXXXX | XXXXXX | XXXXXX | XXXXXX | XXXXXX | XXXXXX | XXXXXX | XXXXXX | XXXXXX | XXXXXX | XXXXXX | XXXXXX | XXXXXX | XXXXXX | XXXXXX | XXXXXX | XXXXXX | XXXXXX | XXXXXX | XXXXXX | XXXXXX | XXXXXX | XXXXXX | XXXXXX | XXXXXX | XXXXXX | XXXXXX | XXXXXX | XXXXXX | XXXXXX | XXXXXX | XXXXXX | XXXXXX | XXXXXX | XXXXXX | XXXXXX | XXXXXX | XXXXXX | XXXXXX | XXXXXX | XXXXXX | XXXXXX | XXXXXX | XXXXXX | XXXXXX | XXXXXX | XXXXXX
Load Research & EEI | XXXXXX | XXXXXX | XXXXXX | XXXXXX | XXXXXX | XXXXXX | XXXXXX | XXXXXX | XXXXXX | XXXXXX | XXXXXX | XXXXXX | XXXXXX | XXXXXX | XXXXXX | XXXXXX | XXXXXX | XXXXXX | XXXXXX | XXXXXX | XXXXXX | XXXXXX | XXXXXX | XXXXXX | XXXXXX | XXXXXX | XXXXXX | XXXXXX | XXXXXX | XXXXXX | XXXXXX | XXXXXX | XXXXXX | XXXXXX | XXXXXX | XXXXXX | XXXXXX | XXXXXX | XXXXXX | XXXXXX | XXXXXX | XXXXXX | XXXXXX | XXXXXX | XXXXXX | XXXXXX | XXXXXX | XXXXXX | XXXXXX | XXXXXX | XXXXXX | XXXXXX | XXXXXX | XXXXXX | XXXXXX | XXXXXX | XXXXXX | XXXXXX | XXXXXX | XXXXXX | XXXXXX | XXXXXX | XXXXXX | XXXXXX | XXXXXX | XXXXXX | XXXXXX | XXXXXX | XXXXXX | XXXXXX | XXXXXX | XXXXXX | XXXXXX | XXXXXX | XXXXXX | XXXXXX | XXXXXX | XXXXXX | XXXXXX | XXXXXX | XXXXXX | XXXXXX | XXXXXX | XXXXXX | XXXXXX | XXXXXX | XXXXXX | XXXXXX | XXXXXX | XXXXXX | XXXXXX | XXXXXX | XXXXXX | XXXXXX | XXXXXX | XXXXXX | XXXXXX | XXXXXX | XXXXXX | XXXXXX | XXXXXX | XXXXXX | XXXXXX | XXXXXX | XXXXXX | XXXXXX | XXXXXX | XXXXXX | XXXXXX | XXXXXX | XXXXXX | XXXXXX | XXXXXX | XXXXXX | XXXXXX | XXXXXX | XXXXXX | XXXXXX | XXXXXX | XXXXXX | XXXXXX | XXXXXX | XXXXXX | XXXXXX | XXXXXX | XXXXXX | XXXXXX | XXXXXX | XXXXXX | XXXXXX | XXXXXX | XXXXXX | XXXXXX | XXXXXX | XXXXXX | XXXXXX | XXXXXX | XXXXXX | XXXXXX | XXXXXX | XXXXXX | XXXXXX | XXXXXX | XXXXXX | XXXXXX | XXXXXX | XXXXXX | XXXXXX | XXXXXX | XXXXXX | XXXXXX | XXXXXX | XXXXXX | XXXXXX | XXXXXX | XXXXXX | XXXXXX | XXXXXX | XXXXXX | XXXXXX | XXXXXX | XXXXXX | XXXXXX | XXXXXX | XXXXXX | XXXXXX | XXXXXX | XXXXXX | XXXXXX | XXXXXX | XXXXXX | XXXXXX | XXXXXX | XXXXXX | XXXXXX | XXXXXX | XXXXXX | XXXXXX | XXXXXX | XXXXXX | XXXXXX | XXXXXX | XXXXXX | XXXXXX | XXXXXX | XXXXXX | XXXXXX | XXXXXX | XXXXXX | XXXXXX | XXXXXX | XXXXXX | XXXXXX | XXXXXX | XXXXXX | XXXXXX | XXXXXX | XXXXXX | XXXXXX | XXXXXX | XXXXXX | XXXXXX | XXXXXX | XXXXXX | XXXXXX | XXXXXX | XXXXXX | XXXXXX | XXXXXX | XXXXXX | XXXXXX | XXXXXX | XXXXXX | XXXXXX | XXXXXX | XXXXXX | XXXXXX
Load Research & EEI less credits | XXXXXX | XXXXXX | XXXXXX | XXXXXX | XXXXXX | XXXXXX | XXXXXX | XXXXXX | XXXXXX | XXXXXX | XXXXXX | XXXXXX | XXXXXX | XXXXXX | XXXXXX | XXXXXX | XXXXXX | XXXXXX | XXXXXX | XXXXXX | XXXXXX | XXXXXX | XXXXXX | XXXXXX | XXXXXX | XXXXXX | XXXXXX | XXXXXX | XXXXXX | XXXXXX | XXXXXX | XXXXXX | XXXXXX | XXXXXX | XXXXXX | XXXXXX | XXXXXX | XXXXXX | XXXXXX | XXXXXX | XXXXXX | XXXXXX | XXXXXX | XXXXXX | XXXXXX | XXXXXX | XXXXXX | XXXXXX | XXXXXX | XXXXXX | XXXXXX | XXXXXX | XXXXXX | XXXXXX | XXXXXX | XXXXXX | XXXXXX | XXXXXX | XXXXXX | XXXXXX | XXXXXX | XXXXXX | XXXXXX | XXXXXX | XXXXXX | XXXXXX | XXXXXX | XXXXXX | XXXXXX | XXXXXX | XXXXXX | XXXXXX | XXXXXX | XXXXXX | XXXXXX | XXXXXX | XXXXXX | XXXXXX | XXXXXX | XXXXXX | XXXXXX | XXXXXX | XXXXXX | XXXXXX | XXXXXX | XXXXXX | XXXXXX | XXXXXX | XXXXXX | XXXXXX | XXXXXX | XXXXXX | XXXXXX | XXXXXX | XXXXXX | XXXXXX | XXXXXX | XXXXXX | XXXXXX | XXXXXX | XXXXXX | XXXXXX | XXXXXX | XXXXXX | XXXXXX | XXXXXX | XXXXXX | XXXXXX | XXXXXX | XXXXXX | XXXXXX | XXXXXX | XXXXXX | XXXXXX | XXXXXX | XXXXXX | XXXXXX | XXXXXX | XXXXXX | XXXXXX | XXXXXX | XXXXXX | XXXXXX | XXXXXX | XXXXXX | XXXXXX | XXXXXX | XXXXXX | XXXXXX | XXXXXX | XXXXXX | XXXXXX | XXXXXX | XXXXXX | XXXXXX | XXXXXX | XXXXXX | XXXXXX | XXXXXX | XXXXXX | XXXXXX | XXXXXX | XXXXXX | XXXXXX | XXXXXX | XXXXXX | XXXXXX | XXXXXX | XXXXXX | XXXXXX | XXXXXX | XXXXXX | XXXXXX | XXXXXX | XXXXXX | XXXXXX | XXXXXX | XXXXXX | XXXXXX | XXXXXX | XXXXXX | XXXXXX | XXXXXX | XXXXXX | XXXXXX | XXXXXX | XXXXXX | XXXXXX | XXXXXX | XXXXXX | XXXXXX | XXXXXX | XXXXXX | XXXXXX | XXXXXX | XXXXXX | XXXXXX | XXXXXX | XXXXXX | XXXXXX | XXXXXX | XXXXXX | XXXXXX | XXXXXX | XXXXXX | XXXXXX | XXXXXX | XXXXXX | XXXXXX | XXXXXX | XXXXXX | XXXXXX | XXXXXX | XXXXXX | XXXXXX | XXXXXX | XXXXXX | XXXXXX | XXXXXX | XXXXXX | XXXXXX | XXXXXX | XXXXXX | XXXXXX | XXXXXX | XXXXXX | XXXXXX | XXXXXX | XXXXXX | XXXXXX | XXXXXX | XXXXXX | XXXXXX | XXXXXX | XXXXXX | XXXXXX | XXXXXX
| XXXXXX | XXXXXX | XXXXXX | XXXXXX | XXXXXX | XXXXXX | XXXXXX | XXXXXX | XXXXXX | XXXXXX | XXXXXX | XXXXXX | XXXXXX | XXXXXX | XXXXXX | XXXXXX | XXXXXX | XXXXXX | XXXXXX | XXXXXX | XXXXXX | XXXXXX | XXXXXX | XXXXXX | XXXXXX | XXXXXX | XXXXXX | XXXXXX | XXXXXX | XXXXXX | XXXXXX | XXXXXX | XXXXXX | XXXXXX | XXXXXX | XXXXXX | XXXXXX | XXXXXX | XXXXXX | XXXXXX | XXXXXX | XXXXXX | XXXXXX | XXXXXX | XXXXXX | XXXXXX | XXXXXX | XXXXXX | XXXXXX | XXXXXX | XXXXXX | XXXXXX | XXXXXX | XXXXXX | XXXXXX | XXXXXX | XXXXXX | XXXXXX | XXXXXX | XXXXXX | XXXXXX | XXXXXX | XXXXXX | XXXXXX | XXXXXX | XXXXXX | XXXXXX | XXXXXX | XXXXXX | XXXXXX | XXXXXX | XXXXXX | XXXXXX | XXXXXX | XXXXXX | XXXXXX | XXXXXX | XXXXXX | XXXXXX | XXXXXX | XXXXXX | XXXXXX | XXXXXX | XXXXXX | XXXXXX | XXXXXX | XXXXXX | XXXXXX | XXXXXX | XXXXXX | XXXXXX | XXXXXX | XXXXXX | XXXXXX | XXXXXX | XXXXXX | XXXXXX | XXXXXX | XXXXXX | XXXXXX | XXXXXX | XXXXXX | XXXXXX | XXXXXX | XXXXXX | XXXXXX | XXXXXX | XXXXXX | XXXXXX | XXXXXX | XXXXXX | XXXXXX | XXXXXX | XXXXXX | XXXXXX | XXXXXX | XXXXXX | XXXXXX | XXXXXX | XXXXXX | XXXXXX | XXXXXX | XXXXXX | XXXXXX | XXXXXX | XXXXXX | XXXXXX | XXXXXX | XXXXXX | XXXXXX | XXXXXX | XXXXXX | XXXXXX | XXXXXX | XXXXXX | XXXXXX | XXXXXX | XXXXXX | XXXXXX | XXXXXX | XXXXXX | XXXXXX | XXXXXX | XXXXXX | XXXXXX | XXXXXX | XXXXXX | XXXXXX | XXXXXX | XXXXXX | XXXXXX | XXXXXX | XXXXXX | XXXXXX | XXXXXX | XXXXXX | XXXXXX | XXXXXX | XXXXXX | XXXXXX | XXXXXX | XXXXXX | XXXXXX | XXXXXX | XXXXXX | XXXXXX | XXXXXX | XXXXXX | XXXXXX | XXXXXX | XXXXXX | XXXXXX | XXXXXX | XXXXXX | XXXXXX | XXXXXX | XXXXXX | XXXXXX | XXXXXX | XXXXXX | XXXXXX | XXXXXX | XXXXXX | XXXXXX | XXXXXX | XXXXXX | XXXXXX | XXXXXX | XXXXXX | XXXXXX | XXXXXX | XXXXXX | XXXXXX | XXXXXX | XXXXXX | XXXXXX | XXXXXX | XXXXXX | XXXXXX | XXXXXX | XXXXXX | XXXXXX | XXXXXX | XXXXXX | XXXXXX | XXXXXX | XXXXXX | XXXXXX | XXXXXX | XXXXXX | XXXXXX | XXXXXX | XXXXXX | XXXXXX | XXXXXX | XXXXXX | XXXXXX
Total Projected Read Fee less anticipated Performance Credits and any credit/payback amounts | XXXXXX | XXXXXX | XXXXXX | XXXXXX | XXXXXX | XXXXXX | XXXXXX | XXXXXX | XXXXXX | XXXXXX | XXXXXX | XXXXXX | XXXXXX | XXXXXX | XXXXXX | XXXXXX | XXXXXX | XXXXXX | XXXXXX | XXXXXX | XXXXXX | XXXXXX | XXXXXX | XXXXXX | XXXXXX | XXXXXX | XXXXXX | XXXXXX | XXXXXX | XXXXXX | XXXXXX | XXXXXX | XXXXXX | XXXXXX | XXXXXX | XXXXXX | XXXXXX | XXXXXX | XXXXXX | XXXXXX | XXXXXX | XXXXXX | XXXXXX | XXXXXX | XXXXXX | XXXXXX | XXXXXX | XXXXXX | XXXXXX | XXXXXX | XXXXXX | XXXXXX | XXXXXX | XXXXXX | XXXXXX | XXXXXX | XXXXXX | XXXXXX | XXXXXX | XXXXXX | XXXXXX | XXXXXX | XXXXXX | XXXXXX | XXXXXX | XXXXXX | XXXXXX | XXXXXX | XXXXXX | XXXXXX | XXXXXX | XXXXXX | XXXXXX | XXXXXX | XXXXXX | XXXXXX | XXXXXX | XXXXXX | XXXXXX | XXXXXX | XXXXXX | XXXXXX | XXXXXX | XXXXXX | XXXXXX | XXXXXX | XXXXXX | XXXXXX | XXXXXX | XXXXXX | XXXXXX | XXXXXX | XXXXXX | XXXXXX | XXXXXX | XXXXXX | XXXXXX | XXXXXX | XXXXXX | XXXXXX | XXXXXX | XXXXXX | XXXXXX | XXXXXX | XXXXXX | XXXXXX | XXXXXX | XXXXXX | XXXXXX | XXXXXX | XXXXXX | XXXXXX | XXXXXX | XXXXXX | XXXXXX | XXXXXX | XXXXXX | XXXXXX | XXXXXX | XXXXXX | XXXXXX | XXXXXX | XXXXXX | XXXXXX | XXXXXX | XXXXXX | XXXXXX | XXXXXX | XXXXXX | XXXXXX | XXXXXX | XXXXXX | XXXXXX | XXXXXX | XXXXXX | XXXXXX | XXXXXX | XXXXXX | XXXXXX | XXXXXX | XXXXXX | XXXXXX | XXXXXX | XXXXXX | XXXXXX | XXXXXX | XXXXXX | XXXXXX | XXXXXX | XXXXXX | XXXXXX | XXXXXX | XXXXXX | XXXXXX | XXXXXX | XXXXXX | XXXXXX | XXXXXX | XXXXXX | XXXXXX | XXXXXX | XXXXXX | XXXXXX | XXXXXX | XXXXXX | XXXXXX | XXXXXX | XXXXXX | XXXXXX | XXXXXX | XXXXXX | XXXXXX | XXXXXX | XXXXXX | XXXXXX | XXXXXX | XXXXXX | XXXXXX | XXXXXX | XXXXXX | XXXXXX | XXXXXX | XXXXXX | XXXXXX | XXXXXX | XXXXXX | XXXXXX | XXXXXX | XXXXXX | XXXXXX | XXXXXX | XXXXXX | XXXXXX | XXXXXX | XXXXXX | XXXXXX | XXXXXX | XXXXXX | XXXXXX | XXXXXX | XXXXXX | XXXXXX | XXXXXX | XXXXXX | XXXXXX | XXXXXX | XXXXXX | XXXXXX | XXXXXX | XXXXXX | XXXXXX | XXXXXX | XXXXXX | XXXXXX | XXXXXX | XXXXXX | XXXXXX
Jeff Co. Add'l Charges | XXXXXX | XXXXXX | XXXXXX | XXXXXX | XXXXXX | XXXXXX | XXXXXX | XXXXXX | XXXXXX | XXXXXX | XXXXXX | XXXXXX | XXXXXX | XXXXXX | XXXXXX | XXXXXX | XXXXXX | XXXXXX | XXXXXX | XXXXXX | XXXXXX | XXXXXX | XXXXXX | XXXXXX | XXXXXX | XXXXXX | XXXXXX | XXXXXX | XXXXXX | XXXXXX | XXXXXX | XXXXXX | XXXXXX | XXXXXX | XXXXXX | XXXXXX | XXXXXX | XXXXXX | XXXXXX | XXXXXX | XXXXXX | XXXXXX | XXXXXX | XXXXXX | XXXXXX | XXXXXX | XXXXXX | XXXXXX | XXXXXX | XXXXXX | XXXXXX | XXXXXX | XXXXXX | XXXXXX | XXXXXX | XXXXXX | XXXXXX | XXXXXX | XXXXXX | XXXXXX | XXXXXX | XXXXXX | XXXXXX | XXXXXX | XXXXXX | XXXXXX | XXXXXX | XXXXXX | XXXXXX | XXXXXX | XXXXXX | XXXXXX | XXXXXX | XXXXXX | XXXXXX | XXXXXX | XXXXXX | XXXXXX | XXXXXX | XXXXXX | XXXXXX | XXXXXX | XXXXXX | XXXXXX | XXXXXX | XXXXXX | XXXXXX | XXXXXX | XXXXXX | XXXXXX | XXXXXX | XXXXXX | XXXXXX | XXXXXX | XXXXXX | XXXXXX | XXXXXX | XXXXXX | XXXXXX | XXXXXX | XXXXXX | XXXXXX | XXXXXX | XXXXXX | XXXXXX | XXXXXX | XXXXXX | XXXXXX | XXXXXX | XXXXXX | XXXXXX | XXXXXX | XXXXXX | XXXXXX | XXXXXX | XXXXXX | XXXXXX | XXXXXX | XXXXXX | XXXXXX | XXXXXX | XXXXXX | XXXXXX | XXXXXX | XXXXXX | XXXXXX | XXXXXX | XXXXXX | XXXXXX | XXXXXX | XXXXXX | XXXXXX | XXXXXX | XXXXXX | XXXXXX | XXXXXX | XXXXXX | XXXXXX | XXXXXX | XXXXXX | XXXXXX | XXXXXX | XXXXXX | XXXXXX | XXXXXX | XXXXXX | XXXXXX | XXXXXX | XXXXXX | XXXXXX | XXXXXX | XXXXXX | XXXXXX | XXXXXX | XXXXXX | XXXXXX | XXXXXX | XXXXXX | XXXXXX | XXXXXX | XXXXXX | XXXXXX | XXXXXX | XXXXXX | XXXXXX | XXXXXX | XXXXXX | XXXXXX | XXXXXX | XXXXXX | XXXXXX | XXXXXX | XXXXXX | XXXXXX | XXXXXX | XXXXXX | XXXXXX | XXXXXX | XXXXXX | XXXXXX | XXXXXX | XXXXXX | XXXXXX | XXXXXX | XXXXXX | XXXXXX | XXXXXX | XXXXXX | XXXXXX | XXXXXX | XXXXXX | XXXXXX | XXXXXX | XXXXXX | XXXXXX | XXXXXX | XXXXXX | XXXXXX | XXXXXX | XXXXXX | XXXXXX | XXXXXX | XXXXXX | XXXXXX | XXXXXX | XXXXXX | XXXXXX | XXXXXX | XXXXXX | XXXXXX | XXXXXX | XXXXXX | XXXXXX | XXXXXX | XXXXXX | XXXXXX | XXXXXX
| XXXXXX | XXXXXX | XXXXXX | XXXXXX | XXXXXX | XXXXXX | XXXXXX | XXXXXX | XXXXXX | XXXXXX | XXXXXX | XXXXXX | XXXXXX | XXXXXX | XXXXXX | XXXXXX | XXXXXX | XXXXXX | XXXXXX | XXXXXX | XXXXXX | XXXXXX | XXXXXX | XXXXXX | XXXXXX | XXXXXX | XXXXXX | XXXXXX | XXXXXX | XXXXXX | XXXXXX | XXXXXX | XXXXXX | XXXXXX | XXXXXX | XXXXXX | XXXXXX | XXXXXX | XXXXXX | XXXXXX | XXXXXX | XXXXXX | XXXXXX | XXXXXX | XXXXXX | XXXXXX | XXXXXX | XXXXXX | XXXXXX | XXXXXX | XXXXXX | XXXXXX | XXXXXX | XXXXXX | XXXXXX | XXXXXX | XXXXXX | XXXXXX | XXXXXX | XXXXXX | XXXXXX | XXXXXX | XXXXXX | XXXXXX | XXXXXX | XXXXXX | XXXXXX | XXXXXX | XXXXXX | XXXXXX | XXXXXX | XXXXXX | XXXXXX | XXXXXX | XXXXXX | XXXXXX | XXXXXX | XXXXXX | XXXXXX | XXXXXX | XXXXXX | XXXXXX | XXXXXX | XXXXXX | XXXXXX | XXXXXX | XXXXXX | XXXXXX | XXXXXX | XXXXXX | XXXXXX | XXXXXX | XXXXXX | XXXXXX | XXXXXX | XXXXXX | XXXXXX | XXXXXX | XXXXXX | XXXXXX | XXXXXX | XXXXXX | XXXXXX | XXXXXX | XXXXXX | XXXXXX | XXXXXX | XXXXXX | XXXXXX | XXXXXX | XXXXXX | XXXXXX | XXXXXX | XXXXXX | XXXXXX | XXXXXX | XXXXXX | XXXXXX | XXXXXX | XXXXXX | XXXXXX | XXXXXX | XXXXXX | XXXXXX | XXXXXX | XXXXXX | XXXXXX | XXXXXX | XXXXXX | XXXXXX | XXXXXX | XXXXXX | XXXXXX | XXXXXX | XXXXXX | XXXXXX | XXXXXX | XXXXXX | XXXXXX | XXXXXX | XXXXXX | XXXXXX | XXXXXX | XXXXXX | XXXXXX | XXXXXX | XXXXXX | XXXXXX | XXXXXX | XXXXXX | XXXXXX | XXXXXX | XXXXXX | XXXXXX | XXXXXX | XXXXXX | XXXXXX | XXXXXX | XXXXXX | XXXXXX | XXXXXX | XXXXXX | XXXXXX | XXXXXX | XXXXXX | XXXXXX | XXXXXX | XXXXXX | XXXXXX | XXXXXX | XXXXXX | XXXXXX | XXXXXX | XXXXXX | XXXXXX | XXXXXX | XXXXXX | XXXXXX | XXXXXX | XXXXXX | XXXXXX | XXXXXX | XXXXXX | XXXXXX | XXXXXX | XXXXXX | XXXXXX | XXXXXX | XXXXXX | XXXXXX | XXXXXX | XXXXXX | XXXXXX | XXXXXX | XXXXXX | XXXXXX | XXXXXX | XXXXXX | XXXXXX | XXXXXX | XXXXXX | XXXXXX | XXXXXX | XXXXXX | XXXXXX | XXXXXX | XXXXXX | XXXXXX | XXXXXX | XXXXXX | XXXXXX | XXXXXX | XXXXXX | XXXXXX | XXXXXX | XXXXXX | XXXXXX
IT Budget Amount (Total Read Costs less dept. allocations | XXXXXX | XXXXXX | XXXXXX | XXXXXX | XXXXXX | XXXXXX | XXXXXX | XXXXXX | XXXXXX | XXXXXX | XXXXXX | XXXXXX | XXXXXX | XXXXXX | XXXXXX | XXXXXX | XXXXXX | XXXXXX | XXXXXX | XXXXXX | XXXXXX | XXXXXX | XXXXXX | XXXXXX | XXXXXX | XXXXXX | XXXXXX | XXXXXX | XXXXXX | XXXXXX | XXXXXX | XXXXXX | XXXXXX | XXXXXX | XXXXXX | XXXXXX | XXXXXX | XXXXXX | XXXXXX | XXXXXX | XXXXXX | XXXXXX | XXXXXX | XXXXXX | XXXXXX | XXXXXX | XXXXXX | XXXXXX | XXXXXX | XXXXXX | XXXXXX | XXXXXX | XXXXXX | XXXXXX | XXXXXX | XXXXXX | XXXXXX | XXXXXX | XXXXXX | XXXXXX | XXXXXX | XXXXXX | XXXXXX | XXXXXX | XXXXXX | XXXXXX | XXXXXX | XXXXXX | XXXXXX | XXXXXX | XXXXXX | XXXXXX | XXXXXX | XXXXXX | XXXXXX | XXXXXX | XXXXXX | XXXXXX | XXXXXX | XXXXXX | XXXXXX | XXXXXX | XXXXXX | XXXXXX | XXXXXX | XXXXXX | XXXXXX | XXXXXX | XXXXXX | XXXXXX | XXXXXX | XXXXXX | XXXXXX | XXXXXX | XXXXXX | XXXXXX | XXXXXX | XXXXXX | XXXXXX | XXXXXX | XXXXXX | XXXXXX | XXXXXX | XXXXXX | XXXXXX | XXXXXX | XXXXXX | XXXXXX | XXXXXX | XXXXXX | XXXXXX | XXXXXX | XXXXXX | XXXXXX | XXXXXX | XXXXXX | XXXXXX | XXXXXX | XXXXXX | XXXXXX | XXXXXX | XXXXXX | XXXXXX | XXXXXX | XXXXXX | XXXXXX | XXXXXX | XXXXXX | XXXXXX | XXXXXX | XXXXXX | XXXXXX | XXXXXX | XXXXXX | XXXXXX | XXXXXX | XXXXXX | XXXXXX | XXXXXX | XXXXXX | XXXXXX | XXXXXX | XXXXXX | XXXXXX | XXXXXX | XXXXXX | XXXXXX | XXXXXX | XXXXXX | XXXXXX | XXXXXX | XXXXXX | XXXXXX | XXXXXX | XXXXXX | XXXXXX | XXXXXX | XXXXXX | XXXXXX | XXXXXX | XXXXXX | XXXXXX | XXXXXX | XXXXXX | XXXXXX | XXXXXX | XXXXXX | XXXXXX | XXXXXX | XXXXXX | XXXXXX | XXXXXX | XXXXXX | XXXXXX | XXXXXX | XXXXXX | XXXXXX | XXXXXX | XXXXXX | XXXXXX | XXXXXX | XXXXXX | XXXXXX | XXXXXX | XXXXXX | XXXXXX | XXXXXX | XXXXXX | XXXXXX | XXXXXX | XXXXXX | XXXXXX | XXXXXX | XXXXXX | XXXXXX | XXXXXX | XXXXXX | XXXXXX | XXXXXX | XXXXXX | XXXXXX | XXXXXX | XXXXXX | XXXXXX | XXXXXX | XXXXXX | XXXXXX | XXXXXX | XXXXXX | XXXXXX | XXXXXX | XXXXXX | XXXXXX | XXXXXX | XXXXXX | XXXXXX | XXXXXX
Forecasted | [39 empty] | XXXXXX | XXXXXX | XXXXXX | XXXXXX | XXXXXX | XXXXXX | XXXXXX | XXXXXX | XXXXXX | XXXXXX | XXXXXX | XXXXXX
Accrued | [35 empty] | Other Credits |  |  |  | XXXXXX | XXXXXX | XXXXXX | XXXXXX | XXXXXX
[36 empty] | XXXXXX |  |  |  | XXXXXX | XXXXXX | XXXXXX | XXXXXX | XXXXXX
[27 empty] | 2012 | [5 empty] | L+G Actual Invoice Totals will be: | [6 empty] | 2013 | [5 empty] | L+G Actual Invoice Totals will be: | [6 empty] | 2014 | [5 empty] | L+G Actual Invoice Totals will be: | [6 empty] | 2015 | [5 empty] | L+G Actual Invoice Totals will be: | [6 empty] | 2016 |  |  | 2016 Price post April 1. |  |  | L+G Actual Invoice Totals will be: | [6 empty] | 2017 | [5 empty] | L+G Actual Invoice Totals will be: | [6 empty] | 2018 | [5 empty] | L+G Actual Invoice Totals will be: | [6 empty] | 2019 | [5 empty] | L+G Actual Invoice Totals will be: | [6 empty] | 2020 | [5 empty] | L+G Actual Invoice Totals will be: | [6 empty] | 2021 | [5 empty] | L+G Actual Invoice Totals will be: | [6 empty] | 2022 | [5 empty] | L+G Actual Invoice Totals will be: | [6 empty] | 2023-01-01: 2023
[14 empty] | XXXXXX | XXXXXX | XXXXXX | XXXXXX | XXXXXX | XXXXXX | XXXXXX |  |  |  |  | Prices in effect |  | June 2011 CPI | [5 empty] | XXXXXX | [6 empty] | June 2012 CPI | [5 empty] | XXXXXX | [6 empty] | June 2013 CPI | [5 empty] | XXXXXX | [6 empty] | June 2014 CPI | [5 empty] | XXXXXX | [6 empty] | June 2015 CPI |  |  | all reads |  |  | XXXXXX | [6 empty] | June 2016 CPI | [5 empty] | XXXXXX | [6 empty] | June 2017 CPI | [5 empty] | XXXXXX | [6 empty] | June 2018 CPI | [5 empty] | XXXXXX | [6 empty] | June 2019 CPI | [5 empty] | XXXXXX | [6 empty] | June 2019 CPI | [5 empty] | XXXXXX | [6 empty] | XXXXXX | [5 empty] | XXXXXX | [6 empty] | 2023-01-01: June 2022 CPI
[14 empty] | XXXXXX | XXXXXX | XXXXXX | XXXXXX | XXXXXX | XXXXXX | XXXXXX |  |  |  |  | April 27,2011 |  | XXXXXX | Actual |  |  |  |  | XXXXXX | [6 empty] | XXXXXX | Actual |  |  |  |  | XXXXXX | [6 empty] | XXXXXX | Forecast |  |  |  |  | XXXXXX | [6 empty] | XXXXXX | Forecast |  |  |  |  | XXXXXX | [6 empty] | XXXXXX | Forecast |  |  |  |  | XXXXXX | [6 empty] | XXXXXX | Forecast |  |  |  |  | XXXXXX | [6 empty] | XXXXXX | Forecast |  |  |  |  | XXXXXX | [6 empty] | XXXXXX | Forecast |  |  |  |  | XXXXXX | [6 empty] | XXXXXX | Forecast |  |  |  |  | XXXXXX | [6 empty] | XXXXXX | Forecast |  |  |  |  | XXXXXX | [6 empty] | XXXXXX | Forecast |  |  |  |  | XXXXXX | [6 empty] | 2023-01-01: XXXXXX; 2023-02-01: Forecast
Monthly Credit 2011 | [13 empty] | XXXXXX | XXXXXX | XXXXXX | XXXXXX | XXXXXX | XXXXXX | XXXXXX |  |  |  | CumE1 CumG | XXXXXX |  | XXXXXX | CumE1 CumG |  |  |  |  | XXXXXX | [6 empty] | XXXXXX | CumE1 CumG |  |  |  |  | XXXXXX | [6 empty] | XXXXXX | CumE1 CumG |  |  |  |  | XXXXXX | [6 empty] | XXXXXX | CumE1 CumG |  |  |  |  | XXXXXX | [6 empty] | XXXXXX | CumE1 CumG |  | XXXXXX | CumE1 CumG |  | XXXXXX | [6 empty] | XXXXXX | CumE1 CumG |  |  |  |  | XXXXXX | [6 empty] | XXXXXX | CumE1 CumG |  |  |  |  | XXXXXX | [6 empty] | XXXXXX | CumE1 CumG |  |  |  |  | XXXXXX | [6 empty] | XXXXXX | CumE1 CumG |  |  |  |  | XXXXXX | [6 empty] | XXXXXX | CumE1 CumG |  |  |  |  | XXXXXX | [6 empty] | XXXXXX | CumE1 CumG |  |  |  |  | XXXXXX | [6 empty] | 2023-01-01: XXXXXX; 2023-02-01: CumE1 CumG
Monthly Credit 2012 | [13 empty] | XXXXXX | XXXXXX | XXXXXX | XXXXXX | XXXXXX | XXXXXX | XXXXXX |  |  |  | TOUE1 | XXXXXX |  | XXXXXX | TOUE1 | [11 empty] | XXXXXX | TOUE1 | [11 empty] | XXXXXX | TOUE1 | [11 empty] | XXXXXX | TOUE1 | [11 empty] | XXXXXX | TOUE1 |  | XXXXXX | TOUE1 | [8 empty] | XXXXXX | TOUE1 | [11 empty] | XXXXXX | TOUE1 | [11 empty] | XXXXXX | TOUE1 | [11 empty] | XXXXXX | TOUE1 | [11 empty] | XXXXXX | TOUE1 | [11 empty] | XXXXXX | TOUE1 | [11 empty] | 2023-01-01: XXXXXX; 2023-02-01: TOUE1
Monthly Credit 2013 | [13 empty] | XXXXXX | XXXXXX | XXXXXX | XXXXXX | XXXXXX | XXXXXX | XXXXXX |  |  |  | DEME1 | XXXXXX |  | XXXXXX | DEME1 |  |  |  |  | Average Read Cost( Incl. total Credits): | [6 empty] | XXXXXX | DEME1 |  |  |  |  | Average Read Cost( Incl. total Credits): | [6 empty] | XXXXXX | DEME1 |  |  |  |  | Average Read Cost( Incl. total Credits): | [6 empty] | XXXXXX | DEME1 |  |  |  |  | Average Read Cost( Incl. total Credits): | [6 empty] | XXXXXX | DEME1 |  | XXXXXX | DEME1 |  | Average Read Cost( Incl. total Credits): | [6 empty] | XXXXXX | DEME1 |  |  |  |  | Average Read Cost( Incl. total Credits): | [6 empty] | XXXXXX | DEME1 |  |  |  |  | Average Read Cost( Incl. total Credits): | [6 empty] | XXXXXX | DEME1 |  |  |  |  | Average Read Cost( Incl. total Credits): | [6 empty] | XXXXXX | DEME1 |  |  |  |  | Average Read Cost( Incl. total Credits): | [6 empty] | XXXXXX | DEME1 |  |  |  |  | Average Read Cost( Incl. total Credits): | [6 empty] | XXXXXX | DEME1 |  |  |  |  | Average Read Cost( Incl. total Credits): | [6 empty] | 2023-01-01: XXXXXX; 2023-02-01: DEME1
Monthly Credit 2014 | [13 empty] | XXXXXX | XXXXXX | XXXXXX | XXXXXX | XXXXXX | XXXXXX | XXXXXX |  |  |  | LP1,LP2 | XXXXXX |  | XXXXXX | LP1,LP2 |  |  |  |  | XXXXXX | [6 empty] | XXXXXX | LP1,LP2 |  |  |  |  | XXXXXX | [6 empty] | XXXXXX | LP1,LP2 |  |  |  |  | XXXXXX | [6 empty] | XXXXXX | LP1,LP2 |  |  |  |  | XXXXXX | [6 empty] | XXXXXX | LP1,LP2 |  | XXXXXX | LP1,LP2 |  | XXXXXX | [6 empty] | XXXXXX | LP1,LP2 |  |  |  |  | XXXXXX | [6 empty] | XXXXXX | LP1,LP2 |  |  |  |  | XXXXXX | [6 empty] | XXXXXX | LP1,LP2 |  |  |  |  | XXXXXX | [6 empty] | XXXXXX | LP1,LP2 |  |  |  |  | XXXXXX | [6 empty] | XXXXXX | LP1,LP2 |  |  |  |  | XXXXXX | [6 empty] | XXXXXX | LP1,LP2 |  |  |  |  | XXXXXX | [6 empty] | 2023-01-01: XXXXXX; 2023-02-01: LP1,LP2
Monthly Credit 2015 | [13 empty] | XXXXXX | XXXXXX | XXXXXX | XXXXXX | XXXXXX | XXXXXX | XXXXXX |  |  |  |  | XXXXXX |  | XXXXXX
Monthly Cost 2016 | [13 empty] | XXXXXX | XXXXXX | XXXXXX | XXXXXX | XXXXXX | XXXXXX | XXXXXX |  |  |  | CumE3 kVAR | XXXXXX |  | XXXXXX | CumE3 kVAR | [11 empty] | XXXXXX | CumE3 kVAR | [11 empty] | XXXXXX | CumE3 kVAR | [11 empty] | XXXXXX | CumE3 kVAR | [11 empty] | XXXXXX | CumE3 kVAR |  | XXXXXX | CumE3 kVAR | [8 empty] | XXXXXX | CumE3 kVAR | [11 empty] | XXXXXX | CumE3 kVAR | [11 empty] | XXXXXX | CumE3 kVAR | [11 empty] | XXXXXX | CumE3 kVAR | [11 empty] | XXXXXX | CumE3 kVAR | [11 empty] | XXXXXX | CumE3 kVAR | [11 empty] | 2023-01-01: XXXXXX; 2023-02-01: CumE3 kVAR
[14 empty] | XXXXXX | XXXXXX | XXXXXX | XXXXXX | XXXXXX | XXXXXX | XXXXXX |  |  |  | TOUE3 | XXXXXX |  | XXXXXX | TOUE3 | [11 empty] | XXXXXX | TOUE3 | [11 empty] | XXXXXX | TOUE3 | [11 empty] | XXXXXX | TOUE3 | [11 empty] | XXXXXX | TOUE3 |  | XXXXXX | TOUE3 | [8 empty] | XXXXXX | TOUE3 | [11 empty] | XXXXXX | TOUE3 | [11 empty] | XXXXXX | TOUE3 | [11 empty] | XXXXXX | TOUE3 | [11 empty] | XXXXXX | TOUE3 | [11 empty] | XXXXXX | TOUE3 | [11 empty] | 2023-01-01: XXXXXX; 2023-02-01: TOUE3
[14 empty] | XXXXXX | XXXXXX | XXXXXX | XXXXXX | XXXXXX | XXXXXX | XXXXXX |  |  |  | DEME3 | XXXXXX |  | XXXXXX | DEME3 | [11 empty] | XXXXXX | DEME3 | [11 empty] | XXXXXX | DEME3 | [11 empty] | XXXXXX | DEME3 | [11 empty] | XXXXXX | DEME3 |  | XXXXXX | DEME3 | [8 empty] | XXXXXX | DEME3 | [11 empty] | XXXXXX | DEME3 | [11 empty] | XXXXXX | DEME3 | [11 empty] | XXXXXX | DEME3 | [11 empty] | XXXXXX | DEME3 | [11 empty] | XXXXXX | DEME3 | [11 empty] | 2023-01-01: XXXXXX; 2023-02-01: DEME3
[14 empty] | XXXXXX | XXXXXX | XXXXXX | XXXXXX | XXXXXX | XXXXXX | XXXXXX |  |  |  | LPE3, LPG | XXXXXX |  | XXXXXX | LPE3, LPG | [11 empty] | XXXXXX | LPE3, LPG | [11 empty] | XXXXXX | LPE3, LPG | [11 empty] | XXXXXX | LPE3, LPG | [11 empty] | XXXXXX | LPE3, LPG |  | XXXXXX | LPE3, LPG | [8 empty] | XXXXXX | LPE3, LPG | [11 empty] | XXXXXX | LPE3, LPG | [11 empty] | XXXXXX | LPE3, LPG | [11 empty] | XXXXXX | LPE3, LPG | [11 empty] | XXXXXX | LPE3, LPG | [11 empty] | XXXXXX | LPE3, LPG | [11 empty] | 2023-01-01: XXXXXX; 2023-02-01: LPE3, LPG
[14 empty] | XXXXXX | XXXXXX | XXXXXX | XXXXXX | XXXXXX | XXXXXX | XXXXXX
[14 empty] | XXXXXX | XXXXXX | XXXXXX | XXXXXX | XXXXXX | XXXXXX | XXXXXX | [6 empty] | Actual 2012 Meter Read Costs |  |  | XXXXXX | [9 empty] | Actual 2013 Meter Read Costs |  |  | XXXXXX | [9 empty] | Actual 2014 Meter Read Costs |  |  | XXXXXX | [9 empty] | Actual 2015 Meter Read Costs |  |  | XXXXXX | [9 empty] | Actual 2016 Meter Read Costs |  |  | XXXXXX | [9 empty] | Actual 2017 Meter Read Costs |  |  | XXXXXX | [9 empty] | Actual 2018 Meter Read Costs |  |  | XXXXXX | [9 empty] | Actual 2019 Meter Read Costs |  |  | XXXXXX | [9 empty] | Actual 2020 Meter Read Costs |  |  | XXXXXX | [9 empty] | Actual 2021 Meter Read Costs |  |  | XXXXXX | [9 empty] | Actual 2022 Meter Read Costs |  |  | XXXXXX | [9 empty] | 2023-01-01: Actual 2023 Meter Read Costs; 2023-03-01: XXXXXX
[14 empty] | XXXXXX | XXXXXX | XXXXXX | XXXXXX | XXXXXX | XXXXXX | XXXXXX | [6 empty] | Actual Contract Credit |  |  | XXXXXX | [9 empty] | Contract Credits Allowed |  |  | XXXXXX | [9 empty] | Contract Credits Allowed |  |  | XXXXXX | [9 empty] | Contract Credits Allowed |  |  | XXXXXX | [9 empty] | Contract Credits Allowed |  |  | XXXXXX | [9 empty] | Contract Payback |  |  | XXXXXX | [9 empty] | Contract Payback |  |  | XXXXXX | [9 empty] | Contract Payback |  |  | XXXXXX | [9 empty] | Contract Payback |  |  | XXXXXX | [9 empty] | Contract Payback |  |  | XXXXXX | [9 empty] | Contract Payback |  |  | XXXXXX | [9 empty] | 2023-01-01: Contract Payback; 2023-03-01: XXXXXX
[14 empty] | XXXXXX | XXXXXX | XXXXXX | XXXXXX | XXXXXX | XXXXXX | XXXXXX | [9 empty] | XXXXXX | [9 empty] | Less anticipated Perfomance Credits |  |  | XXXXXX | [9 empty] | Less anticipated Perfomance Credits |  |  | XXXXXX | [9 empty] | Less anticipated Perfomance Credits |  |  | XXXXXX | [9 empty] | Less anticipated Perfomance Credits |  |  | XXXXXX | [9 empty] | Less anticipated Perfomance Credits |  |  | XXXXXX | [9 empty] | Less anticipated Perfomance Credits |  |  | XXXXXX | [9 empty] | Less anticipated Perfomance Credits |  |  | XXXXXX | [9 empty] | Less anticipated Perfomance Credits |  |  | XXXXXX | [9 empty] | Less anticipated Perfomance Credits |  |  | XXXXXX | [9 empty] | Less anticipated Perfomance Credits |  |  | XXXXXX | [9 empty] | 2023-01-01: Less anticipated Perf Credits; 2023-03-01: XXXXXX
[14 empty] | XXXXXX | XXXXXX | XXXXXX | XXXXXX | XXXXXX | XXXXXX | XXXXXX | [6 empty] | Total 2012 Cost |  |  | XXXXXX | [9 empty] | Total 2013 'Cost' |  |  | XXXXXX | [9 empty] | Total 2014 'Cost' |  |  | XXXXXX | [9 empty] | Total 2015 'Cost' |  |  | XXXXXX | [9 empty] | Contract Payback |  |  | XXXXXX | [9 empty] | Total 2017 'Cost' |  |  | XXXXXX | [9 empty] | Total 2018 'Cost' |  |  | XXXXXX | [9 empty] | Total 2019 'Cost' |  |  | XXXXXX | [9 empty] | Total 2020 'Cost' |  |  | XXXXXX | [9 empty] | Total 2021 'Cost' |  |  | XXXXXX | [9 empty] | Total 2022 'Cost' |  |  | XXXXXX | [9 empty] | 2023-03-01: XXXXXX
[14 empty] | XXXXXX | XXXXXX | XXXXXX | XXXXXX | XXXXXX | XXXXXX | XXXXXX | [9 empty] | XXXXXX | [48 empty] | Total 2016 'Cost' |  |  | XXXXXX
[14 empty] | XXXXXX | XXXXXX | XXXXXX | XXXXXX | XXXXXX | XXXXXX | XXXXXX | [6 empty] | IT Budget Amount: |  |  | XXXXXX | [9 empty] | IT Budget Amount: | [12 empty] | IT Budget Amount: | [12 empty] | IT Budget Amount: | [12 empty] | IT Budget Amount: | [12 empty] | IT Budget Amount: | [12 empty] | IT Budget Amount: | [12 empty] | IT Budget Amount: | [12 empty] | IT Budget Amount: | [12 empty] | IT Budget Amount: | [12 empty] | IT Budget Amount: | [12 empty] | 2023-01-01: XXXXXX; 2023-03-01: XXXXXX
[14 empty] | XXXXXX | XXXXXX | XXXXXX | XXXXXX | XXXXXX | XXXXXX | XXXXXX | [6 empty] | Total 2012 less allowed credits & dept alloc. |  |  | XXXXXX | [9 empty] | Total 2013 less allowed credits & dept alloc. |  |  | XXXXXX | [9 empty] | Total 2014 less allowed credits & dept alloc. |  |  | XXXXXX | [9 empty] | Total 2015 less allowed credits & dept alloc. |  |  | XXXXXX | [9 empty] | Total 2016 less allowed credits/payback & dept alloc. |  |  | XXXXXX | [9 empty] | Total 2015 less allowed credits & dept alloc. |  |  | XXXXXX | [9 empty] | Total 2015 less allowed credits & dept alloc. |  |  | XXXXXX | [9 empty] | Total 2019 less allowed credits & dept alloc. |  |  | XXXXXX | [9 empty] | Total 2020 less allowed credits & dept alloc. |  |  | XXXXXX | [9 empty] | Total 2021 less allowed credits & dept alloc. |  |  | XXXXXX | [9 empty] | Total 2022 less allowed credits & dept alloc. |  |  | XXXXXX | [9 empty] | 2023-01-01: Total 2015 less allowed credits & dept alloc.
[14 empty] | XXXXXX | XXXXXX | XXXXXX | XXXXXX | XXXXXX | XXXXXX | XXXXXX
[14 empty] | XXXXXX | XXXXXX | XXXXXX | XXXXXX | XXXXXX | XXXXXX | XXXXXX
[14 empty] | XXXXXX | XXXXXX | XXXXXX | XXXXXX | XXXXXX | XXXXXX | XXXXXX | [58 empty] | Monthly Payback per Contract beginning 04/16 |  |  | XXXXXX | [9 empty] | Monthly Payback per Contract |  |  | XXXXXX | [9 empty] | Monthly Payback per Contract |  |  | XXXXXX | [9 empty] | Monthly Payback per Contract |  |  | XXXXXX | [9 empty] | Monthly Payback per Contract |  |  | XXXXXX | [9 empty] | Monthly Payback per Contract |  |  | XXXXXX | [9 empty] | Monthly Payback per Contract |  |  | XXXXXX
[14 empty] | XXXXXX | XXXXXX | XXXXXX | XXXXXX | XXXXXX | XXXXXX | XXXXXX
[14 empty] | XXXXXX | XXXXXX | XXXXXX | XXXXXX | XXXXXX | XXXXXX | XXXXXX | [6 empty] | Accounting based credit allowable amount: |  |  | XXXXXX |  | XXXXXX | [7 empty] | Accounting based credit allowable amount: |  |  | XXXXXX | [9 empty] | Accounting based credit allowable amount: |  |  | XXXXXX | [9 empty] | Accounting based credit allowable amount: |  |  | XXXXXX | [9 empty] | Accounting based credit allowable amount: |  |  | XXXXXX
XXXXXX
[27 empty] | Average Read Cost( Prior to Credits): | [12 empty] | Average Read Cost( Prior to Credits): | [12 empty] | Average Read Cost( Prior to Credits): | [12 empty] | Average Read Cost( Prior to Credits): | [12 empty] | Average Read Cost( Includes Payback): |  |  |  |  | Q1 Avg Read Fee | [7 empty] | Average Read Cost | [12 empty] | Average Read Cost | [12 empty] | Average Read Cost | [12 empty] | Average Read Cost | [12 empty] | Average Read Cost | [12 empty] | Average Read Cost | [12 empty] | 2023-01-01: Average Read Cost( Prior to Perf Credits):
[27 empty] | XXXXXX | [12 empty] | XXXXXX | [12 empty] | XXXXXX | [12 empty] | XXXXXX | [12 empty] | Annual | Q1 | Q2-4 |  |  | XXXXXX | [7 empty] | XXXXXX | [12 empty] | XXXXXX | [12 empty] | XXXXXX | [12 empty] | XXXXXX | [12 empty] | XXXXXX | [12 empty] | XXXXXX | [12 empty] | 2023-01-01: XXXXXX
[79 empty] | XXXXXX | XXXXXX | XXXXXX
[27 empty] | Average Read Cost(After Allowed Credits): | [12 empty] | Average Read Cost(After Allowed Credits): | [12 empty] | Average Read Cost(After Allowed Credits): | [12 empty] | Average Read Cost(After Allowed Credits): | [12 empty] | Average Read Cost(After Allowed Credits/Payback): |  |  |  |  | Q2-4 Avg Read Fee | [85 empty] | 2023-01-01: Average Read Cost(After Allowed Credits):
[79 empty] | Annual | Q1 | Q2-4 |  |  | XXXXXX
[27 empty] | XXXXXX | [12 empty] | XXXXXX | [12 empty] | XXXXXX | [12 empty] | XXXXXX | [12 empty] | XXXXXX | XXXXXX | XXXXXX | [88 empty] | 2023-01-01: XXXXXX
[27 empty] | IT Average Read Cost(After Allowed Credits & Dept Alloc.): | [12 empty] | IT Average Read Cost(After Allowed Credits & Dept Alloc.): | [12 empty] | IT Average Read Cost(After Allowed Credits& Dept Alloc.): | [12 empty] | IT Average Read Cost(After Allowed Credits& Dept Alloc.): | [12 empty] | IT Average Read Cost(After Allowed Credits/Payback & Dept Alloc.): | [12 empty] | IT Average Read Cost(After Allowed Credits& Dept Alloc.): | [12 empty] | IT Average Read Cost(After Allowed Credits& Dept Alloc.): | [12 empty] | IT Average Read Cost(After Allowed Credits& Dept Alloc.): | [12 empty] | IT Average Read Cost(After Allowed Credits& Dept Alloc.): | [12 empty] | IT Average Read Cost(After Allowed Credits& Dept Alloc.): | [12 empty] | IT Average Read Cost(After Allowed Credits& Dept Alloc.): | [12 empty] | 2023-01-01: IT Average Read Cost(After Allowed Credits& Dept Alloc.):
[27 empty] | XXXXXX | [12 empty] | XXXXXX | [12 empty] | XXXXXX | [12 empty] | XXXXXX | [12 empty] | Annual | Q1 | Q2-4 | [10 empty] | XXXXXX | [12 empty] | XXXXXX | [12 empty] | XXXXXX | [12 empty] | XXXXXX | [12 empty] | XXXXXX | [12 empty] | XXXXXX | [12 empty] | 2023-01-01: XXXXXX
[79 empty] | XXXXXX | XXXXXX | XXXXXX
sum Ele reads | [39 empty] | XXXXXX | XXXXXX | XXXXXX | XXXXXX | XXXXXX | XXXXXX | XXXXXX | XXXXXX | XXXXXX | XXXXXX | XXXXXX | XXXXXX |  | XXXXXX | XXXXXX | XXXXXX | XXXXXX | XXXXXX | XXXXXX | XXXXXX | XXXXXX | XXXXXX | XXXXXX | XXXXXX | XXXXXX | XXXXXX | XXXXXX | XXXXXX | XXXXXX | XXXXXX | XXXXXX | XXXXXX | XXXXXX | XXXXXX | XXXXXX | XXXXXX | XXXXXX | XXXXXX | XXXXXX | XXXXXX | XXXXXX | XXXXXX | XXXXXX | XXXXXX | XXXXXX | XXXXXX | XXXXXX | XXXXXX | XXXXXX | XXXXXX | XXXXXX | XXXXXX | XXXXXX | XXXXXX | XXXXXX | XXXXXX | XXXXXX | XXXXXX | XXXXXX | XXXXXX | XXXXXX | XXXXXX | XXXXXX | XXXXXX | XXXXXX | XXXXXX | XXXXXX | XXXXXX | XXXXXX | XXXXXX | XXXXXX | XXXXXX | XXXXXX | XXXXXX | XXXXXX | XXXXXX | XXXXXX | XXXXXX | XXXXXX | XXXXXX | XXXXXX | XXXXXX | XXXXXX | XXXXXX | XXXXXX | XXXXXX | XXXXXX | XXXXXX | XXXXXX | XXXXXX | XXXXXX | XXXXXX | XXXXXX | XXXXXX | XXXXXX | XXXXXX | XXXXXX | XXXXXX | XXXXXX | XXXXXX | XXXXXX | XXXXXX | XXXXXX | XXXXXX | XXXXXX | XXXXXX | XXXXXX | XXXXXX | XXXXXX | XXXXXX | XXXXXX | XXXXXX | XXXXXX | XXXXXX | XXXXXX | XXXXXX | XXXXXX | XXXXXX | XXXXXX | XXXXXX | XXXXXX | XXXXXX | XXXXXX | XXXXXX | XXXXXX | XXXXXX | XXXXXX | XXXXXX | XXXXXX | XXXXXX | 2023-01-01: XXXXXX; 2023-02-01: XXXXXX; 2023-03-01: XXXXXX
[40 empty] | XXXXXX | XXXXXX | XXXXXX | XXXXXX | XXXXXX | XXXXXX | XXXXXX | XXXXXX | XXXXXX | XXXXXX | XXXXXX | XXXXXX |  | XXXXXX | XXXXXX | XXXXXX | XXXXXX | XXXXXX | XXXXXX | XXXXXX | XXXXXX | XXXXXX | XXXXXX | XXXXXX | XXXXXX | XXXXXX | XXXXXX | XXXXXX | XXXXXX | XXXXXX | XXXXXX | XXXXXX | XXXXXX | XXXXXX | XXXXXX | XXXXXX | XXXXXX | XXXXXX | XXXXXX | XXXXXX | XXXXXX | XXXXXX | XXXXXX | XXXXXX | XXXXXX | XXXXXX | XXXXXX | XXXXXX | XXXXXX | XXXXXX | XXXXXX | XXXXXX | XXXXXX | XXXXXX | XXXXXX | XXXXXX | XXXXXX | XXXXXX | XXXXXX | XXXXXX | XXXXXX | XXXXXX | XXXXXX | XXXXXX | XXXXXX | XXXXXX | XXXXXX | XXXXXX | XXXXXX | XXXXXX | XXXXXX | XXXXXX | XXXXXX | XXXXXX | XXXXXX | XXXXXX | XXXXXX | XXXXXX | XXXXXX | XXXXXX | XXXXXX | XXXXXX | XXXXXX | XXXXXX | XXXXXX | XXXXXX | XXXXXX | XXXXXX | XXXXXX | XXXXXX | XXXXXX | XXXXXX | XXXXXX | XXXXXX | XXXXXX | XXXXXX | XXXXXX | XXXXXX | XXXXXX | XXXXXX | XXXXXX | XXXXXX | XXXXXX | XXXXXX | XXXXXX | XXXXXX | XXXXXX | XXXXXX | XXXXXX | XXXXXX | XXXXXX | XXXXXX | XXXXXX | XXXXXX | XXXXXX | XXXXXX | XXXXXX | XXXXXX | XXXXXX | XXXXXX | XXXXXX | XXXXXX | XXXXXX | XXXXXX | XXXXXX | XXXXXX | XXXXXX | XXXXXX | XXXXXX | XXXXXX | 2023-01-01: XXXXXX; 2023-02-01: XXXXXX; 2023-03-01: XXXXXX
[40 empty] | XXXXXX | XXXXXX | XXXXXX | XXXXXX | XXXXXX | XXXXXX | XXXXXX | XXXXXX | XXXXXX | XXXXXX | XXXXXX | XXXXXX |  | XXXXXX | XXXXXX | XXXXXX | XXXXXX | XXXXXX | XXXXXX | XXXXXX | XXXXXX | XXXXXX | XXXXXX | XXXXXX | XXXXXX | XXXXXX | XXXXXX | XXXXXX | XXXXXX | XXXXXX | XXXXXX | XXXXXX | XXXXXX | XXXXXX | XXXXXX | XXXXXX | XXXXXX | XXXXXX | XXXXXX | XXXXXX | XXXXXX | XXXXXX | XXXXXX | XXXXXX | XXXXXX | XXXXXX | XXXXXX | XXXXXX | XXXXXX | XXXXXX | XXXXXX | XXXXXX | XXXXXX | XXXXXX | XXXXXX | XXXXXX | XXXXXX | XXXXXX | XXXXXX | XXXXXX | XXXXXX | XXXXXX | XXXXXX | XXXXXX | XXXXXX | XXXXXX | XXXXXX | XXXXXX | XXXXXX | XXXXXX | XXXXXX | XXXXXX | XXXXXX | XXXXXX | XXXXXX | XXXXXX | XXXXXX | XXXXXX | XXXXXX | XXXXXX | XXXXXX | XXXXXX | XXXXXX | XXXXXX | XXXXXX | XXXXXX | XXXXXX | XXXXXX | XXXXXX | XXXXXX | XXXXXX | XXXXXX | XXXXXX | XXXXXX | XXXXXX | XXXXXX | XXXXXX | XXXXXX | XXXXXX | XXXXXX | XXXXXX | XXXXXX | XXXXXX | XXXXXX | XXXXXX | XXXXXX | XXXXXX | XXXXXX | XXXXXX | XXXXXX | XXXXXX | XXXXXX | XXXXXX | XXXXXX | XXXXXX | XXXXXX | XXXXXX | XXXXXX | XXXXXX | XXXXXX | XXXXXX | XXXXXX | XXXXXX | XXXXXX | XXXXXX | XXXXXX | XXXXXX | XXXXXX | XXXXXX | XXXXXX | 2023-01-01: XXXXXX; 2023-02-01: XXXXXX; 2023-03-01: XXXXXX
sum Gas reads | [39 empty] | XXXXXX | XXXXXX | XXXXXX | XXXXXX | XXXXXX | XXXXXX | XXXXXX | XXXXXX | XXXXXX | XXXXXX | XXXXXX | XXXXXX |  | XXXXXX | XXXXXX | XXXXXX | XXXXXX | XXXXXX | XXXXXX | XXXXXX | XXXXXX | XXXXXX | XXXXXX | XXXXXX | XXXXXX | XXXXXX | XXXXXX | XXXXXX | XXXXXX | XXXXXX | XXXXXX | XXXXXX | XXXXXX | XXXXXX | XXXXXX | XXXXXX | XXXXXX | XXXXXX | XXXXXX | XXXXXX | XXXXXX | XXXXXX | XXXXXX | XXXXXX | XXXXXX | XXXXXX | XXXXXX | XXXXXX | XXXXXX | XXXXXX | XXXXXX | XXXXXX | XXXXXX | XXXXXX | XXXXXX | XXXXXX | XXXXXX | XXXXXX | XXXXXX | XXXXXX | XXXXXX | XXXXXX | XXXXXX | XXXXXX | XXXXXX | XXXXXX | XXXXXX | XXXXXX | XXXXXX | XXXXXX | XXXXXX | XXXXXX | XXXXXX | XXXXXX | XXXXXX | XXXXXX | XXXXXX | XXXXXX | XXXXXX | XXXXXX | XXXXXX | XXXXXX | XXXXXX | XXXXXX | XXXXXX | XXXXXX | XXXXXX | XXXXXX | XXXXXX | XXXXXX | XXXXXX | XXXXXX | XXXXXX | XXXXXX | XXXXXX | XXXXXX | XXXXXX | XXXXXX | XXXXXX | XXXXXX | XXXXXX | XXXXXX | XXXXXX | XXXXXX | XXXXXX | XXXXXX | XXXXXX | XXXXXX | XXXXXX | XXXXXX | XXXXXX | XXXXXX | XXXXXX | XXXXXX | XXXXXX | XXXXXX | XXXXXX | XXXXXX | XXXXXX | XXXXXX | XXXXXX | XXXXXX | XXXXXX | XXXXXX | XXXXXX | XXXXXX | XXXXXX | XXXXXX | XXXXXX | XXXXXX | 2023-01-01: XXXXXX; 2023-02-01: XXXXXX; 2023-03-01: XXXXXX
[40 empty] | XXXXXX | XXXXXX | XXXXXX | XXXXXX | XXXXXX | XXXXXX | XXXXXX | XXXXXX | XXXXXX | XXXXXX | XXXXXX | XXXXXX |  | XXXXXX | XXXXXX | XXXXXX | XXXXXX | XXXXXX | XXXXXX | XXXXXX | XXXXXX | XXXXXX | XXXXXX | XXXXXX | XXXXXX | XXXXXX | XXXXXX | XXXXXX | XXXXXX | XXXXXX | XXXXXX | XXXXXX | XXXXXX | XXXXXX | XXXXXX | XXXXXX | XXXXXX | XXXXXX | XXXXXX | XXXXXX | XXXXXX | XXXXXX | XXXXXX | XXXXXX | XXXXXX | XXXXXX | XXXXXX | XXXXXX | XXXXXX | XXXXXX | XXXXXX | XXXXXX | XXXXXX | XXXXXX | XXXXXX | XXXXXX | XXXXXX | XXXXXX | XXXXXX | XXXXXX | XXXXXX | XXXXXX | XXXXXX | XXXXXX | XXXXXX | XXXXXX | XXXXXX | XXXXXX | XXXXXX | XXXXXX | XXXXXX | XXXXXX | XXXXXX | XXXXXX | XXXXXX | XXXXXX | XXXXXX | XXXXXX | XXXXXX | XXXXXX | XXXXXX | XXXXXX | XXXXXX | XXXXXX | XXXXXX | XXXXXX | XXXXXX | XXXXXX | XXXXXX | XXXXXX | XXXXXX | XXXXXX | XXXXXX | XXXXXX | XXXXXX | XXXXXX | XXXXXX | XXXXXX | XXXXXX | XXXXXX | XXXXXX | XXXXXX | XXXXXX | XXXXXX | XXXXXX | XXXXXX | XXXXXX | XXXXXX | XXXXXX | XXXXXX | XXXXXX | XXXXXX | XXXXXX | XXXXXX | XXXXXX | XXXXXX | XXXXXX | XXXXXX | XXXXXX | XXXXXX | XXXXXX | XXXXXX | XXXXXX | XXXXXX | XXXXXX | XXXXXX | XXXXXX | XXXXXX | XXXXXX | XXXXXX | 2023-01-01: XXXXXX; 2023-02-01: XXXXXX; 2023-03-01: XXXXXX
invoice less dept.alloc | [39 empty] | XXXXXX | XXXXXX | XXXXXX | XXXXXX | XXXXXX | XXXXXX | XXXXXX | XXXXXX | XXXXXX | XXXXXX | XXXXXX | XXXXXX |  | XXXXXX | XXXXXX | XXXXXX | XXXXXX | XXXXXX | XXXXXX | XXXXXX | XXXXXX | XXXXXX | XXXXXX | XXXXXX | XXXXXX | XXXXXX | XXXXXX | XXXXXX | XXXXXX | XXXXXX | XXXXXX | XXXXXX | XXXXXX | XXXXXX | XXXXXX | XXXXXX | XXXXXX | XXXXXX | XXXXXX | XXXXXX | XXXXXX | XXXXXX | XXXXXX | XXXXXX | XXXXXX | XXXXXX | XXXXXX | XXXXXX | XXXXXX | XXXXXX | XXXXXX | XXXXXX | XXXXXX | XXXXXX | XXXXXX | XXXXXX | XXXXXX | XXXXXX | XXXXXX | XXXXXX | XXXXXX | XXXXXX | XXXXXX | XXXXXX | XXXXXX | XXXXXX | XXXXXX | XXXXXX | XXXXXX | XXXXXX | XXXXXX | XXXXXX | XXXXXX | XXXXXX | XXXXXX | XXXXXX | XXXXXX | XXXXXX | XXXXXX | XXXXXX | XXXXXX | XXXXXX | XXXXXX | XXXXXX | XXXXXX | XXXXXX | XXXXXX | XXXXXX | XXXXXX | XXXXXX | XXXXXX | XXXXXX | XXXXXX | XXXXXX | XXXXXX | XXXXXX | XXXXXX | XXXXXX | XXXXXX | XXXXXX | XXXXXX | XXXXXX | XXXXXX | XXXXXX | XXXXXX | XXXXXX | XXXXXX | XXXXXX | XXXXXX | XXXXXX | XXXXXX | XXXXXX | XXXXXX | XXXXXX | XXXXXX | XXXXXX | XXXXXX | XXXXXX | XXXXXX | XXXXXX | XXXXXX | XXXXXX | XXXXXX | XXXXXX | XXXXXX | XXXXXX | XXXXXX | XXXXXX | XXXXXX | XXXXXX | 2023-01-01: XXXXXX; 2023-02-01: XXXXXX; 2023-03-01: XXXXXX
[40 empty] | XXXXXX | XXXXXX | XXXXXX | XXXXXX | XXXXXX | XXXXXX | XXXXXX | XXXXXX | XXXXXX | XXXXXX | XXXXXX | XXXXXX |  | XXXXXX | XXXXXX | XXXXXX | XXXXXX | XXXXXX | XXXXXX | XXXXXX | XXXXXX | XXXXXX | XXXXXX | XXXXXX | XXXXXX | XXXXXX | XXXXXX | XXXXXX | XXXXXX | XXXXXX | XXXXXX | XXXXXX | XXXXXX | XXXXXX | XXXXXX | XXXXXX | XXXXXX | XXXXXX | XXXXXX | XXXXXX | XXXXXX | XXXXXX | XXXXXX | XXXXXX | XXXXXX | XXXXXX | XXXXXX | XXXXXX | XXXXXX | XXXXXX | XXXXXX | XXXXXX | XXXXXX | XXXXXX | XXXXXX | XXXXXX | XXXXXX | XXXXXX | XXXXXX | XXXXXX | XXXXXX | XXXXXX | XXXXXX | XXXXXX | XXXXXX | XXXXXX | XXXXXX | XXXXXX | XXXXXX | XXXXXX | XXXXXX | XXXXXX | XXXXXX | XXXXXX | XXXXXX | XXXXXX | XXXXXX | XXXXXX | XXXXXX | XXXXXX | XXXXXX | XXXXXX | XXXXXX | XXXXXX | XXXXXX | XXXXXX | XXXXXX | XXXXXX | XXXXXX | XXXXXX | XXXXXX | XXXXXX | XXXXXX | XXXXXX | XXXXXX | XXXXXX | XXXXXX | XXXXXX | XXXXXX | XXXXXX | XXXXXX | XXXXXX | XXXXXX | XXXXXX | XXXXXX | XXXXXX | XXXXXX | XXXXXX | XXXXXX | XXXXXX | XXXXXX | XXXXXX | XXXXXX | XXXXXX | XXXXXX | XXXXXX | XXXXXX | XXXXXX | XXXXXX | XXXXXX | XXXXXX | XXXXXX | XXXXXX | XXXXXX | XXXXXX | XXXXXX | XXXXXX | XXXXXX | XXXXXX | XXXXXX | 2023-01-01: XXXXXX; 2023-02-01: XXXXXX; 2023-03-01: XXXXXX
[40 empty] | XXXXXX | XXXXXX | XXXXXX | XXXXXX | XXXXXX | XXXXXX | XXXXXX | XXXXXX | XXXXXX | XXXXXX | XXXXXX | XXXXXX |  | XXXXXX | XXXXXX | XXXXXX | XXXXXX | XXXXXX | XXXXXX | XXXXXX | XXXXXX | XXXXXX | XXXXXX | XXXXXX | XXXXXX | XXXXXX | XXXXXX | XXXXXX | XXXXXX | XXXXXX | XXXXXX | XXXXXX | XXXXXX | XXXXXX | XXXXXX | XXXXXX | XXXXXX | XXXXXX | XXXXXX | XXXXXX | XXXXXX | XXXXXX | XXXXXX | XXXXXX | XXXXXX | XXXXXX | XXXXXX | XXXXXX | XXXXXX | XXXXXX | XXXXXX | XXXXXX | XXXXXX | XXXXXX | XXXXXX | XXXXXX | XXXXXX | XXXXXX | XXXXXX | XXXXXX | XXXXXX | XXXXXX | XXXXXX | XXXXXX | XXXXXX | XXXXXX | XXXXXX | XXXXXX | XXXXXX | XXXXXX | XXXXXX | XXXXXX | XXXXXX | XXXXXX | XXXXXX | XXXXXX | XXXXXX | XXXXXX | XXXXXX | XXXXXX | XXXXXX | XXXXXX | XXXXXX | XXXXXX | XXXXXX | XXXXXX | XXXXXX | XXXXXX | XXXXXX | XXXXXX | XXXXXX | XXXXXX | XXXXXX | XXXXXX | XXXXXX | XXXXXX | XXXXXX | XXXXXX | XXXXXX | XXXXXX | XXXXXX | XXXXXX | XXXXXX | XXXXXX | XXXXXX | XXXXXX | XXXXXX | XXXXXX | XXXXXX | XXXXXX | XXXXXX | XXXXXX | XXXXXX | XXXXXX | XXXXXX | XXXXXX | XXXXXX | XXXXXX | XXXXXX | XXXXXX | XXXXXX | XXXXXX | XXXXXX | XXXXXX | XXXXXX | XXXXXX | XXXXXX | XXXXXX | XXXXXX | XXXXXX | 2023-01-01: XXXXXX; 2023-02-01: XXXXXX; 2023-03-01: XXXXXX
Total Cost - Electric Reads - Actual | [39 empty] | XXXXXX | XXXXXX | XXXXXX | XXXXXX | XXXXXX | XXXXXX | XXXXXX | XXXXXX | XXXXXX | XXXXXX | XXXXXX | XXXXXX |  | XXXXXX | XXXXXX | XXXXXX | XXXXXX | XXXXXX | XXXXXX | XXXXXX | XXXXXX | XXXXXX | XXXXXX | XXXXXX | XXXXXX | XXXXXX | XXXXXX | XXXXXX | XXXXXX | XXXXXX | XXXXXX | XXXXXX | XXXXXX | XXXXXX | XXXXXX | XXXXXX | XXXXXX | XXXXXX | XXXXXX | XXXXXX | XXXXXX | XXXXXX | XXXXXX | XXXXXX | XXXXXX | XXXXXX | XXXXXX | XXXXXX | XXXXXX | XXXXXX | XXXXXX | XXXXXX | XXXXXX | XXXXXX | XXXXXX | XXXXXX | XXXXXX | XXXXXX | XXXXXX | XXXXXX | XXXXXX | XXXXXX | XXXXXX | XXXXXX | XXXXXX | XXXXXX | XXXXXX | XXXXXX | XXXXXX | XXXXXX | XXXXXX | XXXXXX | XXXXXX | XXXXXX | XXXXXX | XXXXXX | XXXXXX | XXXXXX | XXXXXX | XXXXXX | XXXXXX | XXXXXX | XXXXXX | XXXXXX | XXXXXX | XXXXXX | XXXXXX | XXXXXX | XXXXXX | XXXXXX | XXXXXX | XXXXXX | XXXXXX | XXXXXX | XXXXXX | XXXXXX | XXXXXX | XXXXXX | XXXXXX | XXXXXX | XXXXXX | XXXXXX | XXXXXX | XXXXXX | XXXXXX | XXXXXX | XXXXXX | XXXXXX | XXXXXX | XXXXXX | XXXXXX | XXXXXX | XXXXXX | XXXXXX | XXXXXX | XXXXXX | XXXXXX | XXXXXX | XXXXXX | XXXXXX | XXXXXX | XXXXXX | XXXXXX | XXXXXX | XXXXXX | XXXXXX | XXXXXX | XXXXXX | XXXXXX | XXXXXX | 2023-01-01: XXXXXX; 2023-02-01: XXXXXX; 2023-03-01: XXXXXX
Total Cost - Gas Reads Acutal | [39 empty] | XXXXXX | XXXXXX | XXXXXX | XXXXXX | XXXXXX | XXXXXX | XXXXXX | XXXXXX | XXXXXX | XXXXXX | XXXXXX | XXXXXX |  | XXXXXX | XXXXXX | XXXXXX | XXXXXX | XXXXXX | XXXXXX | XXXXXX | XXXXXX | XXXXXX | XXXXXX | XXXXXX | XXXXXX | XXXXXX | XXXXXX | XXXXXX | XXXXXX | XXXXXX | XXXXXX | XXXXXX | XXXXXX | XXXXXX | XXXXXX | XXXXXX | XXXXXX | XXXXXX | XXXXXX | XXXXXX | XXXXXX | XXXXXX | XXXXXX | XXXXXX | XXXXXX | XXXXXX | XXXXXX | XXXXXX | XXXXXX | XXXXXX | XXXXXX | XXXXXX | XXXXXX | XXXXXX | XXXXXX | XXXXXX | XXXXXX | XXXXXX | XXXXXX | XXXXXX | XXXXXX | XXXXXX | XXXXXX | XXXXXX | XXXXXX | XXXXXX | XXXXXX | XXXXXX | XXXXXX | XXXXXX | XXXXXX | XXXXXX | XXXXXX | XXXXXX | XXXXXX | XXXXXX | XXXXXX | XXXXXX | XXXXXX | XXXXXX | XXXXXX | XXXXXX | XXXXXX | XXXXXX | XXXXXX | XXXXXX | XXXXXX | XXXXXX | XXXXXX | XXXXXX | XXXXXX | XXXXXX | XXXXXX | XXXXXX | XXXXXX | XXXXXX | XXXXXX | XXXXXX | XXXXXX | XXXXXX | XXXXXX | XXXXXX | XXXXXX | XXXXXX | XXXXXX | XXXXXX | XXXXXX | XXXXXX | XXXXXX | XXXXXX | XXXXXX | XXXXXX | XXXXXX | XXXXXX | XXXXXX | XXXXXX | XXXXXX | XXXXXX | XXXXXX | XXXXXX | XXXXXX | XXXXXX | XXXXXX | XXXXXX | XXXXXX | XXXXXX | XXXXXX | XXXXXX | XXXXXX | XXXXXX | 2023-01-01: XXXXXX; 2023-02-01: XXXXXX; 2023-03-01: XXXXXX
[40 empty] | XXXXXX | XXXXXX | XXXXXX | XXXXXX | XXXXXX | XXXXXX | XXXXXX | XXXXXX | XXXXXX | XXXXXX | XXXXXX | XXXXXX |  | XXXXXX | XXXXXX | XXXXXX | XXXXXX | XXXXXX | XXXXXX | XXXXXX | XXXXXX | XXXXXX | XXXXXX | XXXXXX | XXXXXX | XXXXXX | XXXXXX | XXXXXX | XXXXXX | XXXXXX | XXXXXX | XXXXXX | XXXXXX | XXXXXX | XXXXXX | XXXXXX | XXXXXX | XXXXXX | XXXXXX | XXXXXX | XXXXXX | XXXXXX | XXXXXX | XXXXXX | XXXXXX | XXXXXX | XXXXXX | XXXXXX | XXXXXX | XXXXXX | XXXXXX | XXXXXX | XXXXXX | XXXXXX | XXXXXX | XXXXXX | XXXXXX | XXXXXX | XXXXXX | XXXXXX | XXXXXX | XXXXXX | XXXXXX | XXXXXX | XXXXXX | XXXXXX | XXXXXX | XXXXXX | XXXXXX | XXXXXX | XXXXXX | XXXXXX | XXXXXX | XXXXXX | XXXXXX | XXXXXX | XXXXXX | XXXXXX | XXXXXX | XXXXXX | XXXXXX | XXXXXX | XXXXXX | XXXXXX | XXXXXX | XXXXXX | XXXXXX | XXXXXX | XXXXXX | XXXXXX | XXXXXX | XXXXXX | XXXXXX | XXXXXX | XXXXXX | XXXXXX | XXXXXX | XXXXXX | XXXXXX | XXXXXX | XXXXXX | XXXXXX | XXXXXX | XXXXXX | XXXXXX | XXXXXX | XXXXXX | XXXXXX | XXXXXX | XXXXXX | XXXXXX | XXXXXX | XXXXXX | XXXXXX | XXXXXX | XXXXXX | XXXXXX | XXXXXX | XXXXXX | XXXXXX | XXXXXX | XXXXXX | XXXXXX | XXXXXX | XXXXXX | XXXXXX | XXXXXX | XXXXXX | XXXXXX | XXXXXX | 2023-01-01: XXXXXX; 2023-02-01: XXXXXX; 2023-03-01: XXXXXX
Total amount allocated and credited | [39 empty] | XXXXXX | XXXXXX | XXXXXX | XXXXXX | XXXXXX | XXXXXX | XXXXXX | XXXXXX | XXXXXX | XXXXXX | XXXXXX | XXXXXX |  | XXXXXX | XXXXXX | XXXXXX | XXXXXX | XXXXXX | XXXXXX | XXXXXX | XXXXXX | XXXXXX | XXXXXX | XXXXXX | XXXXXX | XXXXXX | XXXXXX | XXXXXX | XXXXXX | XXXXXX | XXXXXX | XXXXXX | XXXXXX | XXXXXX | XXXXXX | XXXXXX | XXXXXX | XXXXXX | XXXXXX | XXXXXX | XXXXXX | XXXXXX | XXXXXX | XXXXXX | XXXXXX | XXXXXX | XXXXXX | XXXXXX | XXXXXX | XXXXXX | XXXXXX | XXXXXX | XXXXXX | XXXXXX | XXXXXX | XXXXXX | XXXXXX | XXXXXX | XXXXXX | XXXXXX | XXXXXX | XXXXXX | XXXXXX | XXXXXX | XXXXXX | XXXXXX | XXXXXX | XXXXXX | XXXXXX | XXXXXX | XXXXXX | XXXXXX | XXXXXX | XXXXXX | XXXXXX | XXXXXX | XXXXXX | XXXXXX | XXXXXX | XXXXXX | XXXXXX | XXXXXX | XXXXXX | XXXXXX | XXXXXX | XXXXXX | XXXXXX | XXXXXX | XXXXXX | XXXXXX | XXXXXX | XXXXXX | XXXXXX | XXXXXX | XXXXXX | XXXXXX | XXXXXX | XXXXXX | XXXXXX | XXXXXX | XXXXXX | XXXXXX | XXXXXX | XXXXXX | XXXXXX | XXXXXX | XXXXXX | XXXXXX | XXXXXX | XXXXXX | XXXXXX | XXXXXX | XXXXXX | XXXXXX | XXXXXX | XXXXXX | XXXXXX | XXXXXX | XXXXXX | XXXXXX | XXXXXX | XXXXXX | XXXXXX | XXXXXX | XXXXXX | XXXXXX | XXXXXX | XXXXXX | XXXXXX | XXXXXX | 2023-01-01: XXXXXX; 2023-02-01: XXXXXX; 2023-03-01: XXXXXX
Electric portion | [39 empty] | XXXXXX | XXXXXX | XXXXXX | XXXXXX | XXXXXX | XXXXXX | XXXXXX | XXXXXX | XXXXXX | XXXXXX | XXXXXX | XXXXXX |  | XXXXXX | XXXXXX | XXXXXX | XXXXXX | XXXXXX | XXXXXX | XXXXXX | XXXXXX | XXXXXX | XXXXXX | XXXXXX | XXXXXX | XXXXXX | XXXXXX | XXXXXX | XXXXXX | XXXXXX | XXXXXX | XXXXXX | XXXXXX | XXXXXX | XXXXXX | XXXXXX | XXXXXX | XXXXXX | XXXXXX | XXXXXX | XXXXXX | XXXXXX | XXXXXX | XXXXXX | XXXXXX | XXXXXX | XXXXXX | XXXXXX | XXXXXX | XXXXXX | XXXXXX | XXXXXX | XXXXXX | XXXXXX | XXXXXX | XXXXXX | XXXXXX | XXXXXX | XXXXXX | XXXXXX | XXXXXX | XXXXXX | XXXXXX | XXXXXX | XXXXXX | XXXXXX | XXXXXX | XXXXXX | XXXXXX | XXXXXX | XXXXXX | XXXXXX | XXXXXX | XXXXXX | XXXXXX | XXXXXX | XXXXXX | XXXXXX | XXXXXX | XXXXXX | XXXXXX | XXXXXX | XXXXXX | XXXXXX | XXXXXX | XXXXXX | XXXXXX | XXXXXX | XXXXXX | XXXXXX | XXXXXX | XXXXXX | XXXXXX | XXXXXX | XXXXXX | XXXXXX | XXXXXX | XXXXXX | XXXXXX | XXXXXX | XXXXXX | XXXXXX | XXXXXX | XXXXXX | XXXXXX | XXXXXX | XXXXXX | XXXXXX | XXXXXX | XXXXXX | XXXXXX | XXXXXX | XXXXXX | XXXXXX | XXXXXX | XXXXXX | XXXXXX | XXXXXX | XXXXXX | XXXXXX | XXXXXX | XXXXXX | XXXXXX | XXXXXX | XXXXXX | XXXXXX | XXXXXX | XXXXXX | XXXXXX | XXXXXX | 2023-01-01: XXXXXX; 2023-02-01: XXXXXX; 2023-03-01: XXXXXX
Gas Portion | [39 empty] | XXXXXX | XXXXXX | XXXXXX | XXXXXX | XXXXXX | XXXXXX | XXXXXX | XXXXXX | XXXXXX | XXXXXX | XXXXXX | XXXXXX |  | XXXXXX | XXXXXX | XXXXXX | XXXXXX | XXXXXX | XXXXXX | XXXXXX | XXXXXX | XXXXXX | XXXXXX | XXXXXX | XXXXXX | XXXXXX | XXXXXX | XXXXXX | XXXXXX | XXXXXX | XXXXXX | XXXXXX | XXXXXX | XXXXXX | XXXXXX | XXXXXX | XXXXXX | XXXXXX | XXXXXX | XXXXXX | XXXXXX | XXXXXX | XXXXXX | XXXXXX | XXXXXX | XXXXXX | XXXXXX | XXXXXX | XXXXXX | XXXXXX | XXXXXX | XXXXXX | XXXXXX | XXXXXX | XXXXXX | XXXXXX | XXXXXX | XXXXXX | XXXXXX | XXXXXX | XXXXXX | XXXXXX | XXXXXX | XXXXXX | XXXXXX | XXXXXX | XXXXXX | XXXXXX | XXXXXX | XXXXXX | XXXXXX | XXXXXX | XXXXXX | XXXXXX | XXXXXX | XXXXXX | XXXXXX | XXXXXX | XXXXXX | XXXXXX | XXXXXX | XXXXXX | XXXXXX | XXXXXX | XXXXXX | XXXXXX | XXXXXX | XXXXXX | XXXXXX | XXXXXX | XXXXXX | XXXXXX | XXXXXX | XXXXXX | XXXXXX | XXXXXX | XXXXXX | XXXXXX | XXXXXX | XXXXXX | XXXXXX | XXXXXX | XXXXXX | XXXXXX | XXXXXX | XXXXXX | XXXXXX | XXXXXX | XXXXXX | XXXXXX | XXXXXX | XXXXXX | XXXXXX | XXXXXX | XXXXXX | XXXXXX | XXXXXX | XXXXXX | XXXXXX | XXXXXX | XXXXXX | XXXXXX | XXXXXX | XXXXXX | XXXXXX | XXXXXX | XXXXXX | XXXXXX | XXXXXX | XXXXXX | 2023-01-01: XXXXXX; 2023-02-01: XXXXXX; 2023-03-01: XXXXXX
[40 empty] | XXXXXX | XXXXXX | XXXXXX | XXXXXX | XXXXXX | XXXXXX | XXXXXX | XXXXXX | XXXXXX | XXXXXX | XXXXXX | XXXXXX |  | XXXXXX | XXXXXX | XXXXXX | XXXXXX | XXXXXX | XXXXXX | XXXXXX | XXXXXX | XXXXXX | XXXXXX | XXXXXX | XXXXXX | XXXXXX | XXXXXX | XXXXXX | XXXXXX | XXXXXX | XXXXXX | XXXXXX | XXXXXX | XXXXXX | XXXXXX | XXXXXX | XXXXXX | XXXXXX | XXXXXX | XXXXXX | XXXXXX | XXXXXX | XXXXXX | XXXXXX | XXXXXX | XXXXXX | XXXXXX | XXXXXX | XXXXXX | XXXXXX | XXXXXX | XXXXXX | XXXXXX | XXXXXX | XXXXXX | XXXXXX | XXXXXX | XXXXXX | XXXXXX | XXXXXX | XXXXXX | XXXXXX | XXXXXX | XXXXXX | XXXXXX | XXXXXX | XXXXXX | XXXXXX | XXXXXX | XXXXXX | XXXXXX | XXXXXX | XXXXXX | XXXXXX | XXXXXX | XXXXXX | XXXXXX | XXXXXX | XXXXXX | XXXXXX | XXXXXX | XXXXXX | XXXXXX | XXXXXX | XXXXXX | XXXXXX | XXXXXX | XXXXXX | XXXXXX | XXXXXX | XXXXXX | XXXXXX | XXXXXX | XXXXXX | XXXXXX | XXXXXX | XXXXXX | XXXXXX | XXXXXX | XXXXXX | XXXXXX | XXXXXX | XXXXXX | XXXXXX | XXXXXX | XXXXXX | XXXXXX | XXXXXX | XXXXXX | XXXXXX | XXXXXX | XXXXXX | XXXXXX | XXXXXX | XXXXXX | XXXXXX | XXXXXX | XXXXXX | XXXXXX | XXXXXX | XXXXXX | XXXXXX | XXXXXX | XXXXXX | XXXXXX | XXXXXX | XXXXXX | XXXXXX | XXXXXX | XXXXXX | 2023-01-01: XXXXXX; 2023-02-01: XXXXXX; 2023-03-01: XXXXXX
Accural use Electric -using acutal $ | [39 empty] | XXXXXX | XXXXXX | XXXXXX | XXXXXX | XXXXXX | XXXXXX | XXXXXX | XXXXXX | XXXXXX | XXXXXX | XXXXXX | XXXXXX |  | XXXXXX | XXXXXX | XXXXXX | XXXXXX | XXXXXX | XXXXXX | XXXXXX | XXXXXX | XXXXXX | XXXXXX | XXXXXX | XXXXXX | XXXXXX | XXXXXX | XXXXXX | XXXXXX | XXXXXX | XXXXXX | XXXXXX | XXXXXX | XXXXXX | XXXXXX | XXXXXX | XXXXXX | XXXXXX | XXXXXX | XXXXXX | XXXXXX | XXXXXX | XXXXXX | XXXXXX | XXXXXX | XXXXXX | XXXXXX | XXXXXX | XXXXXX | XXXXXX | XXXXXX | XXXXXX | XXXXXX | XXXXXX | XXXXXX | XXXXXX | XXXXXX | XXXXXX | XXXXXX | XXXXXX | XXXXXX | XXXXXX | XXXXXX | XXXXXX | XXXXXX | XXXXXX | XXXXXX | XXXXXX | XXXXXX | XXXXXX | XXXXXX | XXXXXX | XXXXXX | XXXXXX | XXXXXX | XXXXXX | XXXXXX | XXXXXX | XXXXXX | XXXXXX | XXXXXX | XXXXXX | XXXXXX | XXXXXX | XXXXXX | XXXXXX | XXXXXX | XXXXXX | XXXXXX | XXXXXX | XXXXXX | XXXXXX | XXXXXX | XXXXXX | XXXXXX | XXXXXX | XXXXXX | XXXXXX | XXXXXX | XXXXXX | XXXXXX | XXXXXX | XXXXXX | XXXXXX | XXXXXX | XXXXXX | XXXXXX | XXXXXX | XXXXXX | XXXXXX | XXXXXX | XXXXXX | XXXXXX | XXXXXX | XXXXXX | XXXXXX | XXXXXX | XXXXXX | XXXXXX | XXXXXX | XXXXXX | XXXXXX | XXXXXX | XXXXXX | XXXXXX | XXXXXX | XXXXXX | XXXXXX | XXXXXX | XXXXXX | 2023-01-01: XXXXXX; 2023-02-01: XXXXXX; 2023-03-01: XXXXXX
Accural use Gas using actual $ | [39 empty] | XXXXXX | XXXXXX | XXXXXX | XXXXXX | XXXXXX | XXXXXX | XXXXXX | XXXXXX | XXXXXX | XXXXXX | XXXXXX | XXXXXX |  | XXXXXX | XXXXXX | XXXXXX | XXXXXX | XXXXXX | XXXXXX | XXXXXX | XXXXXX | XXXXXX | XXXXXX | XXXXXX | XXXXXX | XXXXXX | XXXXXX | XXXXXX | XXXXXX | XXXXXX | XXXXXX | XXXXXX | XXXXXX | XXXXXX | XXXXXX | XXXXXX | XXXXXX | XXXXXX | XXXXXX | XXXXXX | XXXXXX | XXXXXX | XXXXXX | XXXXXX | XXXXXX | XXXXXX | XXXXXX | XXXXXX | XXXXXX | XXXXXX | XXXXXX | XXXXXX | XXXXXX | XXXXXX | XXXXXX | XXXXXX | XXXXXX | XXXXXX | XXXXXX | XXXXXX | XXXXXX | XXXXXX | XXXXXX | XXXXXX | XXXXXX | XXXXXX | XXXXXX | XXXXXX | XXXXXX | XXXXXX | XXXXXX | XXXXXX | XXXXXX | XXXXXX | XXXXXX | XXXXXX | XXXXXX | XXXXXX | XXXXXX | XXXXXX | XXXXXX | XXXXXX | XXXXXX | XXXXXX | XXXXXX | XXXXXX | XXXXXX | XXXXXX | XXXXXX | XXXXXX | XXXXXX | XXXXXX | XXXXXX | XXXXXX | XXXXXX | XXXXXX | XXXXXX | XXXXXX | XXXXXX | XXXXXX | XXXXXX | XXXXXX | XXXXXX | XXXXXX | XXXXXX | XXXXXX | XXXXXX | XXXXXX | XXXXXX | XXXXXX | XXXXXX | XXXXXX | XXXXXX | XXXXXX | XXXXXX | XXXXXX | XXXXXX | XXXXXX | XXXXXX | XXXXXX | XXXXXX | XXXXXX | XXXXXX | XXXXXX | XXXXXX | XXXXXX | XXXXXX | XXXXXX | XXXXXX | XXXXXX | 2023-01-01: XXXXXX; 2023-02-01: XXXXXX; 2023-03-01: XXXXXX
[40 empty] | XXXXXX | XXXXXX | XXXXXX | XXXXXX | XXXXXX | XXXXXX | XXXXXX | XXXXXX | XXXXXX | XXXXXX | XXXXXX | XXXXXX |  | XXXXXX | XXXXXX | XXXXXX | XXXXXX | XXXXXX | XXXXXX | XXXXXX | XXXXXX | XXXXXX | XXXXXX | XXXXXX | XXXXXX | XXXXXX | XXXXXX | XXXXXX | XXXXXX | XXXXXX | XXXXXX | XXXXXX | XXXXXX | XXXXXX | XXXXXX | XXXXXX | XXXXXX | XXXXXX | XXXXXX | XXXXXX | XXXXXX | XXXXXX | XXXXXX | XXXXXX | XXXXXX | XXXXXX | XXXXXX | XXXXXX | XXXXXX | XXXXXX | XXXXXX | XXXXXX | XXXXXX | XXXXXX | XXXXXX | XXXXXX | XXXXXX | XXXXXX | XXXXXX | XXXXXX | XXXXXX | XXXXXX | XXXXXX | XXXXXX | XXXXXX | XXXXXX | XXXXXX | XXXXXX | XXXXXX | XXXXXX | XXXXXX | XXXXXX | XXXXXX | XXXXXX | XXXXXX | XXXXXX | XXXXXX | XXXXXX | XXXXXX | XXXXXX | XXXXXX | XXXXXX | XXXXXX | XXXXXX | XXXXXX | XXXXXX | XXXXXX | XXXXXX | XXXXXX | XXXXXX | XXXXXX | XXXXXX | XXXXXX | XXXXXX | XXXXXX | XXXXXX | XXXXXX | XXXXXX | XXXXXX | XXXXXX | XXXXXX | XXXXXX | XXXXXX | XXXXXX | XXXXXX | XXXXXX | XXXXXX | XXXXXX | XXXXXX | XXXXXX | XXXXXX | XXXXXX | XXXXXX | XXXXXX | XXXXXX | XXXXXX | XXXXXX | XXXXXX | XXXXXX | XXXXXX | XXXXXX | XXXXXX | XXXXXX | XXXXXX | XXXXXX | XXXXXX | XXXXXX | XXXXXX | XXXXXX | XXXXXX | 2023-01-01: XXXXXX; 2023-02-01: XXXXXX; 2023-03-01: XXXXXX
Total Cost - Electric Reads - using percentage | [39 empty] | XXXXXX | XXXXXX | XXXXXX | XXXXXX | XXXXXX | XXXXXX | XXXXXX | XXXXXX | XXXXXX | XXXXXX | XXXXXX | XXXXXX |  | XXXXXX | XXXXXX | XXXXXX | XXXXXX | XXXXXX | XXXXXX | XXXXXX | XXXXXX | XXXXXX | XXXXXX | XXXXXX | XXXXXX | XXXXXX | XXXXXX | XXXXXX | XXXXXX | XXXXXX | XXXXXX | XXXXXX | XXXXXX | XXXXXX | XXXXXX | XXXXXX | XXXXXX | XXXXXX | XXXXXX | XXXXXX | XXXXXX | XXXXXX | XXXXXX | XXXXXX | XXXXXX | XXXXXX | XXXXXX | XXXXXX | XXXXXX | XXXXXX | XXXXXX | XXXXXX | XXXXXX | XXXXXX | XXXXXX | XXXXXX | XXXXXX | XXXXXX | XXXXXX | XXXXXX | XXXXXX | XXXXXX | XXXXXX | XXXXXX | XXXXXX | XXXXXX | XXXXXX | XXXXXX | XXXXXX | XXXXXX | XXXXXX | XXXXXX | XXXXXX | XXXXXX | XXXXXX | XXXXXX | XXXXXX | XXXXXX | XXXXXX | XXXXXX | XXXXXX | XXXXXX | XXXXXX | XXXXXX | XXXXXX | XXXXXX | XXXXXX | XXXXXX | XXXXXX | XXXXXX | XXXXXX | XXXXXX | XXXXXX | XXXXXX | XXXXXX | XXXXXX | XXXXXX | XXXXXX | XXXXXX | XXXXXX | XXXXXX | XXXXXX | XXXXXX | XXXXXX | XXXXXX | XXXXXX | XXXXXX | XXXXXX | XXXXXX | XXXXXX | XXXXXX | XXXXXX | XXXXXX | XXXXXX | XXXXXX | XXXXXX | XXXXXX | XXXXXX | XXXXXX | XXXXXX | XXXXXX | XXXXXX | XXXXXX | XXXXXX | XXXXXX | XXXXXX | XXXXXX | XXXXXX | XXXXXX | XXXXXX | 2023-01-01: XXXXXX; 2023-02-01: XXXXXX; 2023-03-01: XXXXXX
Total Cost - Gas Reads - usuing percentage | [39 empty] | XXXXXX | XXXXXX | XXXXXX | XXXXXX | XXXXXX | XXXXXX | XXXXXX | XXXXXX | XXXXXX | XXXXXX | XXXXXX | XXXXXX |  | XXXXXX | XXXXXX | XXXXXX | XXXXXX | XXXXXX | XXXXXX | XXXXXX | XXXXXX | XXXXXX | XXXXXX | XXXXXX | XXXXXX | XXXXXX | XXXXXX | XXXXXX | XXXXXX | XXXXXX | XXXXXX | XXXXXX | XXXXXX | XXXXXX | XXXXXX | XXXXXX | XXXXXX | XXXXXX | XXXXXX | XXXXXX | XXXXXX | XXXXXX | XXXXXX | XXXXXX | XXXXXX | XXXXXX | XXXXXX | XXXXXX | XXXXXX | XXXXXX | XXXXXX | XXXXXX | XXXXXX | XXXXXX | XXXXXX | XXXXXX | XXXXXX | XXXXXX | XXXXXX | XXXXXX | XXXXXX | XXXXXX | XXXXXX | XXXXXX | XXXXXX | XXXXXX | XXXXXX | XXXXXX | XXXXXX | XXXXXX | XXXXXX | XXXXXX | XXXXXX | XXXXXX | XXXXXX | XXXXXX | XXXXXX | XXXXXX | XXXXXX | XXXXXX | XXXXXX | XXXXXX | XXXXXX | XXXXXX | XXXXXX | XXXXXX | XXXXXX | XXXXXX | XXXXXX | XXXXXX | XXXXXX | XXXXXX | XXXXXX | XXXXXX | XXXXXX | XXXXXX | XXXXXX | XXXXXX | XXXXXX | XXXXXX | XXXXXX | XXXXXX | XXXXXX | XXXXXX | XXXXXX | XXXXXX | XXXXXX | XXXXXX | XXXXXX | XXXXXX | XXXXXX | XXXXXX | XXXXXX | XXXXXX | XXXXXX | XXXXXX | XXXXXX | XXXXXX | XXXXXX | XXXXXX | XXXXXX | XXXXXX | XXXXXX | XXXXXX | XXXXXX | XXXXXX | XXXXXX | XXXXXX | XXXXXX | XXXXXX | 2023-01-01: XXXXXX; 2023-02-01: XXXXXX; 2023-03-01: XXXXXX
[40 empty] | XXXXXX | XXXXXX | XXXXXX | XXXXXX | XXXXXX | XXXXXX | XXXXXX | XXXXXX | XXXXXX | XXXXXX | XXXXXX | XXXXXX |  | XXXXXX | XXXXXX | XXXXXX | XXXXXX | XXXXXX | XXXXXX | XXXXXX | XXXXXX | XXXXXX | XXXXXX | XXXXXX | XXXXXX | XXXXXX | XXXXXX | XXXXXX | XXXXXX | XXXXXX | XXXXXX | XXXXXX | XXXXXX | XXXXXX | XXXXXX | XXXXXX | XXXXXX | XXXXXX | XXXXXX | XXXXXX | XXXXXX | XXXXXX | XXXXXX | XXXXXX | XXXXXX | XXXXXX | XXXXXX | XXXXXX | XXXXXX | XXXXXX | XXXXXX | XXXXXX | XXXXXX | XXXXXX | XXXXXX | XXXXXX | XXXXXX | XXXXXX | XXXXXX | XXXXXX | XXXXXX | XXXXXX | XXXXXX | XXXXXX | XXXXXX | XXXXXX | XXXXXX | XXXXXX | XXXXXX | XXXXXX | XXXXXX | XXXXXX | XXXXXX | XXXXXX | XXXXXX | XXXXXX | XXXXXX | XXXXXX | XXXXXX | XXXXXX | XXXXXX | XXXXXX | XXXXXX | XXXXXX | XXXXXX | XXXXXX | XXXXXX | XXXXXX | XXXXXX | XXXXXX | XXXXXX | XXXXXX | XXXXXX | XXXXXX | XXXXXX | XXXXXX | XXXXXX | XXXXXX | XXXXXX | XXXXXX | XXXXXX | XXXXXX | XXXXXX | XXXXXX | XXXXXX | XXXXXX | XXXXXX | XXXXXX | XXXXXX | XXXXXX | XXXXXX | XXXXXX | XXXXXX | XXXXXX | XXXXXX | XXXXXX | XXXXXX | XXXXXX | XXXXXX | XXXXXX | XXXXXX | XXXXXX | XXXXXX | XXXXXX | XXXXXX | XXXXXX | XXXXXX | XXXXXX | XXXXXX | XXXXXX | 2023-01-01: XXXXXX; 2023-02-01: XXXXXX; 2023-03-01: XXXXXX
Total amount allocated and credited | [39 empty] | XXXXXX | XXXXXX | XXXXXX | XXXXXX | XXXXXX | XXXXXX | XXXXXX | XXXXXX | XXXXXX | XXXXXX | XXXXXX | XXXXXX |  | XXXXXX | XXXXXX | XXXXXX | XXXXXX | XXXXXX | XXXXXX | XXXXXX | XXXXXX | XXXXXX | XXXXXX | XXXXXX | XXXXXX | XXXXXX | XXXXXX | XXXXXX | XXXXXX | XXXXXX | XXXXXX | XXXXXX | XXXXXX | XXXXXX | XXXXXX | XXXXXX | XXXXXX | XXXXXX | XXXXXX | XXXXXX | XXXXXX | XXXXXX | XXXXXX | XXXXXX | XXXXXX | XXXXXX | XXXXXX | XXXXXX | XXXXXX | XXXXXX | XXXXXX | XXXXXX | XXXXXX | XXXXXX | XXXXXX | XXXXXX | XXXXXX | XXXXXX | XXXXXX | XXXXXX | XXXXXX | XXXXXX | XXXXXX | XXXXXX | XXXXXX | XXXXXX | XXXXXX | XXXXXX | XXXXXX | XXXXXX | XXXXXX | XXXXXX | XXXXXX | XXXXXX | XXXXXX | XXXXXX | XXXXXX | XXXXXX | XXXXXX | XXXXXX | XXXXXX | XXXXXX | XXXXXX | XXXXXX | XXXXXX | XXXXXX | XXXXXX | XXXXXX | XXXXXX | XXXXXX | XXXXXX | XXXXXX | XXXXXX | XXXXXX | XXXXXX | XXXXXX | XXXXXX | XXXXXX | XXXXXX | XXXXXX | XXXXXX | XXXXXX | XXXXXX | XXXXXX | XXXXXX | XXXXXX | XXXXXX | XXXXXX | XXXXXX | XXXXXX | XXXXXX | XXXXXX | XXXXXX | XXXXXX | XXXXXX | XXXXXX | XXXXXX | XXXXXX | XXXXXX | XXXXXX | XXXXXX | XXXXXX | XXXXXX | XXXXXX | XXXXXX | XXXXXX | XXXXXX | XXXXXX | XXXXXX | XXXXXX | 2023-01-01: XXXXXX; 2023-02-01: XXXXXX; 2023-03-01: XXXXXX
Electric portion | [39 empty] | XXXXXX | XXXXXX | XXXXXX | XXXXXX | XXXXXX | XXXXXX | XXXXXX | XXXXXX | XXXXXX | XXXXXX | XXXXXX | XXXXXX |  | XXXXXX | XXXXXX | XXXXXX | XXXXXX | XXXXXX | XXXXXX | XXXXXX | XXXXXX | XXXXXX | XXXXXX | XXXXXX | XXXXXX | XXXXXX | XXXXXX | XXXXXX | XXXXXX | XXXXXX | XXXXXX | XXXXXX | XXXXXX | XXXXXX | XXXXXX | XXXXXX | XXXXXX | XXXXXX | XXXXXX | XXXXXX | XXXXXX | XXXXXX | XXXXXX | XXXXXX | XXXXXX | XXXXXX | XXXXXX | XXXXXX | XXXXXX | XXXXXX | XXXXXX | XXXXXX | XXXXXX | XXXXXX | XXXXXX | XXXXXX | XXXXXX | XXXXXX | XXXXXX | XXXXXX | XXXXXX | XXXXXX | XXXXXX | XXXXXX | XXXXXX | XXXXXX | XXXXXX | XXXXXX | XXXXXX | XXXXXX | XXXXXX | XXXXXX | XXXXXX | XXXXXX | XXXXXX | XXXXXX | XXXXXX | XXXXXX | XXXXXX | XXXXXX | XXXXXX | XXXXXX | XXXXXX | XXXXXX | XXXXXX | XXXXXX | XXXXXX | XXXXXX | XXXXXX | XXXXXX | XXXXXX | XXXXXX | XXXXXX | XXXXXX | XXXXXX | XXXXXX | XXXXXX | XXXXXX | XXXXXX | XXXXXX | XXXXXX | XXXXXX | XXXXXX | XXXXXX | XXXXXX | XXXXXX | XXXXXX | XXXXXX | XXXXXX | XXXXXX | XXXXXX | XXXXXX | XXXXXX | XXXXXX | XXXXXX | XXXXXX | XXXXXX | XXXXXX | XXXXXX | XXXXXX | XXXXXX | XXXXXX | XXXXXX | XXXXXX | XXXXXX | XXXXXX | XXXXXX | XXXXXX | XXXXXX | XXXXXX | 2023-01-01: XXXXXX; 2023-02-01: XXXXXX; 2023-03-01: XXXXXX
Gas Portion | [39 empty] | XXXXXX | XXXXXX | XXXXXX | XXXXXX | XXXXXX | XXXXXX | XXXXXX | XXXXXX | XXXXXX | XXXXXX | XXXXXX | XXXXXX |  | XXXXXX | XXXXXX | XXXXXX | XXXXXX | XXXXXX | XXXXXX | XXXXXX | XXXXXX | XXXXXX | XXXXXX | XXXXXX | XXXXXX | XXXXXX | XXXXXX | XXXXXX | XXXXXX | XXXXXX | XXXXXX | XXXXXX | XXXXXX | XXXXXX | XXXXXX | XXXXXX | XXXXXX | XXXXXX | XXXXXX | XXXXXX | XXXXXX | XXXXXX | XXXXXX | XXXXXX | XXXXXX | XXXXXX | XXXXXX | XXXXXX | XXXXXX | XXXXXX | XXXXXX | XXXXXX | XXXXXX | XXXXXX | XXXXXX | XXXXXX | XXXXXX | XXXXXX | XXXXXX | XXXXXX | XXXXXX | XXXXXX | XXXXXX | XXXXXX | XXXXXX | XXXXXX | XXXXXX | XXXXXX | XXXXXX | XXXXXX | XXXXXX | XXXXXX | XXXXXX | XXXXXX | XXXXXX | XXXXXX | XXXXXX | XXXXXX | XXXXXX | XXXXXX | XXXXXX | XXXXXX | XXXXXX | XXXXXX | XXXXXX | XXXXXX | XXXXXX | XXXXXX | XXXXXX | XXXXXX | XXXXXX | XXXXXX | XXXXXX | XXXXXX | XXXXXX | XXXXXX | XXXXXX | XXXXXX | XXXXXX | XXXXXX | XXXXXX | XXXXXX | XXXXXX | XXXXXX | XXXXXX | XXXXXX | XXXXXX | XXXXXX | XXXXXX | XXXXXX | XXXXXX | XXXXXX | XXXXXX | XXXXXX | XXXXXX | XXXXXX | XXXXXX | XXXXXX | XXXXXX | XXXXXX | XXXXXX | XXXXXX | XXXXXX | XXXXXX | XXXXXX | XXXXXX | XXXXXX | XXXXXX | XXXXXX | XXXXXX | 2023-01-01: XXXXXX; 2023-02-01: XXXXXX; 2023-03-01: XXXXXX
[40 empty] | XXXXXX | XXXXXX | XXXXXX | XXXXXX | XXXXXX | XXXXXX | XXXXXX | XXXXXX | XXXXXX | XXXXXX | XXXXXX | XXXXXX |  | XXXXXX | XXXXXX | XXXXXX | XXXXXX | XXXXXX | XXXXXX | XXXXXX | XXXXXX | XXXXXX | XXXXXX | XXXXXX | XXXXXX | XXXXXX | XXXXXX | XXXXXX | XXXXXX | XXXXXX | XXXXXX | XXXXXX | XXXXXX | XXXXXX | XXXXXX | XXXXXX | XXXXXX | XXXXXX | XXXXXX | XXXXXX | XXXXXX | XXXXXX | XXXXXX | XXXXXX | XXXXXX | XXXXXX | XXXXXX | XXXXXX | XXXXXX | XXXXXX | XXXXXX | XXXXXX | XXXXXX | XXXXXX | XXXXXX | XXXXXX | XXXXXX | XXXXXX | XXXXXX | XXXXXX | XXXXXX | XXXXXX | XXXXXX | XXXXXX | XXXXXX | XXXXXX | XXXXXX | XXXXXX | XXXXXX | XXXXXX | XXXXXX | XXXXXX | XXXXXX | XXXXXX | XXXXXX | XXXXXX | XXXXXX | XXXXXX | XXXXXX | XXXXXX | XXXXXX | XXXXXX | XXXXXX | XXXXXX | XXXXXX | XXXXXX | XXXXXX | XXXXXX | XXXXXX | XXXXXX | XXXXXX | XXXXXX | XXXXXX | XXXXXX | XXXXXX | XXXXXX | XXXXXX | XXXXXX | XXXXXX | XXXXXX | XXXXXX | XXXXXX | XXXXXX | XXXXXX | XXXXXX | XXXXXX | XXXXXX | XXXXXX | XXXXXX | XXXXXX | XXXXXX | XXXXXX | XXXXXX | XXXXXX | XXXXXX | XXXXXX | XXXXXX | XXXXXX | XXXXXX | XXXXXX | XXXXXX | XXXXXX | XXXXXX | XXXXXX | XXXXXX | XXXXXX | XXXXXX | XXXXXX | XXXXXX | XXXXXX | 2023-01-01: XXXXXX; 2023-02-01: XXXXXX; 2023-03-01: XXXXXX
Accural use Electric using %elec to gas method | [39 empty] | XXXXXX | XXXXXX | XXXXXX | XXXXXX | XXXXXX | XXXXXX | XXXXXX | XXXXXX | XXXXXX | XXXXXX | XXXXXX | XXXXXX |  | XXXXXX | XXXXXX | XXXXXX | XXXXXX | XXXXXX | XXXXXX | XXXXXX | XXXXXX | XXXXXX | XXXXXX | XXXXXX | XXXXXX | XXXXXX | XXXXXX | XXXXXX | XXXXXX | XXXXXX | XXXXXX | XXXXXX | XXXXXX | XXXXXX | XXXXXX | XXXXXX | XXXXXX | XXXXXX | XXXXXX | XXXXXX | XXXXXX | XXXXXX | XXXXXX | XXXXXX | XXXXXX | XXXXXX | XXXXXX | XXXXXX | XXXXXX | XXXXXX | XXXXXX | XXXXXX | XXXXXX | XXXXXX | XXXXXX | XXXXXX | XXXXXX | XXXXXX | XXXXXX | XXXXXX | XXXXXX | XXXXXX | XXXXXX | XXXXXX | XXXXXX | XXXXXX | XXXXXX | XXXXXX | XXXXXX | XXXXXX | XXXXXX | XXXXXX | XXXXXX | XXXXXX | XXXXXX | XXXXXX | XXXXXX | XXXXXX | XXXXXX | XXXXXX | XXXXXX | XXXXXX | XXXXXX | XXXXXX | XXXXXX | XXXXXX | XXXXXX | XXXXXX | XXXXXX | XXXXXX | XXXXXX | XXXXXX | XXXXXX | XXXXXX | XXXXXX | XXXXXX | XXXXXX | XXXXXX | XXXXXX | XXXXXX | XXXXXX | XXXXXX | XXXXXX | XXXXXX | XXXXXX | XXXXXX | XXXXXX | XXXXXX | XXXXXX | XXXXXX | XXXXXX | XXXXXX | XXXXXX | XXXXXX | XXXXXX | XXXXXX | XXXXXX | XXXXXX | XXXXXX | XXXXXX | XXXXXX | XXXXXX | XXXXXX | XXXXXX | XXXXXX | XXXXXX | XXXXXX | XXXXXX | XXXXXX | XXXXXX | 2023-01-01: XXXXXX; 2023-02-01: XXXXXX; 2023-03-01: XXXXXX
Accural use Gas using %elec to gas method | [39 empty] | XXXXXX | XXXXXX | XXXXXX | XXXXXX | XXXXXX | XXXXXX | XXXXXX | XXXXXX | XXXXXX | XXXXXX | XXXXXX | XXXXXX |  | XXXXXX | XXXXXX | XXXXXX | XXXXXX | XXXXXX | XXXXXX | XXXXXX | XXXXXX | XXXXXX | XXXXXX | XXXXXX | XXXXXX | XXXXXX | XXXXXX | XXXXXX | XXXXXX | XXXXXX | XXXXXX | XXXXXX | XXXXXX | XXXXXX | XXXXXX | XXXXXX | XXXXXX | XXXXXX | XXXXXX | XXXXXX | XXXXXX | XXXXXX | XXXXXX | XXXXXX | XXXXXX | XXXXXX | XXXXXX | XXXXXX | XXXXXX | XXXXXX | XXXXXX | XXXXXX | XXXXXX | XXXXXX | XXXXXX | XXXXXX | XXXXXX | XXXXXX | XXXXXX | XXXXXX | XXXXXX | XXXXXX | XXXXXX | XXXXXX | XXXXXX | XXXXXX | XXXXXX | XXXXXX | XXXXXX | XXXXXX | XXXXXX | XXXXXX | XXXXXX | XXXXXX | XXXXXX | XXXXXX | XXXXXX | XXXXXX | XXXXXX | XXXXXX | XXXXXX | XXXXXX | XXXXXX | XXXXXX | XXXXXX | XXXXXX | XXXXXX | XXXXXX | XXXXXX | XXXXXX | XXXXXX | XXXXXX | XXXXXX | XXXXXX | XXXXXX | XXXXXX | XXXXXX | XXXXXX | XXXXXX | XXXXXX | XXXXXX | XXXXXX | XXXXXX | XXXXXX | XXXXXX | XXXXXX | XXXXXX | XXXXXX | XXXXXX | XXXXXX | XXXXXX | XXXXXX | XXXXXX | XXXXXX | XXXXXX | XXXXXX | XXXXXX | XXXXXX | XXXXXX | XXXXXX | XXXXXX | XXXXXX | XXXXXX | XXXXXX | XXXXXX | XXXXXX | XXXXXX | XXXXXX | XXXXXX | XXXXXX | 2023-01-01: XXXXXX; 2023-02-01: XXXXXX; 2023-03-01: XXXXXX
[40 empty] | XXXXXX | XXXXXX | XXXXXX | XXXXXX | XXXXXX | XXXXXX | XXXXXX | XXXXXX | XXXXXX | XXXXXX | XXXXXX | XXXXXX |  | XXXXXX | XXXXXX | XXXXXX | XXXXXX | XXXXXX | XXXXXX | XXXXXX | XXXXXX | XXXXXX | XXXXXX | XXXXXX | XXXXXX | XXXXXX | XXXXXX | XXXXXX | XXXXXX | XXXXXX | XXXXXX | XXXXXX | XXXXXX | XXXXXX | XXXXXX | XXXXXX | XXXXXX | XXXXXX | XXXXXX | XXXXXX | XXXXXX | XXXXXX | XXXXXX | XXXXXX | XXXXXX | XXXXXX | XXXXXX | XXXXXX | XXXXXX | XXXXXX | XXXXXX | XXXXXX | XXXXXX | XXXXXX | XXXXXX | XXXXXX | XXXXXX | XXXXXX | XXXXXX | XXXXXX | XXXXXX | XXXXXX | XXXXXX | XXXXXX | XXXXXX | XXXXXX | XXXXXX | XXXXXX | XXXXXX | XXXXXX | XXXXXX | XXXXXX | XXXXXX | XXXXXX | XXXXXX | XXXXXX | XXXXXX | XXXXXX | XXXXXX | XXXXXX | XXXXXX | XXXXXX | XXXXXX | XXXXXX | XXXXXX | XXXXXX | XXXXXX | XXXXXX | XXXXXX | XXXXXX | XXXXXX | XXXXXX | XXXXXX | XXXXXX | XXXXXX | XXXXXX | XXXXXX | XXXXXX | XXXXXX | XXXXXX | XXXXXX | XXXXXX | XXXXXX | XXXXXX | XXXXXX | XXXXXX | XXXXXX | XXXXXX | XXXXXX | XXXXXX | XXXXXX | XXXXXX | XXXXXX | XXXXXX | XXXXXX | XXXXXX | XXXXXX | XXXXXX | XXXXXX | XXXXXX | XXXXXX | XXXXXX | XXXXXX | XXXXXX | XXXXXX | XXXXXX | XXXXXX | XXXXXX | XXXXXX | XXXXXX | 2023-01-01: XXXXXX; 2023-02-01: XXXXXX; 2023-03-01: XXXXXX
[40 empty] | XXXXXX | XXXXXX | XXXXXX | XXXXXX | XXXXXX | XXXXXX | XXXXXX | XXXXXX | XXXXXX | XXXXXX | XXXXXX | XXXXXX
Difference… | [39 empty] | XXXXXX | XXXXXX | XXXXXX | XXXXXX | XXXXXX | XXXXXX | XXXXXX | XXXXXX | XXXXXX | XXXXXX | XXXXXX | XXXXXX
Electric | [39 empty] | XXXXXX | XXXXXX | XXXXXX | XXXXXX | XXXXXX | XXXXXX | XXXXXX | XXXXXX | XXXXXX | XXXXXX | XXXXXX | XXXXXX
Gas | [39 empty] | XXXXXX | XXXXXX | XXXXXX | XXXXXX | XXXXXX | XXXXXX | XXXXXX | XXXXXX | XXXXXX | XXXXXX | XXXXXX | XXXXXX
Note on AP18: jcummi: sum C64+C72+C44+C34