## README
This file is to document and source all input information used for the PSE 2023 CPA natural gas end use forecast and potential modeling
Tab Color | Purpose
Global inputs, including base year, study period, segments and end uses.
Base case forecast inputs, including forecasted number of accounts by county, percent of accounts in each segment by county, fuel shares by segment, vintage and county, saturations by segment, vintage and county, equipment standards and efficiency shares.
Measure specific inputs, equipment and retrofit
Inputs for adjustments, to account for future new construction building code per RCW 19.27A.160, local natural gas bans (ordinances passed by city of Shoreline and city of Bellingham), and climate change adjustments of weather dependent end-uses.

## Global
Region | Sector | Segment | End Use | Efficiency Level Number | Base Year | Potential Start Year | Potential End Year | Primary Fuel | Energy Units
King County | Residential | Manufactured | Cooking Oven | 1 | 2023 | 2024 | 2050 | Gas | Therms
Kittitas County |  | Manufactured - Highly Impacted | Cooking Range | 2
Lewis County |  | Multifamily | Dryer | 3
Pierce County |  | Multifamily - Highly Impacted | Heat Central Gas Boiler | 4
Snohomish County |  | Single Family | Heat Central Gas Furnace | 5
Thurston County |  | Single Family - Highly Impacted | Heat Room Gas | 6
Other
Pool Heat
Water Heat GT 55 Gal
Water Heat LE 55 Gal

## Account Forecast
Region | 2023 | 2024 | 2025 | 2026 | 2027 | 2028 | 2029 | 2030 | 2031 | 2032 | 2033 | 2034 | 2035 | 2036 | 2037 | 2038 | 2039 | 2040 | 2041 | 2042 | 2043 | 2044 | 2045 | 2046 | 2047 | 2048 | 2049 | 2050
King County | 468883.1925 | 474305.9744 | 479653.5126 | 484889.9925 | 490064.3559 | 495303.9273 | 500589.4441 | 505867.3033 | 511147.8261 | 516428.539 | 521674.4363 | 526901.8318 | 532093.4128 | 537248.0378 | 542359.3334 | 547442.3294 | 552494.2671 | 557546.8707 | 562631.8643 | 567712.6724 | 572804.5625 | 577908.6762 | 583006.7495 | 588077.8549 | 593091.6951 | 598034.9051 | 602886.5099 | 607624.9637
Kittitas County | 2737.9666 | 2769.632 | 2800.8581 | 2831.4357 | 2861.6505 | 2892.2461 | 2923.11 | 2953.9292 | 2984.764 | 3015.5998 | 3046.2324 | 3076.7569 | 3107.0723 | 3137.1719 | 3167.0185 | 3196.6998 | 3226.1997 | 3255.7036 | 3285.3966 | 3315.0651 | 3344.7984 | 3374.603 | 3404.3724 | 3433.9843 | 3463.2618 | 3492.1268 | 3520.457 | 3548.1264
Lewis County | 2284.672 | 2311.0949 | 2337.1513 | 2362.6664 | 2387.8789 | 2413.4092 | 2439.1633 | 2464.8801 | 2490.6099 | 2516.3406 | 2541.9017 | 2567.3726 | 2592.669 | 2617.7853 | 2642.6905 | 2667.4578 | 2692.0738 | 2716.6931 | 2741.4701 | 2766.2268 | 2791.0374 | 2815.9076 | 2840.7484 | 2865.4578 | 2889.8881 | 2913.9743 | 2937.6142 | 2960.7027
Pierce County | 147429.3448 | 149134.4116 | 150815.8199 | 152462.3084 | 154089.2658 | 155736.7264 | 157398.6335 | 159058.1328 | 160718.4695 | 162378.8661 | 164028.3157 | 165671.9479 | 167304.319 | 168925.0702 | 170532.1975 | 172130.4266 | 173718.8901 | 175307.5631 | 176906.4203 | 178503.9615 | 180104.9871 | 181709.8562 | 183312.826 | 184907.3164 | 186483.8011 | 188038.0778 | 189563.5514 | 191053.4473
Snohomish County | 145803.6119 | 147489.8766 | 149152.7436 | 150781.076 | 152390.0926 | 154019.3864 | 155662.9672 | 157304.1669 | 158946.1948 | 160588.2818 | 162219.5426 | 163845.0501 | 165459.4208 | 167062.2996 | 168651.7048 | 170232.3099 | 171803.2571 | 173374.4114 | 174955.6377 | 176535.5625 | 178118.9334 | 179706.1052 | 181291.3988 | 182868.3064 | 184427.4069 | 185964.5442 | 187473.1961 | 188946.6626
Thurston County | 54383.7123 | 55012.6771 | 55632.9146 | 56240.2711 | 56840.4229 | 57448.1378 | 58061.1818 | 58673.3377 | 59285.8024 | 59898.2892 | 60506.7379 | 61113.0407 | 61715.1895 | 62313.0519 | 62905.8887 | 63495.4432 | 64081.3954 | 64667.4248 | 65257.211 | 65846.5117 | 66437.0978 | 67029.1017 | 67620.4049 | 68208.5802 | 68790.1137 | 69363.455 | 69926.1714 | 70475.764

## Marginal Account Percents
RegionSegment | Region | Segment | 2023 | 2024 | 2025 | 2026 | 2027 | 2028 | 2029 | 2030 | 2031 | 2032 | 2033 | 2034 | 2035 | 2036 | 2037 | 2038 | 2039 | 2040 | 2041 | 2042 | 2043 | 2044 | 2045 | 2046 | 2047 | 2048 | 2049 | 2050
King CountyManufactured | King County | Manufactured | 0.1474% | 0.1474% | 0.1474% | 0.1474% | 0.1474% | 0.1474% | 0.1474% | 0.1474% | 0.1474% | 0.1474% | 0.1474% | 0.1474% | 0.1474% | 0.1474% | 0.1474% | 0.1474% | 0.1474% | 0.1474% | 0.1474% | 0.1474% | 0.1474% | 0.1474% | 0.1474% | 0.1474% | 0.1474% | 0.1474% | 0.1474% | 0.1474%
King CountyManufactured - Highly Impacted | King County | Manufactured - Highly Impacted | 0.04239% | 0.04239% | 0.04239% | 0.04239% | 0.04239% | 0.04239% | 0.04239% | 0.04239% | 0.04239% | 0.04239% | 0.04239% | 0.04239% | 0.04239% | 0.04239% | 0.04239% | 0.04239% | 0.04239% | 0.04239% | 0.04239% | 0.04239% | 0.04239% | 0.04239% | 0.04239% | 0.04239% | 0.04239% | 0.04239% | 0.04239% | 0.04239%
King CountyMultifamily | King County | Multifamily | 3.022% | 3.022% | 3.022% | 3.022% | 3.022% | 3.022% | 3.022% | 3.022% | 3.022% | 3.022% | 3.022% | 3.022% | 3.022% | 3.022% | 3.022% | 3.022% | 3.022% | 3.022% | 3.022% | 3.022% | 3.022% | 3.022% | 3.022% | 3.022% | 3.022% | 3.022% | 3.022% | 3.022%
King CountyMultifamily - Highly Impacted | King County | Multifamily - Highly Impacted | 0.8692% | 0.8692% | 0.8692% | 0.8692% | 0.8692% | 0.8692% | 0.8692% | 0.8692% | 0.8692% | 0.8692% | 0.8692% | 0.8692% | 0.8692% | 0.8692% | 0.8692% | 0.8692% | 0.8692% | 0.8692% | 0.8692% | 0.8692% | 0.8692% | 0.8692% | 0.8692% | 0.8692% | 0.8692% | 0.8692% | 0.8692% | 0.8692%
King CountySingle Family | King County | Single Family | 74.49% | 74.49% | 74.49% | 74.49% | 74.49% | 74.49% | 74.49% | 74.49% | 74.49% | 74.49% | 74.49% | 74.49% | 74.49% | 74.49% | 74.49% | 74.49% | 74.49% | 74.49% | 74.49% | 74.49% | 74.49% | 74.49% | 74.49% | 74.49% | 74.49% | 74.49% | 74.49% | 74.49%
King CountySingle Family - Highly Impacted | King County | Single Family - Highly Impacted | 21.43% | 21.43% | 21.43% | 21.43% | 21.43% | 21.43% | 21.43% | 21.43% | 21.43% | 21.43% | 21.43% | 21.43% | 21.43% | 21.43% | 21.43% | 21.43% | 21.43% | 21.43% | 21.43% | 21.43% | 21.43% | 21.43% | 21.43% | 21.43% | 21.43% | 21.43% | 21.43% | 21.43%
Kittitas CountyManufactured | Kittitas County | Manufactured | 4.005% | 4.005% | 4.005% | 4.005% | 4.005% | 4.005% | 4.005% | 4.005% | 4.005% | 4.005% | 4.005% | 4.005% | 4.005% | 4.005% | 4.005% | 4.005% | 4.005% | 4.005% | 4.005% | 4.005% | 4.005% | 4.005% | 4.005% | 4.005% | 4.005% | 4.005% | 4.005% | 4.005%
Kittitas CountyManufactured - Highly Impacted | Kittitas County | Manufactured - Highly Impacted | 0.4818% | 0.4818% | 0.4818% | 0.4818% | 0.4818% | 0.4818% | 0.4818% | 0.4818% | 0.4818% | 0.4818% | 0.4818% | 0.4818% | 0.4818% | 0.4818% | 0.4818% | 0.4818% | 0.4818% | 0.4818% | 0.4818% | 0.4818% | 0.4818% | 0.4818% | 0.4818% | 0.4818% | 0.4818% | 0.4818% | 0.4818% | 0.4818%
Kittitas CountyMultifamily | Kittitas County | Multifamily | 2.998% | 2.998% | 2.998% | 2.998% | 2.998% | 2.998% | 2.998% | 2.998% | 2.998% | 2.998% | 2.998% | 2.998% | 2.998% | 2.998% | 2.998% | 2.998% | 2.998% | 2.998% | 2.998% | 2.998% | 2.998% | 2.998% | 2.998% | 2.998% | 2.998% | 2.998% | 2.998% | 2.998%
Kittitas CountyMultifamily - Highly Impacted | Kittitas County | Multifamily - Highly Impacted | 0.3606% | 0.3606% | 0.3606% | 0.3606% | 0.3606% | 0.3606% | 0.3606% | 0.3606% | 0.3606% | 0.3606% | 0.3606% | 0.3606% | 0.3606% | 0.3606% | 0.3606% | 0.3606% | 0.3606% | 0.3606% | 0.3606% | 0.3606% | 0.3606% | 0.3606% | 0.3606% | 0.3606% | 0.3606% | 0.3606% | 0.3606% | 0.3606%
Kittitas CountySingle Family | Kittitas County | Single Family | 82.26% | 82.26% | 82.26% | 82.26% | 82.26% | 82.26% | 82.26% | 82.26% | 82.26% | 82.26% | 82.26% | 82.26% | 82.26% | 82.26% | 82.26% | 82.26% | 82.26% | 82.26% | 82.26% | 82.26% | 82.26% | 82.26% | 82.26% | 82.26% | 82.26% | 82.26% | 82.26% | 82.26%
Kittitas CountySingle Family - Highly Impacted | Kittitas County | Single Family - Highly Impacted | 9.895% | 9.895% | 9.895% | 9.895% | 9.895% | 9.895% | 9.895% | 9.895% | 9.895% | 9.895% | 9.895% | 9.895% | 9.895% | 9.895% | 9.895% | 9.895% | 9.895% | 9.895% | 9.895% | 9.895% | 9.895% | 9.895% | 9.895% | 9.895% | 9.895% | 9.895% | 9.895% | 9.895%
Lewis CountyManufactured | Lewis County | Manufactured | bar: 2023 to 2050
Lewis CountyManufactured - Highly Impacted | Lewis County | Manufactured - Highly Impacted | bar: 2023 to 2050
Lewis CountyMultifamily | Lewis County | Multifamily | bar: 2023 to 2050
Lewis CountyMultifamily - Highly Impacted | Lewis County | Multifamily - Highly Impacted | bar: 2023 to 2050
Lewis CountySingle Family | Lewis County | Single Family | 48.82% | 48.82% | 48.82% | 48.82% | 48.82% | 48.82% | 48.82% | 48.82% | 48.82% | 48.82% | 48.82% | 48.82% | 48.82% | 48.82% | 48.82% | 48.82% | 48.82% | 48.82% | 48.82% | 48.82% | 48.82% | 48.82% | 48.82% | 48.82% | 48.82% | 48.82% | 48.82% | 48.82%
Lewis CountySingle Family - Highly Impacted | Lewis County | Single Family - Highly Impacted | 51.18% | 51.18% | 51.18% | 51.18% | 51.18% | 51.18% | 51.18% | 51.18% | 51.18% | 51.18% | 51.18% | 51.18% | 51.18% | 51.18% | 51.18% | 51.18% | 51.18% | 51.18% | 51.18% | 51.18% | 51.18% | 51.18% | 51.18% | 51.18% | 51.18% | 51.18% | 51.18% | 51.18%
Pierce CountyManufactured | Pierce County | Manufactured | 0.2798% | 0.2798% | 0.2798% | 0.2798% | 0.2798% | 0.2798% | 0.2798% | 0.2798% | 0.2798% | 0.2798% | 0.2798% | 0.2798% | 0.2798% | 0.2798% | 0.2798% | 0.2798% | 0.2798% | 0.2798% | 0.2798% | 0.2798% | 0.2798% | 0.2798% | 0.2798% | 0.2798% | 0.2798% | 0.2798% | 0.2798% | 0.2798%
Pierce CountyManufactured - Highly Impacted | Pierce County | Manufactured - Highly Impacted | 0.2031% | 0.2031% | 0.2031% | 0.2031% | 0.2031% | 0.2031% | 0.2031% | 0.2031% | 0.2031% | 0.2031% | 0.2031% | 0.2031% | 0.2031% | 0.2031% | 0.2031% | 0.2031% | 0.2031% | 0.2031% | 0.2031% | 0.2031% | 0.2031% | 0.2031% | 0.2031% | 0.2031% | 0.2031% | 0.2031% | 0.2031% | 0.2031%
Pierce CountyMultifamily | Pierce County | Multifamily | 0.5596% | 0.5596% | 0.5596% | 0.5596% | 0.5596% | 0.5596% | 0.5596% | 0.5596% | 0.5596% | 0.5596% | 0.5596% | 0.5596% | 0.5596% | 0.5596% | 0.5596% | 0.5596% | 0.5596% | 0.5596% | 0.5596% | 0.5596% | 0.5596% | 0.5596% | 0.5596% | 0.5596% | 0.5596% | 0.5596% | 0.5596% | 0.5596%
Pierce CountyMultifamily - Highly Impacted | Pierce County | Multifamily - Highly Impacted | 0.4062% | 0.4062% | 0.4062% | 0.4062% | 0.4062% | 0.4062% | 0.4062% | 0.4062% | 0.4062% | 0.4062% | 0.4062% | 0.4062% | 0.4062% | 0.4062% | 0.4062% | 0.4062% | 0.4062% | 0.4062% | 0.4062% | 0.4062% | 0.4062% | 0.4062% | 0.4062% | 0.4062% | 0.4062% | 0.4062% | 0.4062% | 0.4062%
Pierce CountySingle Family | Pierce County | Single Family | 57.1% | 57.1% | 57.1% | 57.1% | 57.1% | 57.1% | 57.1% | 57.1% | 57.1% | 57.1% | 57.1% | 57.1% | 57.1% | 57.1% | 57.1% | 57.1% | 57.1% | 57.1% | 57.1% | 57.1% | 57.1% | 57.1% | 57.1% | 57.1% | 57.1% | 57.1% | 57.1% | 57.1%
Pierce CountySingle Family - Highly Impacted | Pierce County | Single Family - Highly Impacted | 41.45% | 41.45% | 41.45% | 41.45% | 41.45% | 41.45% | 41.45% | 41.45% | 41.45% | 41.45% | 41.45% | 41.45% | 41.45% | 41.45% | 41.45% | 41.45% | 41.45% | 41.45% | 41.45% | 41.45% | 41.45% | 41.45% | 41.45% | 41.45% | 41.45% | 41.45% | 41.45% | 41.45%
Snohomish CountyManufactured | Snohomish County | Manufactured | 0.124% | 0.124% | 0.124% | 0.124% | 0.124% | 0.124% | 0.124% | 0.124% | 0.124% | 0.124% | 0.124% | 0.124% | 0.124% | 0.124% | 0.124% | 0.124% | 0.124% | 0.124% | 0.124% | 0.124% | 0.124% | 0.124% | 0.124% | 0.124% | 0.124% | 0.124% | 0.124% | 0.124%
Snohomish CountyManufactured - Highly Impacted | Snohomish County | Manufactured - Highly Impacted | 0.02894% | 0.02894% | 0.02894% | 0.02894% | 0.02894% | 0.02894% | 0.02894% | 0.02894% | 0.02894% | 0.02894% | 0.02894% | 0.02894% | 0.02894% | 0.02894% | 0.02894% | 0.02894% | 0.02894% | 0.02894% | 0.02894% | 0.02894% | 0.02894% | 0.02894% | 0.02894% | 0.02894% | 0.02894% | 0.02894% | 0.02894% | 0.02894%
Snohomish CountyMultifamily | Snohomish County | Multifamily | 2.603% | 2.603% | 2.603% | 2.603% | 2.603% | 2.603% | 2.603% | 2.603% | 2.603% | 2.603% | 2.603% | 2.603% | 2.603% | 2.603% | 2.603% | 2.603% | 2.603% | 2.603% | 2.603% | 2.603% | 2.603% | 2.603% | 2.603% | 2.603% | 2.603% | 2.603% | 2.603% | 2.603%
Snohomish CountyMultifamily - Highly Impacted | Snohomish County | Multifamily - Highly Impacted | 0.6077% | 0.6077% | 0.6077% | 0.6077% | 0.6077% | 0.6077% | 0.6077% | 0.6077% | 0.6077% | 0.6077% | 0.6077% | 0.6077% | 0.6077% | 0.6077% | 0.6077% | 0.6077% | 0.6077% | 0.6077% | 0.6077% | 0.6077% | 0.6077% | 0.6077% | 0.6077% | 0.6077% | 0.6077% | 0.6077% | 0.6077% | 0.6077%
Snohomish CountySingle Family | Snohomish County | Single Family | 78.35% | 78.35% | 78.35% | 78.35% | 78.35% | 78.35% | 78.35% | 78.35% | 78.35% | 78.35% | 78.35% | 78.35% | 78.35% | 78.35% | 78.35% | 78.35% | 78.35% | 78.35% | 78.35% | 78.35% | 78.35% | 78.35% | 78.35% | 78.35% | 78.35% | 78.35% | 78.35% | 78.35%
Snohomish CountySingle Family - Highly Impacted | Snohomish County | Single Family - Highly Impacted | 18.29% | 18.29% | 18.29% | 18.29% | 18.29% | 18.29% | 18.29% | 18.29% | 18.29% | 18.29% | 18.29% | 18.29% | 18.29% | 18.29% | 18.29% | 18.29% | 18.29% | 18.29% | 18.29% | 18.29% | 18.29% | 18.29% | 18.29% | 18.29% | 18.29% | 18.29% | 18.29% | 18.29%
Thurston CountyManufactured | Thurston County | Manufactured | 0.2864% | 0.2864% | 0.2864% | 0.2864% | 0.2864% | 0.2864% | 0.2864% | 0.2864% | 0.2864% | 0.2864% | 0.2864% | 0.2864% | 0.2864% | 0.2864% | 0.2864% | 0.2864% | 0.2864% | 0.2864% | 0.2864% | 0.2864% | 0.2864% | 0.2864% | 0.2864% | 0.2864% | 0.2864% | 0.2864% | 0.2864% | 0.2864%
Thurston CountyManufactured - Highly Impacted | Thurston County | Manufactured - Highly Impacted | 0.1592% | 0.1592% | 0.1592% | 0.1592% | 0.1592% | 0.1592% | 0.1592% | 0.1592% | 0.1592% | 0.1592% | 0.1592% | 0.1592% | 0.1592% | 0.1592% | 0.1592% | 0.1592% | 0.1592% | 0.1592% | 0.1592% | 0.1592% | 0.1592% | 0.1592% | 0.1592% | 0.1592% | 0.1592% | 0.1592% | 0.1592% | 0.1592%
Thurston CountyMultifamily | Thurston County | Multifamily | 1.432% | 1.432% | 1.432% | 1.432% | 1.432% | 1.432% | 1.432% | 1.432% | 1.432% | 1.432% | 1.432% | 1.432% | 1.432% | 1.432% | 1.432% | 1.432% | 1.432% | 1.432% | 1.432% | 1.432% | 1.432% | 1.432% | 1.432% | 1.432% | 1.432% | 1.432% | 1.432% | 1.432%
Thurston CountyMultifamily - Highly Impacted | Thurston County | Multifamily - Highly Impacted | 0.796% | 0.796% | 0.796% | 0.796% | 0.796% | 0.796% | 0.796% | 0.796% | 0.796% | 0.796% | 0.796% | 0.796% | 0.796% | 0.796% | 0.796% | 0.796% | 0.796% | 0.796% | 0.796% | 0.796% | 0.796% | 0.796% | 0.796% | 0.796% | 0.796% | 0.796% | 0.796% | 0.796%
Thurston CountySingle Family | Thurston County | Single Family | 62.56% | 62.56% | 62.56% | 62.56% | 62.56% | 62.56% | 62.56% | 62.56% | 62.56% | 62.56% | 62.56% | 62.56% | 62.56% | 62.56% | 62.56% | 62.56% | 62.56% | 62.56% | 62.56% | 62.56% | 62.56% | 62.56% | 62.56% | 62.56% | 62.56% | 62.56% | 62.56% | 62.56%
Thurston CountySingle Family - Highly Impacted | Thurston County | Single Family - Highly Impacted | 34.77% | 34.77% | 34.77% | 34.77% | 34.77% | 34.77% | 34.77% | 34.77% | 34.77% | 34.77% | 34.77% | 34.77% | 34.77% | 34.77% | 34.77% | 34.77% | 34.77% | 34.77% | 34.77% | 34.77% | 34.77% | 34.77% | 34.77% | 34.77% | 34.77% | 34.77% | 34.77% | 34.77%

## Fuel Share Check (hidden)
Region | Segment | End Use | Construction Vintage | Gas Fuel Share | Electric Fuel Share | Combined
King County | Manufactured | Cooking Oven | Existing | 22.16% | 84.67% | 106.8%
King County | Manufactured - Highly Impacted | Cooking Oven | Existing | 25.3% | 85.46% | 110.8%
King County | Multifamily | Cooking Oven | Existing | 6.4% | 96.46% | 102.9%
King County | Multifamily - Highly Impacted | Cooking Oven | Existing | 7.29% | 100% | 107.3%
King County | Single Family | Cooking Oven | Existing | 22.3% | 86.74% | 109%
King County | Single Family - Highly Impacted | Cooking Oven | Existing | 25.3% | 85.46% | 110.8%
King County | Manufactured | Cooking Range | Existing | 73.27% | 35.58% | 108.8%
King County | Manufactured - Highly Impacted | Cooking Range | Existing | 42.42% | 51.31% | 93.73%
King County | Multifamily | Cooking Range | Existing | 29.66% | 82.92% | 112.6%
King County | Multifamily - Highly Impacted | Cooking Range | Existing | 15.61% | 100% | 115.6%
King County | Single Family | Cooking Range | Existing | 74.93% | 31.74% | 106.7%
King County | Single Family - Highly Impacted | Cooking Range | Existing | 42.42% | 51.31% | 93.73%
King County | Manufactured | Dryer | Existing | 3.8% | 92.4% | 96.2%
King County | Manufactured - Highly Impacted | Dryer | Existing | 1.105% | 98.93% | 100%
King County | Multifamily | Dryer | Existing | 2.473% | 98.08% | 100.6%
King County | Multifamily - Highly Impacted | Dryer | Existing | 2.864% | 98.55% | 101.4%
King County | Single Family | Dryer | Existing | 15.15% | 86.74% | 101.9%
King County | Single Family - Highly Impacted | Dryer | Existing | 13.28% | 88.62% | 101.9%
King County | Manufactured | Water Heat GT 55 Gal | Existing | 10.33% | 83.59% | 93.91%
King County | Manufactured - Highly Impacted | Water Heat GT 55 Gal | Existing | 4.261% | 93.98% | 98.24%
King County | Multifamily | Water Heat GT 55 Gal | Existing | 16.78% | 87.35% | 104.1%
King County | Multifamily - Highly Impacted | Water Heat GT 55 Gal | Existing | 14.58% | 90.51% | 105.1%
King County | Single Family | Water Heat GT 55 Gal | Existing | 81.13% | 28.09% | 109.2%
King County | Single Family - Highly Impacted | Water Heat GT 55 Gal | Existing | 77.63% | 53.02% | 130.7%
King County | Manufactured | Water Heat LE 55 Gal | Existing | 10.33% | 83.59% | 93.91%
King County | Manufactured - Highly Impacted | Water Heat LE 55 Gal | Existing | 4.261% | 93.98% | 98.24%
King County | Multifamily | Water Heat LE 55 Gal | Existing | 16.78% | 87.35% | 104.1%
King County | Multifamily - Highly Impacted | Water Heat LE 55 Gal | Existing | 14.58% | 90.51% | 105.1%
King County | Single Family | Water Heat LE 55 Gal | Existing | 81.13% | 28.09% | 109.2%
King County | Single Family - Highly Impacted | Water Heat LE 55 Gal | Existing | 77.63% | 53.02% | 130.7%
Kittitas County | Manufactured | Cooking Oven | Existing | 22.16% | 84.67% | 106.8%
Kittitas County | Manufactured - Highly Impacted | Cooking Oven | Existing | 25.3% | 85.46% | 110.8%
Kittitas County | Multifamily | Cooking Oven | Existing | 6.4% | 96.46% | 102.9%
Kittitas County | Multifamily - Highly Impacted | Cooking Oven | Existing | 7.29% | 100% | 107.3%
Kittitas County | Single Family | Cooking Oven | Existing | 38.59% | 89.77% | 128.4%
Kittitas County | Single Family - Highly Impacted | Cooking Oven | Existing | 25.3% | 85.46% | 110.8%
Kittitas County | Manufactured | Cooking Range | Existing | 73.27% | 35.58% | 108.8%
Kittitas County | Manufactured - Highly Impacted | Cooking Range | Existing | 42.42% | 51.31% | 93.73%
Kittitas County | Multifamily | Cooking Range | Existing | 29.66% | 82.92% | 112.6%
Kittitas County | Multifamily - Highly Impacted | Cooking Range | Existing | 15.61% | 100% | 115.6%
Kittitas County | Single Family | Cooking Range | Existing | 68.58% | 42.13% | 110.7%
Kittitas County | Single Family - Highly Impacted | Cooking Range | Existing | 42.42% | 51.31% | 93.73%
Kittitas County | Manufactured | Dryer | Existing | 3.8% | 92.4% | 96.2%
Kittitas County | Manufactured - Highly Impacted | Dryer | Existing | 1.105% | 98.93% | 100%
Kittitas County | Multifamily | Dryer | Existing | 2.473% | 98.08% | 100.6%
Kittitas County | Multifamily - Highly Impacted | Dryer | Existing | 2.864% | 98.55% | 101.4%
Kittitas County | Single Family | Dryer | Existing | 37.48% | 86.05% | 123.5%
Kittitas County | Single Family - Highly Impacted | Dryer | Existing | 13.28% | 88.62% | 101.9%
Kittitas County | Manufactured | Water Heat GT 55 Gal | Existing | 10.33% | 83.59% | 93.91%
Kittitas County | Manufactured - Highly Impacted | Water Heat GT 55 Gal | Existing | 4.261% | 93.98% | 98.24%
Kittitas County | Multifamily | Water Heat GT 55 Gal | Existing | 16.78% | 87.35% | 104.1%
Kittitas County | Multifamily - Highly Impacted | Water Heat GT 55 Gal | Existing | 14.58% | 90.51% | 105.1%
Kittitas County | Single Family | Water Heat GT 55 Gal | Existing | 62.93% | 66.29% | 129.2%
Kittitas County | Single Family - Highly Impacted | Water Heat GT 55 Gal | Existing | 77.63% | 53.02% | 130.7%
Kittitas County | Manufactured | Water Heat LE 55 Gal | Existing | 10.33% | 83.59% | 93.91%
Kittitas County | Manufactured - Highly Impacted | Water Heat LE 55 Gal | Existing | 4.261% | 93.98% | 98.24%
Kittitas County | Multifamily | Water Heat LE 55 Gal | Existing | 16.78% | 87.35% | 104.1%
Kittitas County | Multifamily - Highly Impacted | Water Heat LE 55 Gal | Existing | 14.58% | 90.51% | 105.1%
Kittitas County | Single Family | Water Heat LE 55 Gal | Existing | 62.93% | 66.29% | 129.2%
Kittitas County | Single Family - Highly Impacted | Water Heat LE 55 Gal | Existing | 77.63% | 53.02% | 130.7%
Pierce County | Manufactured | Cooking Oven | Existing | 22.16% | 84.67% | 106.8%
Pierce County | Manufactured - Highly Impacted | Cooking Oven | Existing | 25.3% | 85.46% | 110.8%
Pierce County | Multifamily | Cooking Oven | Existing | 6.4% | 96.46% | 102.9%
Pierce County | Multifamily - Highly Impacted | Cooking Oven | Existing | 7.29% | 100% | 107.3%
Pierce County | Single Family | Cooking Oven | Existing | 20.21% | 82.17% | 102.4%
Pierce County | Single Family - Highly Impacted | Cooking Oven | Existing | 25.3% | 85.46% | 110.8%
Pierce County | Manufactured | Cooking Range | Existing | 73.27% | 35.58% | 108.8%
Pierce County | Manufactured - Highly Impacted | Cooking Range | Existing | 42.42% | 51.31% | 93.73%
Pierce County | Multifamily | Cooking Range | Existing | 29.66% | 82.92% | 112.6%
Pierce County | Multifamily - Highly Impacted | Cooking Range | Existing | 15.61% | 100% | 115.6%
Pierce County | Single Family | Cooking Range | Existing | 68.05% | 43.11% | 111.2%
Pierce County | Single Family - Highly Impacted | Cooking Range | Existing | 42.42% | 51.31% | 93.73%
Pierce County | Manufactured | Dryer | Existing | 3.8% | 92.4% | 96.2%
Pierce County | Manufactured - Highly Impacted | Dryer | Existing | 1.105% | 98.93% | 100%
Pierce County | Multifamily | Dryer | Existing | 2.473% | 98.08% | 100.6%
Pierce County | Multifamily - Highly Impacted | Dryer | Existing | 2.864% | 98.55% | 101.4%
Pierce County | Single Family | Dryer | Existing | 14.41% | 88.73% | 103.1%
Pierce County | Single Family - Highly Impacted | Dryer | Existing | 13.28% | 88.62% | 101.9%
Pierce County | Manufactured | Water Heat GT 55 Gal | Existing | 10.33% | 83.59% | 93.91%
Pierce County | Manufactured - Highly Impacted | Water Heat GT 55 Gal | Existing | 4.261% | 93.98% | 98.24%
Pierce County | Multifamily | Water Heat GT 55 Gal | Existing | 16.78% | 87.35% | 104.1%
Pierce County | Multifamily - Highly Impacted | Water Heat GT 55 Gal | Existing | 14.58% | 90.51% | 105.1%
Pierce County | Single Family | Water Heat GT 55 Gal | Existing | 83.81% | 33.07% | 116.9%
Pierce County | Single Family - Highly Impacted | Water Heat GT 55 Gal | Existing | 77.63% | 53.02% | 130.7%
Pierce County | Manufactured | Water Heat LE 55 Gal | Existing | 10.33% | 83.59% | 93.91%
Pierce County | Manufactured - Highly Impacted | Water Heat LE 55 Gal | Existing | 4.261% | 93.98% | 98.24%
Pierce County | Multifamily | Water Heat LE 55 Gal | Existing | 16.78% | 87.35% | 104.1%
Pierce County | Multifamily - Highly Impacted | Water Heat LE 55 Gal | Existing | 14.58% | 90.51% | 105.1%
Pierce County | Single Family | Water Heat LE 55 Gal | Existing | 83.81% | 33.07% | 116.9%
Pierce County | Single Family - Highly Impacted | Water Heat LE 55 Gal | Existing | 77.63% | 53.02% | 130.7%
Thurston County | Manufactured | Cooking Oven | Existing | 22.16% | 84.67% | 106.8%
Thurston County | Manufactured - Highly Impacted | Cooking Oven | Existing | 25.3% | 85.46% | 110.8%
Thurston County | Multifamily | Cooking Oven | Existing | 6.4% | 96.46% | 102.9%
Thurston County | Multifamily - Highly Impacted | Cooking Oven | Existing | 7.29% | 100% | 107.3%
Thurston County | Single Family | Cooking Oven | Existing | 27.82% | 84.98% | 112.8%
Thurston County | Single Family - Highly Impacted | Cooking Oven | Existing | 25.3% | 85.46% | 110.8%
Thurston County | Manufactured | Cooking Range | Existing | 73.27% | 35.58% | 108.8%
Thurston County | Manufactured - Highly Impacted | Cooking Range | Existing | 42.42% | 51.31% | 93.73%
Thurston County | Multifamily | Cooking Range | Existing | 29.66% | 82.92% | 112.6%
Thurston County | Multifamily - Highly Impacted | Cooking Range | Existing | 15.61% | 100% | 115.6%
Thurston County | Single Family | Cooking Range | Existing | 59.87% | 52.09% | 112%
Thurston County | Single Family - Highly Impacted | Cooking Range | Existing | 42.42% | 51.31% | 93.73%
Thurston County | Manufactured | Dryer | Existing | 3.8% | 92.4% | 96.2%
Thurston County | Manufactured - Highly Impacted | Dryer | Existing | 1.105% | 98.93% | 100%
Thurston County | Multifamily | Dryer | Existing | 2.473% | 98.08% | 100.6%
Thurston County | Multifamily - Highly Impacted | Dryer | Existing | 2.864% | 98.55% | 101.4%
Thurston County | Single Family | Dryer | Existing | 9.474% | 94.06% | 103.5%
Thurston County | Single Family - Highly Impacted | Dryer | Existing | 13.28% | 88.62% | 101.9%
Thurston County | Manufactured | Water Heat GT 55 Gal | Existing | 10.33% | 83.59% | 93.91%
Thurston County | Manufactured - Highly Impacted | Water Heat GT 55 Gal | Existing | 4.261% | 93.98% | 98.24%
Thurston County | Multifamily | Water Heat GT 55 Gal | Existing | 16.78% | 87.35% | 104.1%
Thurston County | Multifamily - Highly Impacted | Water Heat GT 55 Gal | Existing | 14.58% | 90.51% | 105.1%
Thurston County | Single Family | Water Heat GT 55 Gal | Existing | 76.23% | 50.37% | 126.6%
Thurston County | Single Family - Highly Impacted | Water Heat GT 55 Gal | Existing | 77.63% | 53.02% | 130.7%
Thurston County | Manufactured | Water Heat LE 55 Gal | Existing | 10.33% | 83.59% | 93.91%
Thurston County | Manufactured - Highly Impacted | Water Heat LE 55 Gal | Existing | 4.261% | 93.98% | 98.24%
Thurston County | Multifamily | Water Heat LE 55 Gal | Existing | 16.78% | 87.35% | 104.1%
Thurston County | Multifamily - Highly Impacted | Water Heat LE 55 Gal | Existing | 14.58% | 90.51% | 105.1%
Thurston County | Single Family | Water Heat LE 55 Gal | Existing | 76.23% | 50.37% | 126.6%
Thurston County | Single Family - Highly Impacted | Water Heat LE 55 Gal | Existing | 77.63% | 53.02% | 130.7%
King County | Manufactured | Cooking Oven | New | 22.16% | 84.67% | 106.8%
King County | Manufactured - Highly Impacted | Cooking Oven | New | 25.3% | 85.46% | 110.8%
King County | Multifamily | Cooking Oven | New | 6.4% | 96.46% | 102.9%
King County | Multifamily - Highly Impacted | Cooking Oven | New | 7.29% | 100% | 107.3%
King County | Single Family | Cooking Oven | New | 22.3% | 86.74% | 109%
King County | Single Family - Highly Impacted | Cooking Oven | New | 25.3% | 85.46% | 110.8%
King County | Manufactured | Cooking Range | New | 73.27% | 35.58% | 108.8%
King County | Manufactured - Highly Impacted | Cooking Range | New | 42.42% | 51.31% | 93.73%
King County | Multifamily | Cooking Range | New | 29.66% | 82.92% | 112.6%
King County | Multifamily - Highly Impacted | Cooking Range | New | 15.61% | 100% | 115.6%
King County | Single Family | Cooking Range | New | 74.93% | 31.74% | 106.7%
King County | Single Family - Highly Impacted | Cooking Range | New | 42.42% | 51.31% | 93.73%
King County | Manufactured | Dryer | New | 3.8% | 92.4% | 96.2%
King County | Manufactured - Highly Impacted | Dryer | New | 1.105% | 98.93% | 100%
King County | Multifamily | Dryer | New | 2.473% | 98.08% | 100.6%
King County | Multifamily - Highly Impacted | Dryer | New | 2.864% | 98.55% | 101.4%
King County | Single Family | Dryer | New | 15.15% | 86.74% | 101.9%
King County | Single Family - Highly Impacted | Dryer | New | 13.28% | 88.62% | 101.9%
King County | Manufactured | Water Heat GT 55 Gal | New | 10.33% | 83.59% | 93.91%
King County | Manufactured - Highly Impacted | Water Heat GT 55 Gal | New | 4.261% | 93.98% | 98.24%
King County | Multifamily | Water Heat GT 55 Gal | New | 16.78% | 87.35% | 104.1%
King County | Multifamily - Highly Impacted | Water Heat GT 55 Gal | New | 14.58% | 90.51% | 105.1%
King County | Single Family | Water Heat GT 55 Gal | New | 81.13% | 28.09% | 109.2%
King County | Single Family - Highly Impacted | Water Heat GT 55 Gal | New | 77.63% | 53.02% | 130.7%
King County | Manufactured | Water Heat LE 55 Gal | New | 10.33% | 83.59% | 93.91%
King County | Manufactured - Highly Impacted | Water Heat LE 55 Gal | New | 4.261% | 93.98% | 98.24%
King County | Multifamily | Water Heat LE 55 Gal | New | 16.78% | 87.35% | 104.1%
King County | Multifamily - Highly Impacted | Water Heat LE 55 Gal | New | 14.58% | 90.51% | 105.1%
King County | Single Family | Water Heat LE 55 Gal | New | 81.13% | 28.09% | 109.2%
King County | Single Family - Highly Impacted | Water Heat LE 55 Gal | New | 77.63% | 53.02% | 130.7%
Kittitas County | Manufactured | Cooking Oven | New | 22.16% | 84.67% | 106.8%
Kittitas County | Manufactured - Highly Impacted | Cooking Oven | New | 25.3% | 85.46% | 110.8%
Kittitas County | Multifamily | Cooking Oven | New | 6.4% | 96.46% | 102.9%
Kittitas County | Multifamily - Highly Impacted | Cooking Oven | New | 7.29% | 100% | 107.3%
Kittitas County | Single Family | Cooking Oven | New | 38.59% | 89.77% | 128.4%
Kittitas County | Single Family - Highly Impacted | Cooking Oven | New | 25.3% | 85.46% | 110.8%
Kittitas County | Manufactured | Cooking Range | New | 73.27% | 35.58% | 108.8%
Kittitas County | Manufactured - Highly Impacted | Cooking Range | New | 42.42% | 51.31% | 93.73%
Kittitas County | Multifamily | Cooking Range | New | 29.66% | 82.92% | 112.6%
Kittitas County | Multifamily - Highly Impacted | Cooking Range | New | 15.61% | 100% | 115.6%
Kittitas County | Single Family | Cooking Range | New | 68.58% | 42.13% | 110.7%
Kittitas County | Single Family - Highly Impacted | Cooking Range | New | 42.42% | 51.31% | 93.73%
Kittitas County | Manufactured | Dryer | New | 3.8% | 92.4% | 96.2%
Kittitas County | Manufactured - Highly Impacted | Dryer | New | 1.105% | 98.93% | 100%
Kittitas County | Multifamily | Dryer | New | 2.473% | 98.08% | 100.6%
Kittitas County | Multifamily - Highly Impacted | Dryer | New | 2.864% | 98.55% | 101.4%
Kittitas County | Single Family | Dryer | New | 37.48% | 86.05% | 123.5%
Kittitas County | Single Family - Highly Impacted | Dryer | New | 13.28% | 88.62% | 101.9%
Kittitas County | Manufactured | Water Heat GT 55 Gal | New | 10.33% | 83.59% | 93.91%
Kittitas County | Manufactured - Highly Impacted | Water Heat GT 55 Gal | New | 4.261% | 93.98% | 98.24%
Kittitas County | Multifamily | Water Heat GT 55 Gal | New | 16.78% | 87.35% | 104.1%
Kittitas County | Multifamily - Highly Impacted | Water Heat GT 55 Gal | New | 14.58% | 90.51% | 105.1%
Kittitas County | Single Family | Water Heat GT 55 Gal | New | 62.93% | 66.29% | 129.2%
Kittitas County | Single Family - Highly Impacted | Water Heat GT 55 Gal | New | 77.63% | 53.02% | 130.7%
Kittitas County | Manufactured | Water Heat LE 55 Gal | New | 10.33% | 83.59% | 93.91%
Kittitas County | Manufactured - Highly Impacted | Water Heat LE 55 Gal | New | 4.261% | 93.98% | 98.24%
Kittitas County | Multifamily | Water Heat LE 55 Gal | New | 16.78% | 87.35% | 104.1%
Kittitas County | Multifamily - Highly Impacted | Water Heat LE 55 Gal | New | 14.58% | 90.51% | 105.1%
Kittitas County | Single Family | Water Heat LE 55 Gal | New | 62.93% | 66.29% | 129.2%
Kittitas County | Single Family - Highly Impacted | Water Heat LE 55 Gal | New | 77.63% | 53.02% | 130.7%
Pierce County | Manufactured | Cooking Oven | New | 22.16% | 84.67% | 106.8%
Pierce County | Manufactured - Highly Impacted | Cooking Oven | New | 25.3% | 85.46% | 110.8%
Pierce County | Multifamily | Cooking Oven | New | 6.4% | 96.46% | 102.9%
Pierce County | Multifamily - Highly Impacted | Cooking Oven | New | 7.29% | 100% | 107.3%
Pierce County | Single Family | Cooking Oven | New | 20.21% | 82.17% | 102.4%
Pierce County | Single Family - Highly Impacted | Cooking Oven | New | 25.3% | 85.46% | 110.8%
Pierce County | Manufactured | Cooking Range | New | 73.27% | 35.58% | 108.8%
Pierce County | Manufactured - Highly Impacted | Cooking Range | New | 42.42% | 51.31% | 93.73%
Pierce County | Multifamily | Cooking Range | New | 29.66% | 82.92% | 112.6%
Pierce County | Multifamily - Highly Impacted | Cooking Range | New | 15.61% | 100% | 115.6%
Pierce County | Single Family | Cooking Range | New | 68.05% | 43.11% | 111.2%
Pierce County | Single Family - Highly Impacted | Cooking Range | New | 42.42% | 51.31% | 93.73%
Pierce County | Manufactured | Dryer | New | 3.8% | 92.4% | 96.2%
Pierce County | Manufactured - Highly Impacted | Dryer | New | 1.105% | 98.93% | 100%
Pierce County | Multifamily | Dryer | New | 2.473% | 98.08% | 100.6%
Pierce County | Multifamily - Highly Impacted | Dryer | New | 2.864% | 98.55% | 101.4%
Pierce County | Single Family | Dryer | New | 14.41% | 88.73% | 103.1%
Pierce County | Single Family - Highly Impacted | Dryer | New | 13.28% | 88.62% | 101.9%
Pierce County | Manufactured | Water Heat GT 55 Gal | New | 10.33% | 83.59% | 93.91%
Pierce County | Manufactured - Highly Impacted | Water Heat GT 55 Gal | New | 4.261% | 93.98% | 98.24%
Pierce County | Multifamily | Water Heat GT 55 Gal | New | 16.78% | 87.35% | 104.1%
Pierce County | Multifamily - Highly Impacted | Water Heat GT 55 Gal | New | 14.58% | 90.51% | 105.1%
Pierce County | Single Family | Water Heat GT 55 Gal | New | 83.81% | 33.07% | 116.9%
Pierce County | Single Family - Highly Impacted | Water Heat GT 55 Gal | New | 77.63% | 53.02% | 130.7%
Pierce County | Manufactured | Water Heat LE 55 Gal | New | 10.33% | 83.59% | 93.91%
Pierce County | Manufactured - Highly Impacted | Water Heat LE 55 Gal | New | 4.261% | 93.98% | 98.24%
Pierce County | Multifamily | Water Heat LE 55 Gal | New | 16.78% | 87.35% | 104.1%
Pierce County | Multifamily - Highly Impacted | Water Heat LE 55 Gal | New | 14.58% | 90.51% | 105.1%
Pierce County | Single Family | Water Heat LE 55 Gal | New | 83.81% | 33.07% | 116.9%
Pierce County | Single Family - Highly Impacted | Water Heat LE 55 Gal | New | 77.63% | 53.02% | 130.7%
Thurston County | Manufactured | Cooking Oven | New | 22.16% | 84.67% | 106.8%
Thurston County | Manufactured - Highly Impacted | Cooking Oven | New | 25.3% | 85.46% | 110.8%
Thurston County | Multifamily | Cooking Oven | New | 6.4% | 96.46% | 102.9%
Thurston County | Multifamily - Highly Impacted | Cooking Oven | New | 7.29% | 100% | 107.3%
Thurston County | Single Family | Cooking Oven | New | 27.82% | 84.98% | 112.8%
Thurston County | Single Family - Highly Impacted | Cooking Oven | New | 25.3% | 85.46% | 110.8%
Thurston County | Manufactured | Cooking Range | New | 73.27% | 35.58% | 108.8%
Thurston County | Manufactured - Highly Impacted | Cooking Range | New | 42.42% | 51.31% | 93.73%
Thurston County | Multifamily | Cooking Range | New | 29.66% | 82.92% | 112.6%
Thurston County | Multifamily - Highly Impacted | Cooking Range | New | 15.61% | 100% | 115.6%
Thurston County | Single Family | Cooking Range | New | 59.87% | 52.09% | 112%
Thurston County | Single Family - Highly Impacted | Cooking Range | New | 42.42% | 51.31% | 93.73%
Thurston County | Manufactured | Dryer | New | 3.8% | 92.4% | 96.2%
Thurston County | Manufactured - Highly Impacted | Dryer | New | 1.105% | 98.93% | 100%
Thurston County | Multifamily | Dryer | New | 2.473% | 98.08% | 100.6%
Thurston County | Multifamily - Highly Impacted | Dryer | New | 2.864% | 98.55% | 101.4%
Thurston County | Single Family | Dryer | New | 9.474% | 94.06% | 103.5%
Thurston County | Single Family - Highly Impacted | Dryer | New | 13.28% | 88.62% | 101.9%
Thurston County | Manufactured | Water Heat GT 55 Gal | New | 10.33% | 83.59% | 93.91%
Thurston County | Manufactured - Highly Impacted | Water Heat GT 55 Gal | New | 4.261% | 93.98% | 98.24%
Thurston County | Multifamily | Water Heat GT 55 Gal | New | 16.78% | 87.35% | 104.1%
Thurston County | Multifamily - Highly Impacted | Water Heat GT 55 Gal | New | 14.58% | 90.51% | 105.1%
Thurston County | Single Family | Water Heat GT 55 Gal | New | 76.23% | 50.37% | 126.6%
Thurston County | Single Family - Highly Impacted | Water Heat GT 55 Gal | New | 77.63% | 53.02% | 130.7%
Thurston County | Manufactured | Water Heat LE 55 Gal | New | 10.33% | 83.59% | 93.91%
Thurston County | Manufactured - Highly Impacted | Water Heat LE 55 Gal | New | 4.261% | 93.98% | 98.24%
Thurston County | Multifamily | Water Heat LE 55 Gal | New | 16.78% | 87.35% | 104.1%
Thurston County | Multifamily - Highly Impacted | Water Heat LE 55 Gal | New | 14.58% | 90.51% | 105.1%
Thurston County | Single Family | Water Heat LE 55 Gal | New | 76.23% | 50.37% | 126.6%
Thurston County | Single Family - Highly Impacted | Water Heat LE 55 Gal | New | 77.63% | 53.02% | 130.7%

## Fuel Shares by Vintage
[6 empty] | 0 | 0 | 0 | 0 | 0 | 0 | 0 | 0 | 0 | 0 | 0 | 0 | 0
RegionSegment | RegionSegmentEndUse | Region | Segment | End Use | Construction Vintage | 2023 | 2024 | 2025 | 2026 | 2027 | 2028 | 2029 | 2030 | 2031 | 2032 | 2033 | 2034 | 2035 | 2036 | 2037 | 2038 | 2039 | 2040 | 2041 | 2042 | 2043 | 2044 | 2045 | 2046 | 2047 | 2048 | 2049 | 2050
King CountyManufactured | King CountyManufacturedCooking Oven | King County | Manufactured | Cooking Oven | Existing | 22.16% | 22.16% | 22.16% | 22.16% | 22.16% | 22.16% | 22.16% | 22.16% | 22.16% | 22.16% | 22.16% | 22.16% | 22.16% | 22.16% | 22.16% | 22.16% | 22.16% | 22.16% | 22.16% | 22.16% | 22.16% | 22.16% | 22.16% | 22.16% | 22.16% | 22.16% | 22.16% | 22.16%
King CountyManufactured - Highly Impacted | King CountyManufactured - Highly ImpactedCooking Oven | King County | Manufactured - Highly Impacted | Cooking Oven | Existing | 25.3% | 25.3% | 25.3% | 25.3% | 25.3% | 25.3% | 25.3% | 25.3% | 25.3% | 25.3% | 25.3% | 25.3% | 25.3% | 25.3% | 25.3% | 25.3% | 25.3% | 25.3% | 25.3% | 25.3% | 25.3% | 25.3% | 25.3% | 25.3% | 25.3% | 25.3% | 25.3% | 25.3%
King CountyMultifamily | King CountyMultifamilyCooking Oven | King County | Multifamily | Cooking Oven | Existing | 6.4% | 6.4% | 6.4% | 6.4% | 6.4% | 6.4% | 6.4% | 6.4% | 6.4% | 6.4% | 6.4% | 6.4% | 6.4% | 6.4% | 6.4% | 6.4% | 6.4% | 6.4% | 6.4% | 6.4% | 6.4% | 6.4% | 6.4% | 6.4% | 6.4% | 6.4% | 6.4% | 6.4%
King CountyMultifamily - Highly Impacted | King CountyMultifamily - Highly ImpactedCooking Oven | King County | Multifamily - Highly Impacted | Cooking Oven | Existing | 7.29% | 7.29% | 7.29% | 7.29% | 7.29% | 7.29% | 7.29% | 7.29% | 7.29% | 7.29% | 7.29% | 7.29% | 7.29% | 7.29% | 7.29% | 7.29% | 7.29% | 7.29% | 7.29% | 7.29% | 7.29% | 7.29% | 7.29% | 7.29% | 7.29% | 7.29% | 7.29% | 7.29%
King CountySingle Family | King CountySingle FamilyCooking Oven | King County | Single Family | Cooking Oven | Existing | 22.3% | 22.3% | 22.3% | 22.3% | 22.3% | 22.3% | 22.3% | 22.3% | 22.3% | 22.3% | 22.3% | 22.3% | 22.3% | 22.3% | 22.3% | 22.3% | 22.3% | 22.3% | 22.3% | 22.3% | 22.3% | 22.3% | 22.3% | 22.3% | 22.3% | 22.3% | 22.3% | 22.3%
King CountySingle Family - Highly Impacted | King CountySingle Family - Highly ImpactedCooking Oven | King County | Single Family - Highly Impacted | Cooking Oven | Existing | 25.3% | 25.3% | 25.3% | 25.3% | 25.3% | 25.3% | 25.3% | 25.3% | 25.3% | 25.3% | 25.3% | 25.3% | 25.3% | 25.3% | 25.3% | 25.3% | 25.3% | 25.3% | 25.3% | 25.3% | 25.3% | 25.3% | 25.3% | 25.3% | 25.3% | 25.3% | 25.3% | 25.3%
King CountyManufactured | King CountyManufacturedCooking Range | King County | Manufactured | Cooking Range | Existing | 73.27% | 73.27% | 73.27% | 73.27% | 73.27% | 73.27% | 73.27% | 73.27% | 73.27% | 73.27% | 73.27% | 73.27% | 73.27% | 73.27% | 73.27% | 73.27% | 73.27% | 73.27% | 73.27% | 73.27% | 73.27% | 73.27% | 73.27% | 73.27% | 73.27% | 73.27% | 73.27% | 73.27%
King CountyManufactured - Highly Impacted | King CountyManufactured - Highly ImpactedCooking Range | King County | Manufactured - Highly Impacted | Cooking Range | Existing | 42.42% | 42.42% | 42.42% | 42.42% | 42.42% | 42.42% | 42.42% | 42.42% | 42.42% | 42.42% | 42.42% | 42.42% | 42.42% | 42.42% | 42.42% | 42.42% | 42.42% | 42.42% | 42.42% | 42.42% | 42.42% | 42.42% | 42.42% | 42.42% | 42.42% | 42.42% | 42.42% | 42.42%
King CountyMultifamily | King CountyMultifamilyCooking Range | King County | Multifamily | Cooking Range | Existing | 29.66% | 29.66% | 29.66% | 29.66% | 29.66% | 29.66% | 29.66% | 29.66% | 29.66% | 29.66% | 29.66% | 29.66% | 29.66% | 29.66% | 29.66% | 29.66% | 29.66% | 29.66% | 29.66% | 29.66% | 29.66% | 29.66% | 29.66% | 29.66% | 29.66% | 29.66% | 29.66% | 29.66%
King CountyMultifamily - Highly Impacted | King CountyMultifamily - Highly ImpactedCooking Range | King County | Multifamily - Highly Impacted | Cooking Range | Existing | 15.61% | 15.61% | 15.61% | 15.61% | 15.61% | 15.61% | 15.61% | 15.61% | 15.61% | 15.61% | 15.61% | 15.61% | 15.61% | 15.61% | 15.61% | 15.61% | 15.61% | 15.61% | 15.61% | 15.61% | 15.61% | 15.61% | 15.61% | 15.61% | 15.61% | 15.61% | 15.61% | 15.61%
King CountySingle Family | King CountySingle FamilyCooking Range | King County | Single Family | Cooking Range | Existing | 74.93% | 74.93% | 74.93% | 74.93% | 74.93% | 74.93% | 74.93% | 74.93% | 74.93% | 74.93% | 74.93% | 74.93% | 74.93% | 74.93% | 74.93% | 74.93% | 74.93% | 74.93% | 74.93% | 74.93% | 74.93% | 74.93% | 74.93% | 74.93% | 74.93% | 74.93% | 74.93% | 74.93%
King CountySingle Family - Highly Impacted | King CountySingle Family - Highly ImpactedCooking Range | King County | Single Family - Highly Impacted | Cooking Range | Existing | 42.42% | 42.42% | 42.42% | 42.42% | 42.42% | 42.42% | 42.42% | 42.42% | 42.42% | 42.42% | 42.42% | 42.42% | 42.42% | 42.42% | 42.42% | 42.42% | 42.42% | 42.42% | 42.42% | 42.42% | 42.42% | 42.42% | 42.42% | 42.42% | 42.42% | 42.42% | 42.42% | 42.42%
King CountyManufactured | King CountyManufacturedDryer | King County | Manufactured | Dryer | Existing | 3.8% | 3.8% | 3.8% | 3.8% | 3.8% | 3.8% | 3.8% | 3.8% | 3.8% | 3.8% | 3.8% | 3.8% | 3.8% | 3.8% | 3.8% | 3.8% | 3.8% | 3.8% | 3.8% | 3.8% | 3.8% | 3.8% | 3.8% | 3.8% | 3.8% | 3.8% | 3.8% | 3.8%
King CountyManufactured - Highly Impacted | King CountyManufactured - Highly ImpactedDryer | King County | Manufactured - Highly Impacted | Dryer | Existing | 1.105% | 1.105% | 1.105% | 1.105% | 1.105% | 1.105% | 1.105% | 1.105% | 1.105% | 1.105% | 1.105% | 1.105% | 1.105% | 1.105% | 1.105% | 1.105% | 1.105% | 1.105% | 1.105% | 1.105% | 1.105% | 1.105% | 1.105% | 1.105% | 1.105% | 1.105% | 1.105% | 1.105%
King CountyMultifamily | King CountyMultifamilyDryer | King County | Multifamily | Dryer | Existing | 2.473% | 2.473% | 2.473% | 2.473% | 2.473% | 2.473% | 2.473% | 2.473% | 2.473% | 2.473% | 2.473% | 2.473% | 2.473% | 2.473% | 2.473% | 2.473% | 2.473% | 2.473% | 2.473% | 2.473% | 2.473% | 2.473% | 2.473% | 2.473% | 2.473% | 2.473% | 2.473% | 2.473%
King CountyMultifamily - Highly Impacted | King CountyMultifamily - Highly ImpactedDryer | King County | Multifamily - Highly Impacted | Dryer | Existing | 2.864% | 2.864% | 2.864% | 2.864% | 2.864% | 2.864% | 2.864% | 2.864% | 2.864% | 2.864% | 2.864% | 2.864% | 2.864% | 2.864% | 2.864% | 2.864% | 2.864% | 2.864% | 2.864% | 2.864% | 2.864% | 2.864% | 2.864% | 2.864% | 2.864% | 2.864% | 2.864% | 2.864%
King CountySingle Family | King CountySingle FamilyDryer | King County | Single Family | Dryer | Existing | 15.15% | 15.15% | 15.15% | 15.15% | 15.15% | 15.15% | 15.15% | 15.15% | 15.15% | 15.15% | 15.15% | 15.15% | 15.15% | 15.15% | 15.15% | 15.15% | 15.15% | 15.15% | 15.15% | 15.15% | 15.15% | 15.15% | 15.15% | 15.15% | 15.15% | 15.15% | 15.15% | 15.15%
King CountySingle Family - Highly Impacted | King CountySingle Family - Highly ImpactedDryer | King County | Single Family - Highly Impacted | Dryer | Existing | 13.28% | 13.28% | 13.28% | 13.28% | 13.28% | 13.28% | 13.28% | 13.28% | 13.28% | 13.28% | 13.28% | 13.28% | 13.28% | 13.28% | 13.28% | 13.28% | 13.28% | 13.28% | 13.28% | 13.28% | 13.28% | 13.28% | 13.28% | 13.28% | 13.28% | 13.28% | 13.28% | 13.28%
King CountyManufactured | King CountyManufacturedHeat Central Gas Boiler | King County | Manufactured | Heat Central Gas Boiler | Existing | 100% | 100% | 100% | 100% | 100% | 100% | 100% | 100% | 100% | 100% | 100% | 100% | 100% | 100% | 100% | 100% | 100% | 100% | 100% | 100% | 100% | 100% | 100% | 100% | 100% | 100% | 100% | 100%
King CountyManufactured - Highly Impacted | King CountyManufactured - Highly ImpactedHeat Central Gas Boiler | King County | Manufactured - Highly Impacted | Heat Central Gas Boiler | Existing | 100% | 100% | 100% | 100% | 100% | 100% | 100% | 100% | 100% | 100% | 100% | 100% | 100% | 100% | 100% | 100% | 100% | 100% | 100% | 100% | 100% | 100% | 100% | 100% | 100% | 100% | 100% | 100%
King CountyMultifamily | King CountyMultifamilyHeat Central Gas Boiler | King County | Multifamily | Heat Central Gas Boiler | Existing | 100% | 100% | 100% | 100% | 100% | 100% | 100% | 100% | 100% | 100% | 100% | 100% | 100% | 100% | 100% | 100% | 100% | 100% | 100% | 100% | 100% | 100% | 100% | 100% | 100% | 100% | 100% | 100%
King CountyMultifamily - Highly Impacted | King CountyMultifamily - Highly ImpactedHeat Central Gas Boiler | King County | Multifamily - Highly Impacted | Heat Central Gas Boiler | Existing | 100% | 100% | 100% | 100% | 100% | 100% | 100% | 100% | 100% | 100% | 100% | 100% | 100% | 100% | 100% | 100% | 100% | 100% | 100% | 100% | 100% | 100% | 100% | 100% | 100% | 100% | 100% | 100%
King CountySingle Family | King CountySingle FamilyHeat Central Gas Boiler | King County | Single Family | Heat Central Gas Boiler | Existing | 100% | 100% | 100% | 100% | 100% | 100% | 100% | 100% | 100% | 100% | 100% | 100% | 100% | 100% | 100% | 100% | 100% | 100% | 100% | 100% | 100% | 100% | 100% | 100% | 100% | 100% | 100% | 100%
King CountySingle Family - Highly Impacted | King CountySingle Family - Highly ImpactedHeat Central Gas Boiler | King County | Single Family - Highly Impacted | Heat Central Gas Boiler | Existing | 100% | 100% | 100% | 100% | 100% | 100% | 100% | 100% | 100% | 100% | 100% | 100% | 100% | 100% | 100% | 100% | 100% | 100% | 100% | 100% | 100% | 100% | 100% | 100% | 100% | 100% | 100% | 100%
King CountyManufactured | King CountyManufacturedHeat Central Gas Furnace | King County | Manufactured | Heat Central Gas Furnace | Existing | 100% | 100% | 100% | 100% | 100% | 100% | 100% | 100% | 100% | 100% | 100% | 100% | 100% | 100% | 100% | 100% | 100% | 100% | 100% | 100% | 100% | 100% | 100% | 100% | 100% | 100% | 100% | 100%
King CountyManufactured - Highly Impacted | King CountyManufactured - Highly ImpactedHeat Central Gas Furnace | King County | Manufactured - Highly Impacted | Heat Central Gas Furnace | Existing | 100% | 100% | 100% | 100% | 100% | 100% | 100% | 100% | 100% | 100% | 100% | 100% | 100% | 100% | 100% | 100% | 100% | 100% | 100% | 100% | 100% | 100% | 100% | 100% | 100% | 100% | 100% | 100%
King CountyMultifamily | King CountyMultifamilyHeat Central Gas Furnace | King County | Multifamily | Heat Central Gas Furnace | Existing | 100% | 100% | 100% | 100% | 100% | 100% | 100% | 100% | 100% | 100% | 100% | 100% | 100% | 100% | 100% | 100% | 100% | 100% | 100% | 100% | 100% | 100% | 100% | 100% | 100% | 100% | 100% | 100%
King CountyMultifamily - Highly Impacted | King CountyMultifamily - Highly ImpactedHeat Central Gas Furnace | King County | Multifamily - Highly Impacted | Heat Central Gas Furnace | Existing | 100% | 100% | 100% | 100% | 100% | 100% | 100% | 100% | 100% | 100% | 100% | 100% | 100% | 100% | 100% | 100% | 100% | 100% | 100% | 100% | 100% | 100% | 100% | 100% | 100% | 100% | 100% | 100%
King CountySingle Family | King CountySingle FamilyHeat Central Gas Furnace | King County | Single Family | Heat Central Gas Furnace | Existing | 100% | 100% | 100% | 100% | 100% | 100% | 100% | 100% | 100% | 100% | 100% | 100% | 100% | 100% | 100% | 100% | 100% | 100% | 100% | 100% | 100% | 100% | 100% | 100% | 100% | 100% | 100% | 100%
King CountySingle Family - Highly Impacted | King CountySingle Family - Highly ImpactedHeat Central Gas Furnace | King County | Single Family - Highly Impacted | Heat Central Gas Furnace | Existing | 100% | 100% | 100% | 100% | 100% | 100% | 100% | 100% | 100% | 100% | 100% | 100% | 100% | 100% | 100% | 100% | 100% | 100% | 100% | 100% | 100% | 100% | 100% | 100% | 100% | 100% | 100% | 100%
King CountyManufactured | King CountyManufacturedHeat Room Gas | King County | Manufactured | Heat Room Gas | Existing | 100% | 100% | 100% | 100% | 100% | 100% | 100% | 100% | 100% | 100% | 100% | 100% | 100% | 100% | 100% | 100% | 100% | 100% | 100% | 100% | 100% | 100% | 100% | 100% | 100% | 100% | 100% | 100%
King CountyManufactured - Highly Impacted | King CountyManufactured - Highly ImpactedHeat Room Gas | King County | Manufactured - Highly Impacted | Heat Room Gas | Existing | 100% | 100% | 100% | 100% | 100% | 100% | 100% | 100% | 100% | 100% | 100% | 100% | 100% | 100% | 100% | 100% | 100% | 100% | 100% | 100% | 100% | 100% | 100% | 100% | 100% | 100% | 100% | 100%
King CountyMultifamily | King CountyMultifamilyHeat Room Gas | King County | Multifamily | Heat Room Gas | Existing | 100% | 100% | 100% | 100% | 100% | 100% | 100% | 100% | 100% | 100% | 100% | 100% | 100% | 100% | 100% | 100% | 100% | 100% | 100% | 100% | 100% | 100% | 100% | 100% | 100% | 100% | 100% | 100%
King CountyMultifamily - Highly Impacted | King CountyMultifamily - Highly ImpactedHeat Room Gas | King County | Multifamily - Highly Impacted | Heat Room Gas | Existing | 100% | 100% | 100% | 100% | 100% | 100% | 100% | 100% | 100% | 100% | 100% | 100% | 100% | 100% | 100% | 100% | 100% | 100% | 100% | 100% | 100% | 100% | 100% | 100% | 100% | 100% | 100% | 100%
King CountySingle Family | King CountySingle FamilyHeat Room Gas | King County | Single Family | Heat Room Gas | Existing | 100% | 100% | 100% | 100% | 100% | 100% | 100% | 100% | 100% | 100% | 100% | 100% | 100% | 100% | 100% | 100% | 100% | 100% | 100% | 100% | 100% | 100% | 100% | 100% | 100% | 100% | 100% | 100%
King CountySingle Family - Highly Impacted | King CountySingle Family - Highly ImpactedHeat Room Gas | King County | Single Family - Highly Impacted | Heat Room Gas | Existing | 100% | 100% | 100% | 100% | 100% | 100% | 100% | 100% | 100% | 100% | 100% | 100% | 100% | 100% | 100% | 100% | 100% | 100% | 100% | 100% | 100% | 100% | 100% | 100% | 100% | 100% | 100% | 100%
King CountyManufactured | King CountyManufacturedOther | King County | Manufactured | Other | Existing | 100% | 100% | 100% | 100% | 100% | 100% | 100% | 100% | 100% | 100% | 100% | 100% | 100% | 100% | 100% | 100% | 100% | 100% | 100% | 100% | 100% | 100% | 100% | 100% | 100% | 100% | 100% | 100%
King CountyManufactured - Highly Impacted | King CountyManufactured - Highly ImpactedOther | King County | Manufactured - Highly Impacted | Other | Existing | 100% | 100% | 100% | 100% | 100% | 100% | 100% | 100% | 100% | 100% | 100% | 100% | 100% | 100% | 100% | 100% | 100% | 100% | 100% | 100% | 100% | 100% | 100% | 100% | 100% | 100% | 100% | 100%
King CountyMultifamily | King CountyMultifamilyOther | King County | Multifamily | Other | Existing | 100% | 100% | 100% | 100% | 100% | 100% | 100% | 100% | 100% | 100% | 100% | 100% | 100% | 100% | 100% | 100% | 100% | 100% | 100% | 100% | 100% | 100% | 100% | 100% | 100% | 100% | 100% | 100%
King CountyMultifamily - Highly Impacted | King CountyMultifamily - Highly ImpactedOther | King County | Multifamily - Highly Impacted | Other | Existing | 100% | 100% | 100% | 100% | 100% | 100% | 100% | 100% | 100% | 100% | 100% | 100% | 100% | 100% | 100% | 100% | 100% | 100% | 100% | 100% | 100% | 100% | 100% | 100% | 100% | 100% | 100% | 100%
King CountySingle Family | King CountySingle FamilyOther | King County | Single Family | Other | Existing | 100% | 100% | 100% | 100% | 100% | 100% | 100% | 100% | 100% | 100% | 100% | 100% | 100% | 100% | 100% | 100% | 100% | 100% | 100% | 100% | 100% | 100% | 100% | 100% | 100% | 100% | 100% | 100%
King CountySingle Family - Highly Impacted | King CountySingle Family - Highly ImpactedOther | King County | Single Family - Highly Impacted | Other | Existing | 100% | 100% | 100% | 100% | 100% | 100% | 100% | 100% | 100% | 100% | 100% | 100% | 100% | 100% | 100% | 100% | 100% | 100% | 100% | 100% | 100% | 100% | 100% | 100% | 100% | 100% | 100% | 100%
King CountyManufactured | King CountyManufacturedPool Heat | King County | Manufactured | Pool Heat | Existing | 42.67% | 42.67% | 42.67% | 42.67% | 42.67% | 42.67% | 42.67% | 42.67% | 42.67% | 42.67% | 42.67% | 42.67% | 42.67% | 42.67% | 42.67% | 42.67% | 42.67% | 42.67% | 42.67% | 42.67% | 42.67% | 42.67% | 42.67% | 42.67% | 42.67% | 42.67% | 42.67% | 42.67%
King CountyManufactured - Highly Impacted | King CountyManufactured - Highly ImpactedPool Heat | King County | Manufactured - Highly Impacted | Pool Heat | Existing | 42.67% | 42.67% | 42.67% | 42.67% | 42.67% | 42.67% | 42.67% | 42.67% | 42.67% | 42.67% | 42.67% | 42.67% | 42.67% | 42.67% | 42.67% | 42.67% | 42.67% | 42.67% | 42.67% | 42.67% | 42.67% | 42.67% | 42.67% | 42.67% | 42.67% | 42.67% | 42.67% | 42.67%
King CountyMultifamily | King CountyMultifamilyPool Heat | King County | Multifamily | Pool Heat | Existing | bar: 0 2023 to 0 2050
King CountyMultifamily - Highly Impacted | King CountyMultifamily - Highly ImpactedPool Heat | King County | Multifamily - Highly Impacted | Pool Heat | Existing | bar: 0 2023 to 0 2050
King CountySingle Family | King CountySingle FamilyPool Heat | King County | Single Family | Pool Heat | Existing | 47.37% | 47.37% | 47.37% | 47.37% | 47.37% | 47.37% | 47.37% | 47.37% | 47.37% | 47.37% | 47.37% | 47.37% | 47.37% | 47.37% | 47.37% | 47.37% | 47.37% | 47.37% | 47.37% | 47.37% | 47.37% | 47.37% | 47.37% | 47.37% | 47.37% | 47.37% | 47.37% | 47.37%
King CountySingle Family - Highly Impacted | King CountySingle Family - Highly ImpactedPool Heat | King County | Single Family - Highly Impacted | Pool Heat | Existing | 42.67% | 42.67% | 42.67% | 42.67% | 42.67% | 42.67% | 42.67% | 42.67% | 42.67% | 42.67% | 42.67% | 42.67% | 42.67% | 42.67% | 42.67% | 42.67% | 42.67% | 42.67% | 42.67% | 42.67% | 42.67% | 42.67% | 42.67% | 42.67% | 42.67% | 42.67% | 42.67% | 42.67%
King CountyManufactured | King CountyManufacturedWater Heat GT 55 Gal | King County | Manufactured | Water Heat GT 55 Gal | Existing | 10.33% | 10.33% | 10.33% | 10.33% | 10.33% | 10.33% | 10.33% | 10.33% | 10.33% | 10.33% | 10.33% | 10.33% | 10.33% | 10.33% | 10.33% | 10.33% | 10.33% | 10.33% | 10.33% | 10.33% | 10.33% | 10.33% | 10.33% | 10.33% | 10.33% | 10.33% | 10.33% | 10.33%
King CountyManufactured - Highly Impacted | King CountyManufactured - Highly ImpactedWater Heat GT 55 Gal | King County | Manufactured - Highly Impacted | Water Heat GT 55 Gal | Existing | 4.261% | 4.261% | 4.261% | 4.261% | 4.261% | 4.261% | 4.261% | 4.261% | 4.261% | 4.261% | 4.261% | 4.261% | 4.261% | 4.261% | 4.261% | 4.261% | 4.261% | 4.261% | 4.261% | 4.261% | 4.261% | 4.261% | 4.261% | 4.261% | 4.261% | 4.261% | 4.261% | 4.261%
King CountyMultifamily | King CountyMultifamilyWater Heat GT 55 Gal | King County | Multifamily | Water Heat GT 55 Gal | Existing | 16.78% | 16.78% | 16.78% | 16.78% | 16.78% | 16.78% | 16.78% | 16.78% | 16.78% | 16.78% | 16.78% | 16.78% | 16.78% | 16.78% | 16.78% | 16.78% | 16.78% | 16.78% | 16.78% | 16.78% | 16.78% | 16.78% | 16.78% | 16.78% | 16.78% | 16.78% | 16.78% | 16.78%
King CountyMultifamily - Highly Impacted | King CountyMultifamily - Highly ImpactedWater Heat GT 55 Gal | King County | Multifamily - Highly Impacted | Water Heat GT 55 Gal | Existing | 14.58% | 14.58% | 14.58% | 14.58% | 14.58% | 14.58% | 14.58% | 14.58% | 14.58% | 14.58% | 14.58% | 14.58% | 14.58% | 14.58% | 14.58% | 14.58% | 14.58% | 14.58% | 14.58% | 14.58% | 14.58% | 14.58% | 14.58% | 14.58% | 14.58% | 14.58% | 14.58% | 14.58%
King CountySingle Family | King CountySingle FamilyWater Heat GT 55 Gal | King County | Single Family | Water Heat GT 55 Gal | Existing | 81.13% | 81.13% | 81.13% | 81.13% | 81.13% | 81.13% | 81.13% | 81.13% | 81.13% | 81.13% | 81.13% | 81.13% | 81.13% | 81.13% | 81.13% | 81.13% | 81.13% | 81.13% | 81.13% | 81.13% | 81.13% | 81.13% | 81.13% | 81.13% | 81.13% | 81.13% | 81.13% | 81.13%
King CountySingle Family - Highly Impacted | King CountySingle Family - Highly ImpactedWater Heat GT 55 Gal | King County | Single Family - Highly Impacted | Water Heat GT 55 Gal | Existing | 77.63% | 77.63% | 77.63% | 77.63% | 77.63% | 77.63% | 77.63% | 77.63% | 77.63% | 77.63% | 77.63% | 77.63% | 77.63% | 77.63% | 77.63% | 77.63% | 77.63% | 77.63% | 77.63% | 77.63% | 77.63% | 77.63% | 77.63% | 77.63% | 77.63% | 77.63% | 77.63% | 77.63%
King CountyManufactured | King CountyManufacturedWater Heat LE 55 Gal | King County | Manufactured | Water Heat LE 55 Gal | Existing | 10.33% | 10.33% | 10.33% | 10.33% | 10.33% | 10.33% | 10.33% | 10.33% | 10.33% | 10.33% | 10.33% | 10.33% | 10.33% | 10.33% | 10.33% | 10.33% | 10.33% | 10.33% | 10.33% | 10.33% | 10.33% | 10.33% | 10.33% | 10.33% | 10.33% | 10.33% | 10.33% | 10.33%
King CountyManufactured - Highly Impacted | King CountyManufactured - Highly ImpactedWater Heat LE 55 Gal | King County | Manufactured - Highly Impacted | Water Heat LE 55 Gal | Existing | 4.261% | 4.261% | 4.261% | 4.261% | 4.261% | 4.261% | 4.261% | 4.261% | 4.261% | 4.261% | 4.261% | 4.261% | 4.261% | 4.261% | 4.261% | 4.261% | 4.261% | 4.261% | 4.261% | 4.261% | 4.261% | 4.261% | 4.261% | 4.261% | 4.261% | 4.261% | 4.261% | 4.261%
King CountyMultifamily | King CountyMultifamilyWater Heat LE 55 Gal | King County | Multifamily | Water Heat LE 55 Gal | Existing | 16.78% | 16.78% | 16.78% | 16.78% | 16.78% | 16.78% | 16.78% | 16.78% | 16.78% | 16.78% | 16.78% | 16.78% | 16.78% | 16.78% | 16.78% | 16.78% | 16.78% | 16.78% | 16.78% | 16.78% | 16.78% | 16.78% | 16.78% | 16.78% | 16.78% | 16.78% | 16.78% | 16.78%
King CountyMultifamily - Highly Impacted | King CountyMultifamily - Highly ImpactedWater Heat LE 55 Gal | King County | Multifamily - Highly Impacted | Water Heat LE 55 Gal | Existing | 14.58% | 14.58% | 14.58% | 14.58% | 14.58% | 14.58% | 14.58% | 14.58% | 14.58% | 14.58% | 14.58% | 14.58% | 14.58% | 14.58% | 14.58% | 14.58% | 14.58% | 14.58% | 14.58% | 14.58% | 14.58% | 14.58% | 14.58% | 14.58% | 14.58% | 14.58% | 14.58% | 14.58%
King CountySingle Family | King CountySingle FamilyWater Heat LE 55 Gal | King County | Single Family | Water Heat LE 55 Gal | Existing | 81.13% | 81.13% | 81.13% | 81.13% | 81.13% | 81.13% | 81.13% | 81.13% | 81.13% | 81.13% | 81.13% | 81.13% | 81.13% | 81.13% | 81.13% | 81.13% | 81.13% | 81.13% | 81.13% | 81.13% | 81.13% | 81.13% | 81.13% | 81.13% | 81.13% | 81.13% | 81.13% | 81.13%
King CountySingle Family - Highly Impacted | King CountySingle Family - Highly ImpactedWater Heat LE 55 Gal | King County | Single Family - Highly Impacted | Water Heat LE 55 Gal | Existing | 77.63% | 77.63% | 77.63% | 77.63% | 77.63% | 77.63% | 77.63% | 77.63% | 77.63% | 77.63% | 77.63% | 77.63% | 77.63% | 77.63% | 77.63% | 77.63% | 77.63% | 77.63% | 77.63% | 77.63% | 77.63% | 77.63% | 77.63% | 77.63% | 77.63% | 77.63% | 77.63% | 77.63%
Kittitas CountyManufactured | Kittitas CountyManufacturedCooking Oven | Kittitas County | Manufactured | Cooking Oven | Existing | 22.16% | 22.16% | 22.16% | 22.16% | 22.16% | 22.16% | 22.16% | 22.16% | 22.16% | 22.16% | 22.16% | 22.16% | 22.16% | 22.16% | 22.16% | 22.16% | 22.16% | 22.16% | 22.16% | 22.16% | 22.16% | 22.16% | 22.16% | 22.16% | 22.16% | 22.16% | 22.16% | 22.16%
Kittitas CountyManufactured - Highly Impacted | Kittitas CountyManufactured - Highly ImpactedCooking Oven | Kittitas County | Manufactured - Highly Impacted | Cooking Oven | Existing | 25.3% | 25.3% | 25.3% | 25.3% | 25.3% | 25.3% | 25.3% | 25.3% | 25.3% | 25.3% | 25.3% | 25.3% | 25.3% | 25.3% | 25.3% | 25.3% | 25.3% | 25.3% | 25.3% | 25.3% | 25.3% | 25.3% | 25.3% | 25.3% | 25.3% | 25.3% | 25.3% | 25.3%
Kittitas CountyMultifamily | Kittitas CountyMultifamilyCooking Oven | Kittitas County | Multifamily | Cooking Oven | Existing | 6.4% | 6.4% | 6.4% | 6.4% | 6.4% | 6.4% | 6.4% | 6.4% | 6.4% | 6.4% | 6.4% | 6.4% | 6.4% | 6.4% | 6.4% | 6.4% | 6.4% | 6.4% | 6.4% | 6.4% | 6.4% | 6.4% | 6.4% | 6.4% | 6.4% | 6.4% | 6.4% | 6.4%
Kittitas CountyMultifamily - Highly Impacted | Kittitas CountyMultifamily - Highly ImpactedCooking Oven | Kittitas County | Multifamily - Highly Impacted | Cooking Oven | Existing | 7.29% | 7.29% | 7.29% | 7.29% | 7.29% | 7.29% | 7.29% | 7.29% | 7.29% | 7.29% | 7.29% | 7.29% | 7.29% | 7.29% | 7.29% | 7.29% | 7.29% | 7.29% | 7.29% | 7.29% | 7.29% | 7.29% | 7.29% | 7.29% | 7.29% | 7.29% | 7.29% | 7.29%
Kittitas CountySingle Family | Kittitas CountySingle FamilyCooking Oven | Kittitas County | Single Family | Cooking Oven | Existing | 38.59% | 38.59% | 38.59% | 38.59% | 38.59% | 38.59% | 38.59% | 38.59% | 38.59% | 38.59% | 38.59% | 38.59% | 38.59% | 38.59% | 38.59% | 38.59% | 38.59% | 38.59% | 38.59% | 38.59% | 38.59% | 38.59% | 38.59% | 38.59% | 38.59% | 38.59% | 38.59% | 38.59%
Kittitas CountySingle Family - Highly Impacted | Kittitas CountySingle Family - Highly ImpactedCooking Oven | Kittitas County | Single Family - Highly Impacted | Cooking Oven | Existing | 25.3% | 25.3% | 25.3% | 25.3% | 25.3% | 25.3% | 25.3% | 25.3% | 25.3% | 25.3% | 25.3% | 25.3% | 25.3% | 25.3% | 25.3% | 25.3% | 25.3% | 25.3% | 25.3% | 25.3% | 25.3% | 25.3% | 25.3% | 25.3% | 25.3% | 25.3% | 25.3% | 25.3%
Kittitas CountyManufactured | Kittitas CountyManufacturedCooking Range | Kittitas County | Manufactured | Cooking Range | Existing | 73.27% | 73.27% | 73.27% | 73.27% | 73.27% | 73.27% | 73.27% | 73.27% | 73.27% | 73.27% | 73.27% | 73.27% | 73.27% | 73.27% | 73.27% | 73.27% | 73.27% | 73.27% | 73.27% | 73.27% | 73.27% | 73.27% | 73.27% | 73.27% | 73.27% | 73.27% | 73.27% | 73.27%
Kittitas CountyManufactured - Highly Impacted | Kittitas CountyManufactured - Highly ImpactedCooking Range | Kittitas County | Manufactured - Highly Impacted | Cooking Range | Existing | 42.42% | 42.42% | 42.42% | 42.42% | 42.42% | 42.42% | 42.42% | 42.42% | 42.42% | 42.42% | 42.42% | 42.42% | 42.42% | 42.42% | 42.42% | 42.42% | 42.42% | 42.42% | 42.42% | 42.42% | 42.42% | 42.42% | 42.42% | 42.42% | 42.42% | 42.42% | 42.42% | 42.42%
Kittitas CountyMultifamily | Kittitas CountyMultifamilyCooking Range | Kittitas County | Multifamily | Cooking Range | Existing | 29.66% | 29.66% | 29.66% | 29.66% | 29.66% | 29.66% | 29.66% | 29.66% | 29.66% | 29.66% | 29.66% | 29.66% | 29.66% | 29.66% | 29.66% | 29.66% | 29.66% | 29.66% | 29.66% | 29.66% | 29.66% | 29.66% | 29.66% | 29.66% | 29.66% | 29.66% | 29.66% | 29.66%
Kittitas CountyMultifamily - Highly Impacted | Kittitas CountyMultifamily - Highly ImpactedCooking Range | Kittitas County | Multifamily - Highly Impacted | Cooking Range | Existing | 15.61% | 15.61% | 15.61% | 15.61% | 15.61% | 15.61% | 15.61% | 15.61% | 15.61% | 15.61% | 15.61% | 15.61% | 15.61% | 15.61% | 15.61% | 15.61% | 15.61% | 15.61% | 15.61% | 15.61% | 15.61% | 15.61% | 15.61% | 15.61% | 15.61% | 15.61% | 15.61% | 15.61%
Kittitas CountySingle Family | Kittitas CountySingle FamilyCooking Range | Kittitas County | Single Family | Cooking Range | Existing | 68.58% | 68.58% | 68.58% | 68.58% | 68.58% | 68.58% | 68.58% | 68.58% | 68.58% | 68.58% | 68.58% | 68.58% | 68.58% | 68.58% | 68.58% | 68.58% | 68.58% | 68.58% | 68.58% | 68.58% | 68.58% | 68.58% | 68.58% | 68.58% | 68.58% | 68.58% | 68.58% | 68.58%
Kittitas CountySingle Family - Highly Impacted | Kittitas CountySingle Family - Highly ImpactedCooking Range | Kittitas County | Single Family - Highly Impacted | Cooking Range | Existing | 42.42% | 42.42% | 42.42% | 42.42% | 42.42% | 42.42% | 42.42% | 42.42% | 42.42% | 42.42% | 42.42% | 42.42% | 42.42% | 42.42% | 42.42% | 42.42% | 42.42% | 42.42% | 42.42% | 42.42% | 42.42% | 42.42% | 42.42% | 42.42% | 42.42% | 42.42% | 42.42% | 42.42%
Kittitas CountyManufactured | Kittitas CountyManufacturedDryer | Kittitas County | Manufactured | Dryer | Existing | 3.8% | 3.8% | 3.8% | 3.8% | 3.8% | 3.8% | 3.8% | 3.8% | 3.8% | 3.8% | 3.8% | 3.8% | 3.8% | 3.8% | 3.8% | 3.8% | 3.8% | 3.8% | 3.8% | 3.8% | 3.8% | 3.8% | 3.8% | 3.8% | 3.8% | 3.8% | 3.8% | 3.8%
Kittitas CountyManufactured - Highly Impacted | Kittitas CountyManufactured - Highly ImpactedDryer | Kittitas County | Manufactured - Highly Impacted | Dryer | Existing | 1.105% | 1.105% | 1.105% | 1.105% | 1.105% | 1.105% | 1.105% | 1.105% | 1.105% | 1.105% | 1.105% | 1.105% | 1.105% | 1.105% | 1.105% | 1.105% | 1.105% | 1.105% | 1.105% | 1.105% | 1.105% | 1.105% | 1.105% | 1.105% | 1.105% | 1.105% | 1.105% | 1.105%
Kittitas CountyMultifamily | Kittitas CountyMultifamilyDryer | Kittitas County | Multifamily | Dryer | Existing | 2.473% | 2.473% | 2.473% | 2.473% | 2.473% | 2.473% | 2.473% | 2.473% | 2.473% | 2.473% | 2.473% | 2.473% | 2.473% | 2.473% | 2.473% | 2.473% | 2.473% | 2.473% | 2.473% | 2.473% | 2.473% | 2.473% | 2.473% | 2.473% | 2.473% | 2.473% | 2.473% | 2.473%
Kittitas CountyMultifamily - Highly Impacted | Kittitas CountyMultifamily - Highly ImpactedDryer | Kittitas County | Multifamily - Highly Impacted | Dryer | Existing | 2.864% | 2.864% | 2.864% | 2.864% | 2.864% | 2.864% | 2.864% | 2.864% | 2.864% | 2.864% | 2.864% | 2.864% | 2.864% | 2.864% | 2.864% | 2.864% | 2.864% | 2.864% | 2.864% | 2.864% | 2.864% | 2.864% | 2.864% | 2.864% | 2.864% | 2.864% | 2.864% | 2.864%
Kittitas CountySingle Family | Kittitas CountySingle FamilyDryer | Kittitas County | Single Family | Dryer | Existing | 37.48% | 37.48% | 37.48% | 37.48% | 37.48% | 37.48% | 37.48% | 37.48% | 37.48% | 37.48% | 37.48% | 37.48% | 37.48% | 37.48% | 37.48% | 37.48% | 37.48% | 37.48% | 37.48% | 37.48% | 37.48% | 37.48% | 37.48% | 37.48% | 37.48% | 37.48% | 37.48% | 37.48%
Kittitas CountySingle Family - Highly Impacted | Kittitas CountySingle Family - Highly ImpactedDryer | Kittitas County | Single Family - Highly Impacted | Dryer | Existing | 13.28% | 13.28% | 13.28% | 13.28% | 13.28% | 13.28% | 13.28% | 13.28% | 13.28% | 13.28% | 13.28% | 13.28% | 13.28% | 13.28% | 13.28% | 13.28% | 13.28% | 13.28% | 13.28% | 13.28% | 13.28% | 13.28% | 13.28% | 13.28% | 13.28% | 13.28% | 13.28% | 13.28%
Kittitas CountyManufactured | Kittitas CountyManufacturedHeat Central Gas Boiler | Kittitas County | Manufactured | Heat Central Gas Boiler | Existing | 100% | 100% | 100% | 100% | 100% | 100% | 100% | 100% | 100% | 100% | 100% | 100% | 100% | 100% | 100% | 100% | 100% | 100% | 100% | 100% | 100% | 100% | 100% | 100% | 100% | 100% | 100% | 100%
Kittitas CountyManufactured - Highly Impacted | Kittitas CountyManufactured - Highly ImpactedHeat Central Gas Boiler | Kittitas County | Manufactured - Highly Impacted | Heat Central Gas Boiler | Existing | 100% | 100% | 100% | 100% | 100% | 100% | 100% | 100% | 100% | 100% | 100% | 100% | 100% | 100% | 100% | 100% | 100% | 100% | 100% | 100% | 100% | 100% | 100% | 100% | 100% | 100% | 100% | 100%
Kittitas CountyMultifamily | Kittitas CountyMultifamilyHeat Central Gas Boiler | Kittitas County | Multifamily | Heat Central Gas Boiler | Existing | 100% | 100% | 100% | 100% | 100% | 100% | 100% | 100% | 100% | 100% | 100% | 100% | 100% | 100% | 100% | 100% | 100% | 100% | 100% | 100% | 100% | 100% | 100% | 100% | 100% | 100% | 100% | 100%
Kittitas CountyMultifamily - Highly Impacted | Kittitas CountyMultifamily - Highly ImpactedHeat Central Gas Boiler | Kittitas County | Multifamily - Highly Impacted | Heat Central Gas Boiler | Existing | 100% | 100% | 100% | 100% | 100% | 100% | 100% | 100% | 100% | 100% | 100% | 100% | 100% | 100% | 100% | 100% | 100% | 100% | 100% | 100% | 100% | 100% | 100% | 100% | 100% | 100% | 100% | 100%
Kittitas CountySingle Family | Kittitas CountySingle FamilyHeat Central Gas Boiler | Kittitas County | Single Family | Heat Central Gas Boiler | Existing | 100% | 100% | 100% | 100% | 100% | 100% | 100% | 100% | 100% | 100% | 100% | 100% | 100% | 100% | 100% | 100% | 100% | 100% | 100% | 100% | 100% | 100% | 100% | 100% | 100% | 100% | 100% | 100%
Kittitas CountySingle Family - Highly Impacted | Kittitas CountySingle Family - Highly ImpactedHeat Central Gas Boiler | Kittitas County | Single Family - Highly Impacted | Heat Central Gas Boiler | Existing | 100% | 100% | 100% | 100% | 100% | 100% | 100% | 100% | 100% | 100% | 100% | 100% | 100% | 100% | 100% | 100% | 100% | 100% | 100% | 100% | 100% | 100% | 100% | 100% | 100% | 100% | 100% | 100%
Kittitas CountyManufactured | Kittitas CountyManufacturedHeat Central Gas Furnace | Kittitas County | Manufactured | Heat Central Gas Furnace | Existing | 100% | 100% | 100% | 100% | 100% | 100% | 100% | 100% | 100% | 100% | 100% | 100% | 100% | 100% | 100% | 100% | 100% | 100% | 100% | 100% | 100% | 100% | 100% | 100% | 100% | 100% | 100% | 100%
Kittitas CountyManufactured - Highly Impacted | Kittitas CountyManufactured - Highly ImpactedHeat Central Gas Furnace | Kittitas County | Manufactured - Highly Impacted | Heat Central Gas Furnace | Existing | 100% | 100% | 100% | 100% | 100% | 100% | 100% | 100% | 100% | 100% | 100% | 100% | 100% | 100% | 100% | 100% | 100% | 100% | 100% | 100% | 100% | 100% | 100% | 100% | 100% | 100% | 100% | 100%
Kittitas CountyMultifamily | Kittitas CountyMultifamilyHeat Central Gas Furnace | Kittitas County | Multifamily | Heat Central Gas Furnace | Existing | 100% | 100% | 100% | 100% | 100% | 100% | 100% | 100% | 100% | 100% | 100% | 100% | 100% | 100% | 100% | 100% | 100% | 100% | 100% | 100% | 100% | 100% | 100% | 100% | 100% | 100% | 100% | 100%
Kittitas CountyMultifamily - Highly Impacted | Kittitas CountyMultifamily - Highly ImpactedHeat Central Gas Furnace | Kittitas County | Multifamily - Highly Impacted | Heat Central Gas Furnace | Existing | 100% | 100% | 100% | 100% | 100% | 100% | 100% | 100% | 100% | 100% | 100% | 100% | 100% | 100% | 100% | 100% | 100% | 100% | 100% | 100% | 100% | 100% | 100% | 100% | 100% | 100% | 100% | 100%
Kittitas CountySingle Family | Kittitas CountySingle FamilyHeat Central Gas Furnace | Kittitas County | Single Family | Heat Central Gas Furnace | Existing | 100% | 100% | 100% | 100% | 100% | 100% | 100% | 100% | 100% | 100% | 100% | 100% | 100% | 100% | 100% | 100% | 100% | 100% | 100% | 100% | 100% | 100% | 100% | 100% | 100% | 100% | 100% | 100%
Kittitas CountySingle Family - Highly Impacted | Kittitas CountySingle Family - Highly ImpactedHeat Central Gas Furnace | Kittitas County | Single Family - Highly Impacted | Heat Central Gas Furnace | Existing | 100% | 100% | 100% | 100% | 100% | 100% | 100% | 100% | 100% | 100% | 100% | 100% | 100% | 100% | 100% | 100% | 100% | 100% | 100% | 100% | 100% | 100% | 100% | 100% | 100% | 100% | 100% | 100%
Kittitas CountyManufactured | Kittitas CountyManufacturedHeat Room Gas | Kittitas County | Manufactured | Heat Room Gas | Existing | 100% | 100% | 100% | 100% | 100% | 100% | 100% | 100% | 100% | 100% | 100% | 100% | 100% | 100% | 100% | 100% | 100% | 100% | 100% | 100% | 100% | 100% | 100% | 100% | 100% | 100% | 100% | 100%
Kittitas CountyManufactured - Highly Impacted | Kittitas CountyManufactured - Highly ImpactedHeat Room Gas | Kittitas County | Manufactured - Highly Impacted | Heat Room Gas | Existing | 100% | 100% | 100% | 100% | 100% | 100% | 100% | 100% | 100% | 100% | 100% | 100% | 100% | 100% | 100% | 100% | 100% | 100% | 100% | 100% | 100% | 100% | 100% | 100% | 100% | 100% | 100% | 100%
Kittitas CountyMultifamily | Kittitas CountyMultifamilyHeat Room Gas | Kittitas County | Multifamily | Heat Room Gas | Existing | 100% | 100% | 100% | 100% | 100% | 100% | 100% | 100% | 100% | 100% | 100% | 100% | 100% | 100% | 100% | 100% | 100% | 100% | 100% | 100% | 100% | 100% | 100% | 100% | 100% | 100% | 100% | 100%
Kittitas CountyMultifamily - Highly Impacted | Kittitas CountyMultifamily - Highly ImpactedHeat Room Gas | Kittitas County | Multifamily - Highly Impacted | Heat Room Gas | Existing | 100% | 100% | 100% | 100% | 100% | 100% | 100% | 100% | 100% | 100% | 100% | 100% | 100% | 100% | 100% | 100% | 100% | 100% | 100% | 100% | 100% | 100% | 100% | 100% | 100% | 100% | 100% | 100%
Kittitas CountySingle Family | Kittitas CountySingle FamilyHeat Room Gas | Kittitas County | Single Family | Heat Room Gas | Existing | 100% | 100% | 100% | 100% | 100% | 100% | 100% | 100% | 100% | 100% | 100% | 100% | 100% | 100% | 100% | 100% | 100% | 100% | 100% | 100% | 100% | 100% | 100% | 100% | 100% | 100% | 100% | 100%
Kittitas CountySingle Family - Highly Impacted | Kittitas CountySingle Family - Highly ImpactedHeat Room Gas | Kittitas County | Single Family - Highly Impacted | Heat Room Gas | Existing | 100% | 100% | 100% | 100% | 100% | 100% | 100% | 100% | 100% | 100% | 100% | 100% | 100% | 100% | 100% | 100% | 100% | 100% | 100% | 100% | 100% | 100% | 100% | 100% | 100% | 100% | 100% | 100%
Kittitas CountyManufactured | Kittitas CountyManufacturedOther | Kittitas County | Manufactured | Other | Existing | 100% | 100% | 100% | 100% | 100% | 100% | 100% | 100% | 100% | 100% | 100% | 100% | 100% | 100% | 100% | 100% | 100% | 100% | 100% | 100% | 100% | 100% | 100% | 100% | 100% | 100% | 100% | 100%
Kittitas CountyManufactured - Highly Impacted | Kittitas CountyManufactured - Highly ImpactedOther | Kittitas County | Manufactured - Highly Impacted | Other | Existing | 100% | 100% | 100% | 100% | 100% | 100% | 100% | 100% | 100% | 100% | 100% | 100% | 100% | 100% | 100% | 100% | 100% | 100% | 100% | 100% | 100% | 100% | 100% | 100% | 100% | 100% | 100% | 100%
Kittitas CountyMultifamily | Kittitas CountyMultifamilyOther | Kittitas County | Multifamily | Other | Existing | 100% | 100% | 100% | 100% | 100% | 100% | 100% | 100% | 100% | 100% | 100% | 100% | 100% | 100% | 100% | 100% | 100% | 100% | 100% | 100% | 100% | 100% | 100% | 100% | 100% | 100% | 100% | 100%
Kittitas CountyMultifamily - Highly Impacted | Kittitas CountyMultifamily - Highly ImpactedOther | Kittitas County | Multifamily - Highly Impacted | Other | Existing | 100% | 100% | 100% | 100% | 100% | 100% | 100% | 100% | 100% | 100% | 100% | 100% | 100% | 100% | 100% | 100% | 100% | 100% | 100% | 100% | 100% | 100% | 100% | 100% | 100% | 100% | 100% | 100%
Kittitas CountySingle Family | Kittitas CountySingle FamilyOther | Kittitas County | Single Family | Other | Existing | 100% | 100% | 100% | 100% | 100% | 100% | 100% | 100% | 100% | 100% | 100% | 100% | 100% | 100% | 100% | 100% | 100% | 100% | 100% | 100% | 100% | 100% | 100% | 100% | 100% | 100% | 100% | 100%
Kittitas CountySingle Family - Highly Impacted | Kittitas CountySingle Family - Highly ImpactedOther | Kittitas County | Single Family - Highly Impacted | Other | Existing | 100% | 100% | 100% | 100% | 100% | 100% | 100% | 100% | 100% | 100% | 100% | 100% | 100% | 100% | 100% | 100% | 100% | 100% | 100% | 100% | 100% | 100% | 100% | 100% | 100% | 100% | 100% | 100%
Kittitas CountyManufactured | Kittitas CountyManufacturedPool Heat | Kittitas County | Manufactured | Pool Heat | Existing | 42.67% | 42.67% | 42.67% | 42.67% | 42.67% | 42.67% | 42.67% | 42.67% | 42.67% | 42.67% | 42.67% | 42.67% | 42.67% | 42.67% | 42.67% | 42.67% | 42.67% | 42.67% | 42.67% | 42.67% | 42.67% | 42.67% | 42.67% | 42.67% | 42.67% | 42.67% | 42.67% | 42.67%
Kittitas CountyManufactured - Highly Impacted | Kittitas CountyManufactured - Highly ImpactedPool Heat | Kittitas County | Manufactured - Highly Impacted | Pool Heat | Existing | 42.67% | 42.67% | 42.67% | 42.67% | 42.67% | 42.67% | 42.67% | 42.67% | 42.67% | 42.67% | 42.67% | 42.67% | 42.67% | 42.67% | 42.67% | 42.67% | 42.67% | 42.67% | 42.67% | 42.67% | 42.67% | 42.67% | 42.67% | 42.67% | 42.67% | 42.67% | 42.67% | 42.67%
Kittitas CountyMultifamily | Kittitas CountyMultifamilyPool Heat | Kittitas County | Multifamily | Pool Heat | Existing | bar: 0 2023 to 0 2050
Kittitas CountyMultifamily - Highly Impacted | Kittitas CountyMultifamily - Highly ImpactedPool Heat | Kittitas County | Multifamily - Highly Impacted | Pool Heat | Existing | bar: 0 2023 to 0 2050
Kittitas CountySingle Family | Kittitas CountySingle FamilyPool Heat | Kittitas County | Single Family | Pool Heat | Existing | 42.67% | 42.67% | 42.67% | 42.67% | 42.67% | 42.67% | 42.67% | 42.67% | 42.67% | 42.67% | 42.67% | 42.67% | 42.67% | 42.67% | 42.67% | 42.67% | 42.67% | 42.67% | 42.67% | 42.67% | 42.67% | 42.67% | 42.67% | 42.67% | 42.67% | 42.67% | 42.67% | 42.67%
Kittitas CountySingle Family - Highly Impacted | Kittitas CountySingle Family - Highly ImpactedPool Heat | Kittitas County | Single Family - Highly Impacted | Pool Heat | Existing | 42.67% | 42.67% | 42.67% | 42.67% | 42.67% | 42.67% | 42.67% | 42.67% | 42.67% | 42.67% | 42.67% | 42.67% | 42.67% | 42.67% | 42.67% | 42.67% | 42.67% | 42.67% | 42.67% | 42.67% | 42.67% | 42.67% | 42.67% | 42.67% | 42.67% | 42.67% | 42.67% | 42.67%
Kittitas CountyManufactured | Kittitas CountyManufacturedWater Heat GT 55 Gal | Kittitas County | Manufactured | Water Heat GT 55 Gal | Existing | 10.33% | 10.33% | 10.33% | 10.33% | 10.33% | 10.33% | 10.33% | 10.33% | 10.33% | 10.33% | 10.33% | 10.33% | 10.33% | 10.33% | 10.33% | 10.33% | 10.33% | 10.33% | 10.33% | 10.33% | 10.33% | 10.33% | 10.33% | 10.33% | 10.33% | 10.33% | 10.33% | 10.33%
Kittitas CountyManufactured - Highly Impacted | Kittitas CountyManufactured - Highly ImpactedWater Heat GT 55 Gal | Kittitas County | Manufactured - Highly Impacted | Water Heat GT 55 Gal | Existing | 4.261% | 4.261% | 4.261% | 4.261% | 4.261% | 4.261% | 4.261% | 4.261% | 4.261% | 4.261% | 4.261% | 4.261% | 4.261% | 4.261% | 4.261% | 4.261% | 4.261% | 4.261% | 4.261% | 4.261% | 4.261% | 4.261% | 4.261% | 4.261% | 4.261% | 4.261% | 4.261% | 4.261%
Kittitas CountyMultifamily | Kittitas CountyMultifamilyWater Heat GT 55 Gal | Kittitas County | Multifamily | Water Heat GT 55 Gal | Existing | 16.78% | 16.78% | 16.78% | 16.78% | 16.78% | 16.78% | 16.78% | 16.78% | 16.78% | 16.78% | 16.78% | 16.78% | 16.78% | 16.78% | 16.78% | 16.78% | 16.78% | 16.78% | 16.78% | 16.78% | 16.78% | 16.78% | 16.78% | 16.78% | 16.78% | 16.78% | 16.78% | 16.78%
Kittitas CountyMultifamily - Highly Impacted | Kittitas CountyMultifamily - Highly ImpactedWater Heat GT 55 Gal | Kittitas County | Multifamily - Highly Impacted | Water Heat GT 55 Gal | Existing | 14.58% | 14.58% | 14.58% | 14.58% | 14.58% | 14.58% | 14.58% | 14.58% | 14.58% | 14.58% | 14.58% | 14.58% | 14.58% | 14.58% | 14.58% | 14.58% | 14.58% | 14.58% | 14.58% | 14.58% | 14.58% | 14.58% | 14.58% | 14.58% | 14.58% | 14.58% | 14.58% | 14.58%
Kittitas CountySingle Family | Kittitas CountySingle FamilyWater Heat GT 55 Gal | Kittitas County | Single Family | Water Heat GT 55 Gal | Existing | 62.93% | 62.93% | 62.93% | 62.93% | 62.93% | 62.93% | 62.93% | 62.93% | 62.93% | 62.93% | 62.93% | 62.93% | 62.93% | 62.93% | 62.93% | 62.93% | 62.93% | 62.93% | 62.93% | 62.93% | 62.93% | 62.93% | 62.93% | 62.93% | 62.93% | 62.93% | 62.93% | 62.93%
Kittitas CountySingle Family - Highly Impacted | Kittitas CountySingle Family - Highly ImpactedWater Heat GT 55 Gal | Kittitas County | Single Family - Highly Impacted | Water Heat GT 55 Gal | Existing | 77.63% | 77.63% | 77.63% | 77.63% | 77.63% | 77.63% | 77.63% | 77.63% | 77.63% | 77.63% | 77.63% | 77.63% | 77.63% | 77.63% | 77.63% | 77.63% | 77.63% | 77.63% | 77.63% | 77.63% | 77.63% | 77.63% | 77.63% | 77.63% | 77.63% | 77.63% | 77.63% | 77.63%
Kittitas CountyManufactured | Kittitas CountyManufacturedWater Heat LE 55 Gal | Kittitas County | Manufactured | Water Heat LE 55 Gal | Existing | 10.33% | 10.33% | 10.33% | 10.33% | 10.33% | 10.33% | 10.33% | 10.33% | 10.33% | 10.33% | 10.33% | 10.33% | 10.33% | 10.33% | 10.33% | 10.33% | 10.33% | 10.33% | 10.33% | 10.33% | 10.33% | 10.33% | 10.33% | 10.33% | 10.33% | 10.33% | 10.33% | 10.33%
Kittitas CountyManufactured - Highly Impacted | Kittitas CountyManufactured - Highly ImpactedWater Heat LE 55 Gal | Kittitas County | Manufactured - Highly Impacted | Water Heat LE 55 Gal | Existing | 4.261% | 4.261% | 4.261% | 4.261% | 4.261% | 4.261% | 4.261% | 4.261% | 4.261% | 4.261% | 4.261% | 4.261% | 4.261% | 4.261% | 4.261% | 4.261% | 4.261% | 4.261% | 4.261% | 4.261% | 4.261% | 4.261% | 4.261% | 4.261% | 4.261% | 4.261% | 4.261% | 4.261%
Kittitas CountyMultifamily | Kittitas CountyMultifamilyWater Heat LE 55 Gal | Kittitas County | Multifamily | Water Heat LE 55 Gal | Existing | 16.78% | 16.78% | 16.78% | 16.78% | 16.78% | 16.78% | 16.78% | 16.78% | 16.78% | 16.78% | 16.78% | 16.78% | 16.78% | 16.78% | 16.78% | 16.78% | 16.78% | 16.78% | 16.78% | 16.78% | 16.78% | 16.78% | 16.78% | 16.78% | 16.78% | 16.78% | 16.78% | 16.78%
Kittitas CountyMultifamily - Highly Impacted | Kittitas CountyMultifamily - Highly ImpactedWater Heat LE 55 Gal | Kittitas County | Multifamily - Highly Impacted | Water Heat LE 55 Gal | Existing | 14.58% | 14.58% | 14.58% | 14.58% | 14.58% | 14.58% | 14.58% | 14.58% | 14.58% | 14.58% | 14.58% | 14.58% | 14.58% | 14.58% | 14.58% | 14.58% | 14.58% | 14.58% | 14.58% | 14.58% | 14.58% | 14.58% | 14.58% | 14.58% | 14.58% | 14.58% | 14.58% | 14.58%
Kittitas CountySingle Family | Kittitas CountySingle FamilyWater Heat LE 55 Gal | Kittitas County | Single Family | Water Heat LE 55 Gal | Existing | 62.93% | 62.93% | 62.93% | 62.93% | 62.93% | 62.93% | 62.93% | 62.93% | 62.93% | 62.93% | 62.93% | 62.93% | 62.93% | 62.93% | 62.93% | 62.93% | 62.93% | 62.93% | 62.93% | 62.93% | 62.93% | 62.93% | 62.93% | 62.93% | 62.93% | 62.93% | 62.93% | 62.93%
Kittitas CountySingle Family - Highly Impacted | Kittitas CountySingle Family - Highly ImpactedWater Heat LE 55 Gal | Kittitas County | Single Family - Highly Impacted | Water Heat LE 55 Gal | Existing | 77.63% | 77.63% | 77.63% | 77.63% | 77.63% | 77.63% | 77.63% | 77.63% | 77.63% | 77.63% | 77.63% | 77.63% | 77.63% | 77.63% | 77.63% | 77.63% | 77.63% | 77.63% | 77.63% | 77.63% | 77.63% | 77.63% | 77.63% | 77.63% | 77.63% | 77.63% | 77.63% | 77.63%
Lewis CountyManufactured | Lewis CountyManufacturedCooking Oven | Lewis County | Manufactured | Cooking Oven | Existing | 22.16% | 22.16% | 22.16% | 22.16% | 22.16% | 22.16% | 22.16% | 22.16% | 22.16% | 22.16% | 22.16% | 22.16% | 22.16% | 22.16% | 22.16% | 22.16% | 22.16% | 22.16% | 22.16% | 22.16% | 22.16% | 22.16% | 22.16% | 22.16% | 22.16% | 22.16% | 22.16% | 22.16%
Lewis CountyManufactured - Highly Impacted | Lewis CountyManufactured - Highly ImpactedCooking Oven | Lewis County | Manufactured - Highly Impacted | Cooking Oven | Existing | 25.3% | 25.3% | 25.3% | 25.3% | 25.3% | 25.3% | 25.3% | 25.3% | 25.3% | 25.3% | 25.3% | 25.3% | 25.3% | 25.3% | 25.3% | 25.3% | 25.3% | 25.3% | 25.3% | 25.3% | 25.3% | 25.3% | 25.3% | 25.3% | 25.3% | 25.3% | 25.3% | 25.3%
Lewis CountyMultifamily | Lewis CountyMultifamilyCooking Oven | Lewis County | Multifamily | Cooking Oven | Existing | 6.4% | 6.4% | 6.4% | 6.4% | 6.4% | 6.4% | 6.4% | 6.4% | 6.4% | 6.4% | 6.4% | 6.4% | 6.4% | 6.4% | 6.4% | 6.4% | 6.4% | 6.4% | 6.4% | 6.4% | 6.4% | 6.4% | 6.4% | 6.4% | 6.4% | 6.4% | 6.4% | 6.4%
Lewis CountyMultifamily - Highly Impacted | Lewis CountyMultifamily - Highly ImpactedCooking Oven | Lewis County | Multifamily - Highly Impacted | Cooking Oven | Existing | 7.29% | 7.29% | 7.29% | 7.29% | 7.29% | 7.29% | 7.29% | 7.29% | 7.29% | 7.29% | 7.29% | 7.29% | 7.29% | 7.29% | 7.29% | 7.29% | 7.29% | 7.29% | 7.29% | 7.29% | 7.29% | 7.29% | 7.29% | 7.29% | 7.29% | 7.29% | 7.29% | 7.29%
Lewis CountySingle Family | Lewis CountySingle FamilyCooking Oven | Lewis County | Single Family | Cooking Oven | Existing | 22.16% | 22.16% | 22.16% | 22.16% | 22.16% | 22.16% | 22.16% | 22.16% | 22.16% | 22.16% | 22.16% | 22.16% | 22.16% | 22.16% | 22.16% | 22.16% | 22.16% | 22.16% | 22.16% | 22.16% | 22.16% | 22.16% | 22.16% | 22.16% | 22.16% | 22.16% | 22.16% | 22.16%
Lewis CountySingle Family - Highly Impacted | Lewis CountySingle Family - Highly ImpactedCooking Oven | Lewis County | Single Family - Highly Impacted | Cooking Oven | Existing | 25.3% | 25.3% | 25.3% | 25.3% | 25.3% | 25.3% | 25.3% | 25.3% | 25.3% | 25.3% | 25.3% | 25.3% | 25.3% | 25.3% | 25.3% | 25.3% | 25.3% | 25.3% | 25.3% | 25.3% | 25.3% | 25.3% | 25.3% | 25.3% | 25.3% | 25.3% | 25.3% | 25.3%
Lewis CountyManufactured | Lewis CountyManufacturedCooking Range | Lewis County | Manufactured | Cooking Range | Existing | 73.27% | 73.27% | 73.27% | 73.27% | 73.27% | 73.27% | 73.27% | 73.27% | 73.27% | 73.27% | 73.27% | 73.27% | 73.27% | 73.27% | 73.27% | 73.27% | 73.27% | 73.27% | 73.27% | 73.27% | 73.27% | 73.27% | 73.27% | 73.27% | 73.27% | 73.27% | 73.27% | 73.27%
Lewis CountyManufactured - Highly Impacted | Lewis CountyManufactured - Highly ImpactedCooking Range | Lewis County | Manufactured - Highly Impacted | Cooking Range | Existing | 42.42% | 42.42% | 42.42% | 42.42% | 42.42% | 42.42% | 42.42% | 42.42% | 42.42% | 42.42% | 42.42% | 42.42% | 42.42% | 42.42% | 42.42% | 42.42% | 42.42% | 42.42% | 42.42% | 42.42% | 42.42% | 42.42% | 42.42% | 42.42% | 42.42% | 42.42% | 42.42% | 42.42%
Lewis CountyMultifamily | Lewis CountyMultifamilyCooking Range | Lewis County | Multifamily | Cooking Range | Existing | 29.66% | 29.66% | 29.66% | 29.66% | 29.66% | 29.66% | 29.66% | 29.66% | 29.66% | 29.66% | 29.66% | 29.66% | 29.66% | 29.66% | 29.66% | 29.66% | 29.66% | 29.66% | 29.66% | 29.66% | 29.66% | 29.66% | 29.66% | 29.66% | 29.66% | 29.66% | 29.66% | 29.66%
Lewis CountyMultifamily - Highly Impacted | Lewis CountyMultifamily - Highly ImpactedCooking Range | Lewis County | Multifamily - Highly Impacted | Cooking Range | Existing | 15.61% | 15.61% | 15.61% | 15.61% | 15.61% | 15.61% | 15.61% | 15.61% | 15.61% | 15.61% | 15.61% | 15.61% | 15.61% | 15.61% | 15.61% | 15.61% | 15.61% | 15.61% | 15.61% | 15.61% | 15.61% | 15.61% | 15.61% | 15.61% | 15.61% | 15.61% | 15.61% | 15.61%
Lewis CountySingle Family | Lewis CountySingle FamilyCooking Range | Lewis County | Single Family | Cooking Range | Existing | 73.27% | 73.27% | 73.27% | 73.27% | 73.27% | 73.27% | 73.27% | 73.27% | 73.27% | 73.27% | 73.27% | 73.27% | 73.27% | 73.27% | 73.27% | 73.27% | 73.27% | 73.27% | 73.27% | 73.27% | 73.27% | 73.27% | 73.27% | 73.27% | 73.27% | 73.27% | 73.27% | 73.27%
Lewis CountySingle Family - Highly Impacted | Lewis CountySingle Family - Highly ImpactedCooking Range | Lewis County | Single Family - Highly Impacted | Cooking Range | Existing | 42.42% | 42.42% | 42.42% | 42.42% | 42.42% | 42.42% | 42.42% | 42.42% | 42.42% | 42.42% | 42.42% | 42.42% | 42.42% | 42.42% | 42.42% | 42.42% | 42.42% | 42.42% | 42.42% | 42.42% | 42.42% | 42.42% | 42.42% | 42.42% | 42.42% | 42.42% | 42.42% | 42.42%
Lewis CountyManufactured | Lewis CountyManufacturedDryer | Lewis County | Manufactured | Dryer | Existing | 3.8% | 3.8% | 3.8% | 3.8% | 3.8% | 3.8% | 3.8% | 3.8% | 3.8% | 3.8% | 3.8% | 3.8% | 3.8% | 3.8% | 3.8% | 3.8% | 3.8% | 3.8% | 3.8% | 3.8% | 3.8% | 3.8% | 3.8% | 3.8% | 3.8% | 3.8% | 3.8% | 3.8%
Lewis CountyManufactured - Highly Impacted | Lewis CountyManufactured - Highly ImpactedDryer | Lewis County | Manufactured - Highly Impacted | Dryer | Existing | 1.105% | 1.105% | 1.105% | 1.105% | 1.105% | 1.105% | 1.105% | 1.105% | 1.105% | 1.105% | 1.105% | 1.105% | 1.105% | 1.105% | 1.105% | 1.105% | 1.105% | 1.105% | 1.105% | 1.105% | 1.105% | 1.105% | 1.105% | 1.105% | 1.105% | 1.105% | 1.105% | 1.105%
Lewis CountyMultifamily | Lewis CountyMultifamilyDryer | Lewis County | Multifamily | Dryer | Existing | 2.473% | 2.473% | 2.473% | 2.473% | 2.473% | 2.473% | 2.473% | 2.473% | 2.473% | 2.473% | 2.473% | 2.473% | 2.473% | 2.473% | 2.473% | 2.473% | 2.473% | 2.473% | 2.473% | 2.473% | 2.473% | 2.473% | 2.473% | 2.473% | 2.473% | 2.473% | 2.473% | 2.473%
Lewis CountyMultifamily - Highly Impacted | Lewis CountyMultifamily - Highly ImpactedDryer | Lewis County | Multifamily - Highly Impacted | Dryer | Existing | 2.864% | 2.864% | 2.864% | 2.864% | 2.864% | 2.864% | 2.864% | 2.864% | 2.864% | 2.864% | 2.864% | 2.864% | 2.864% | 2.864% | 2.864% | 2.864% | 2.864% | 2.864% | 2.864% | 2.864% | 2.864% | 2.864% | 2.864% | 2.864% | 2.864% | 2.864% | 2.864% | 2.864%
Lewis CountySingle Family | Lewis CountySingle FamilyDryer | Lewis County | Single Family | Dryer | Existing | 15.4% | 15.4% | 15.4% | 15.4% | 15.4% | 15.4% | 15.4% | 15.4% | 15.4% | 15.4% | 15.4% | 15.4% | 15.4% | 15.4% | 15.4% | 15.4% | 15.4% | 15.4% | 15.4% | 15.4% | 15.4% | 15.4% | 15.4% | 15.4% | 15.4% | 15.4% | 15.4% | 15.4%
Lewis CountySingle Family - Highly Impacted | Lewis CountySingle Family - Highly ImpactedDryer | Lewis County | Single Family - Highly Impacted | Dryer | Existing | 13.28% | 13.28% | 13.28% | 13.28% | 13.28% | 13.28% | 13.28% | 13.28% | 13.28% | 13.28% | 13.28% | 13.28% | 13.28% | 13.28% | 13.28% | 13.28% | 13.28% | 13.28% | 13.28% | 13.28% | 13.28% | 13.28% | 13.28% | 13.28% | 13.28% | 13.28% | 13.28% | 13.28%
Lewis CountyManufactured | Lewis CountyManufacturedHeat Central Gas Boiler | Lewis County | Manufactured | Heat Central Gas Boiler | Existing | 100% | 100% | 100% | 100% | 100% | 100% | 100% | 100% | 100% | 100% | 100% | 100% | 100% | 100% | 100% | 100% | 100% | 100% | 100% | 100% | 100% | 100% | 100% | 100% | 100% | 100% | 100% | 100%
Lewis CountyManufactured - Highly Impacted | Lewis CountyManufactured - Highly ImpactedHeat Central Gas Boiler | Lewis County | Manufactured - Highly Impacted | Heat Central Gas Boiler | Existing | 100% | 100% | 100% | 100% | 100% | 100% | 100% | 100% | 100% | 100% | 100% | 100% | 100% | 100% | 100% | 100% | 100% | 100% | 100% | 100% | 100% | 100% | 100% | 100% | 100% | 100% | 100% | 100%
Lewis CountyMultifamily | Lewis CountyMultifamilyHeat Central Gas Boiler | Lewis County | Multifamily | Heat Central Gas Boiler | Existing | 100% | 100% | 100% | 100% | 100% | 100% | 100% | 100% | 100% | 100% | 100% | 100% | 100% | 100% | 100% | 100% | 100% | 100% | 100% | 100% | 100% | 100% | 100% | 100% | 100% | 100% | 100% | 100%
Lewis CountyMultifamily - Highly Impacted | Lewis CountyMultifamily - Highly ImpactedHeat Central Gas Boiler | Lewis County | Multifamily - Highly Impacted | Heat Central Gas Boiler | Existing | 100% | 100% | 100% | 100% | 100% | 100% | 100% | 100% | 100% | 100% | 100% | 100% | 100% | 100% | 100% | 100% | 100% | 100% | 100% | 100% | 100% | 100% | 100% | 100% | 100% | 100% | 100% | 100%
Lewis CountySingle Family | Lewis CountySingle FamilyHeat Central Gas Boiler | Lewis County | Single Family | Heat Central Gas Boiler | Existing | 100% | 100% | 100% | 100% | 100% | 100% | 100% | 100% | 100% | 100% | 100% | 100% | 100% | 100% | 100% | 100% | 100% | 100% | 100% | 100% | 100% | 100% | 100% | 100% | 100% | 100% | 100% | 100%
Lewis CountySingle Family - Highly Impacted | Lewis CountySingle Family - Highly ImpactedHeat Central Gas Boiler | Lewis County | Single Family - Highly Impacted | Heat Central Gas Boiler | Existing | 100% | 100% | 100% | 100% | 100% | 100% | 100% | 100% | 100% | 100% | 100% | 100% | 100% | 100% | 100% | 100% | 100% | 100% | 100% | 100% | 100% | 100% | 100% | 100% | 100% | 100% | 100% | 100%
Lewis CountyManufactured | Lewis CountyManufacturedHeat Central Gas Furnace | Lewis County | Manufactured | Heat Central Gas Furnace | Existing | 100% | 100% | 100% | 100% | 100% | 100% | 100% | 100% | 100% | 100% | 100% | 100% | 100% | 100% | 100% | 100% | 100% | 100% | 100% | 100% | 100% | 100% | 100% | 100% | 100% | 100% | 100% | 100%
Lewis CountyManufactured - Highly Impacted | Lewis CountyManufactured - Highly ImpactedHeat Central Gas Furnace | Lewis County | Manufactured - Highly Impacted | Heat Central Gas Furnace | Existing | 100% | 100% | 100% | 100% | 100% | 100% | 100% | 100% | 100% | 100% | 100% | 100% | 100% | 100% | 100% | 100% | 100% | 100% | 100% | 100% | 100% | 100% | 100% | 100% | 100% | 100% | 100% | 100%
Lewis CountyMultifamily | Lewis CountyMultifamilyHeat Central Gas Furnace | Lewis County | Multifamily | Heat Central Gas Furnace | Existing | 100% | 100% | 100% | 100% | 100% | 100% | 100% | 100% | 100% | 100% | 100% | 100% | 100% | 100% | 100% | 100% | 100% | 100% | 100% | 100% | 100% | 100% | 100% | 100% | 100% | 100% | 100% | 100%
Lewis CountyMultifamily - Highly Impacted | Lewis CountyMultifamily - Highly ImpactedHeat Central Gas Furnace | Lewis County | Multifamily - Highly Impacted | Heat Central Gas Furnace | Existing | 100% | 100% | 100% | 100% | 100% | 100% | 100% | 100% | 100% | 100% | 100% | 100% | 100% | 100% | 100% | 100% | 100% | 100% | 100% | 100% | 100% | 100% | 100% | 100% | 100% | 100% | 100% | 100%
Lewis CountySingle Family | Lewis CountySingle FamilyHeat Central Gas Furnace | Lewis County | Single Family | Heat Central Gas Furnace | Existing | 100% | 100% | 100% | 100% | 100% | 100% | 100% | 100% | 100% | 100% | 100% | 100% | 100% | 100% | 100% | 100% | 100% | 100% | 100% | 100% | 100% | 100% | 100% | 100% | 100% | 100% | 100% | 100%
Lewis CountySingle Family - Highly Impacted | Lewis CountySingle Family - Highly ImpactedHeat Central Gas Furnace | Lewis County | Single Family - Highly Impacted | Heat Central Gas Furnace | Existing | 100% | 100% | 100% | 100% | 100% | 100% | 100% | 100% | 100% | 100% | 100% | 100% | 100% | 100% | 100% | 100% | 100% | 100% | 100% | 100% | 100% | 100% | 100% | 100% | 100% | 100% | 100% | 100%
Lewis CountyManufactured | Lewis CountyManufacturedHeat Room Gas | Lewis County | Manufactured | Heat Room Gas | Existing | 100% | 100% | 100% | 100% | 100% | 100% | 100% | 100% | 100% | 100% | 100% | 100% | 100% | 100% | 100% | 100% | 100% | 100% | 100% | 100% | 100% | 100% | 100% | 100% | 100% | 100% | 100% | 100%
Lewis CountyManufactured - Highly Impacted | Lewis CountyManufactured - Highly ImpactedHeat Room Gas | Lewis County | Manufactured - Highly Impacted | Heat Room Gas | Existing | 100% | 100% | 100% | 100% | 100% | 100% | 100% | 100% | 100% | 100% | 100% | 100% | 100% | 100% | 100% | 100% | 100% | 100% | 100% | 100% | 100% | 100% | 100% | 100% | 100% | 100% | 100% | 100%
Lewis CountyMultifamily | Lewis CountyMultifamilyHeat Room Gas | Lewis County | Multifamily | Heat Room Gas | Existing | 100% | 100% | 100% | 100% | 100% | 100% | 100% | 100% | 100% | 100% | 100% | 100% | 100% | 100% | 100% | 100% | 100% | 100% | 100% | 100% | 100% | 100% | 100% | 100% | 100% | 100% | 100% | 100%
Lewis CountyMultifamily - Highly Impacted | Lewis CountyMultifamily - Highly ImpactedHeat Room Gas | Lewis County | Multifamily - Highly Impacted | Heat Room Gas | Existing | 100% | 100% | 100% | 100% | 100% | 100% | 100% | 100% | 100% | 100% | 100% | 100% | 100% | 100% | 100% | 100% | 100% | 100% | 100% | 100% | 100% | 100% | 100% | 100% | 100% | 100% | 100% | 100%
Lewis CountySingle Family | Lewis CountySingle FamilyHeat Room Gas | Lewis County | Single Family | Heat Room Gas | Existing | 100% | 100% | 100% | 100% | 100% | 100% | 100% | 100% | 100% | 100% | 100% | 100% | 100% | 100% | 100% | 100% | 100% | 100% | 100% | 100% | 100% | 100% | 100% | 100% | 100% | 100% | 100% | 100%
Lewis CountySingle Family - Highly Impacted | Lewis CountySingle Family - Highly ImpactedHeat Room Gas | Lewis County | Single Family - Highly Impacted | Heat Room Gas | Existing | 100% | 100% | 100% | 100% | 100% | 100% | 100% | 100% | 100% | 100% | 100% | 100% | 100% | 100% | 100% | 100% | 100% | 100% | 100% | 100% | 100% | 100% | 100% | 100% | 100% | 100% | 100% | 100%
Lewis CountyManufactured | Lewis CountyManufacturedOther | Lewis County | Manufactured | Other | Existing | 100% | 100% | 100% | 100% | 100% | 100% | 100% | 100% | 100% | 100% | 100% | 100% | 100% | 100% | 100% | 100% | 100% | 100% | 100% | 100% | 100% | 100% | 100% | 100% | 100% | 100% | 100% | 100%
Lewis CountyManufactured - Highly Impacted | Lewis CountyManufactured - Highly ImpactedOther | Lewis County | Manufactured - Highly Impacted | Other | Existing | 100% | 100% | 100% | 100% | 100% | 100% | 100% | 100% | 100% | 100% | 100% | 100% | 100% | 100% | 100% | 100% | 100% | 100% | 100% | 100% | 100% | 100% | 100% | 100% | 100% | 100% | 100% | 100%
Lewis CountyMultifamily | Lewis CountyMultifamilyOther | Lewis County | Multifamily | Other | Existing | 100% | 100% | 100% | 100% | 100% | 100% | 100% | 100% | 100% | 100% | 100% | 100% | 100% | 100% | 100% | 100% | 100% | 100% | 100% | 100% | 100% | 100% | 100% | 100% | 100% | 100% | 100% | 100%
Lewis CountyMultifamily - Highly Impacted | Lewis CountyMultifamily - Highly ImpactedOther | Lewis County | Multifamily - Highly Impacted | Other | Existing | 100% | 100% | 100% | 100% | 100% | 100% | 100% | 100% | 100% | 100% | 100% | 100% | 100% | 100% | 100% | 100% | 100% | 100% | 100% | 100% | 100% | 100% | 100% | 100% | 100% | 100% | 100% | 100%
Lewis CountySingle Family | Lewis CountySingle FamilyOther | Lewis County | Single Family | Other | Existing | 100% | 100% | 100% | 100% | 100% | 100% | 100% | 100% | 100% | 100% | 100% | 100% | 100% | 100% | 100% | 100% | 100% | 100% | 100% | 100% | 100% | 100% | 100% | 100% | 100% | 100% | 100% | 100%
Lewis CountySingle Family - Highly Impacted | Lewis CountySingle Family - Highly ImpactedOther | Lewis County | Single Family - Highly Impacted | Other | Existing | 100% | 100% | 100% | 100% | 100% | 100% | 100% | 100% | 100% | 100% | 100% | 100% | 100% | 100% | 100% | 100% | 100% | 100% | 100% | 100% | 100% | 100% | 100% | 100% | 100% | 100% | 100% | 100%
Lewis CountyManufactured | Lewis CountyManufacturedPool Heat | Lewis County | Manufactured | Pool Heat | Existing | 42.67% | 42.67% | 42.67% | 42.67% | 42.67% | 42.67% | 42.67% | 42.67% | 42.67% | 42.67% | 42.67% | 42.67% | 42.67% | 42.67% | 42.67% | 42.67% | 42.67% | 42.67% | 42.67% | 42.67% | 42.67% | 42.67% | 42.67% | 42.67% | 42.67% | 42.67% | 42.67% | 42.67%
Lewis CountyManufactured - Highly Impacted | Lewis CountyManufactured - Highly ImpactedPool Heat | Lewis County | Manufactured - Highly Impacted | Pool Heat | Existing | 42.67% | 42.67% | 42.67% | 42.67% | 42.67% | 42.67% | 42.67% | 42.67% | 42.67% | 42.67% | 42.67% | 42.67% | 42.67% | 42.67% | 42.67% | 42.67% | 42.67% | 42.67% | 42.67% | 42.67% | 42.67% | 42.67% | 42.67% | 42.67% | 42.67% | 42.67% | 42.67% | 42.67%
Lewis CountyMultifamily | Lewis CountyMultifamilyPool Heat | Lewis County | Multifamily | Pool Heat | Existing | bar: 0 2023 to 0 2050
Lewis CountyMultifamily - Highly Impacted | Lewis CountyMultifamily - Highly ImpactedPool Heat | Lewis County | Multifamily - Highly Impacted | Pool Heat | Existing | bar: 0 2023 to 0 2050
Lewis CountySingle Family | Lewis CountySingle FamilyPool Heat | Lewis County | Single Family | Pool Heat | Existing | 42.67% | 42.67% | 42.67% | 42.67% | 42.67% | 42.67% | 42.67% | 42.67% | 42.67% | 42.67% | 42.67% | 42.67% | 42.67% | 42.67% | 42.67% | 42.67% | 42.67% | 42.67% | 42.67% | 42.67% | 42.67% | 42.67% | 42.67% | 42.67% | 42.67% | 42.67% | 42.67% | 42.67%
Lewis CountySingle Family - Highly Impacted | Lewis CountySingle Family - Highly ImpactedPool Heat | Lewis County | Single Family - Highly Impacted | Pool Heat | Existing | 42.67% | 42.67% | 42.67% | 42.67% | 42.67% | 42.67% | 42.67% | 42.67% | 42.67% | 42.67% | 42.67% | 42.67% | 42.67% | 42.67% | 42.67% | 42.67% | 42.67% | 42.67% | 42.67% | 42.67% | 42.67% | 42.67% | 42.67% | 42.67% | 42.67% | 42.67% | 42.67% | 42.67%
Lewis CountyManufactured | Lewis CountyManufacturedWater Heat GT 55 Gal | Lewis County | Manufactured | Water Heat GT 55 Gal | Existing | 10.33% | 10.33% | 10.33% | 10.33% | 10.33% | 10.33% | 10.33% | 10.33% | 10.33% | 10.33% | 10.33% | 10.33% | 10.33% | 10.33% | 10.33% | 10.33% | 10.33% | 10.33% | 10.33% | 10.33% | 10.33% | 10.33% | 10.33% | 10.33% | 10.33% | 10.33% | 10.33% | 10.33%
Lewis CountyManufactured - Highly Impacted | Lewis CountyManufactured - Highly ImpactedWater Heat GT 55 Gal | Lewis County | Manufactured - Highly Impacted | Water Heat GT 55 Gal | Existing | 4.261% | 4.261% | 4.261% | 4.261% | 4.261% | 4.261% | 4.261% | 4.261% | 4.261% | 4.261% | 4.261% | 4.261% | 4.261% | 4.261% | 4.261% | 4.261% | 4.261% | 4.261% | 4.261% | 4.261% | 4.261% | 4.261% | 4.261% | 4.261% | 4.261% | 4.261% | 4.261% | 4.261%
Lewis CountyMultifamily | Lewis CountyMultifamilyWater Heat GT 55 Gal | Lewis County | Multifamily | Water Heat GT 55 Gal | Existing | 16.78% | 16.78% | 16.78% | 16.78% | 16.78% | 16.78% | 16.78% | 16.78% | 16.78% | 16.78% | 16.78% | 16.78% | 16.78% | 16.78% | 16.78% | 16.78% | 16.78% | 16.78% | 16.78% | 16.78% | 16.78% | 16.78% | 16.78% | 16.78% | 16.78% | 16.78% | 16.78% | 16.78%
Lewis CountyMultifamily - Highly Impacted | Lewis CountyMultifamily - Highly ImpactedWater Heat GT 55 Gal | Lewis County | Multifamily - Highly Impacted | Water Heat GT 55 Gal | Existing | 14.58% | 14.58% | 14.58% | 14.58% | 14.58% | 14.58% | 14.58% | 14.58% | 14.58% | 14.58% | 14.58% | 14.58% | 14.58% | 14.58% | 14.58% | 14.58% | 14.58% | 14.58% | 14.58% | 14.58% | 14.58% | 14.58% | 14.58% | 14.58% | 14.58% | 14.58% | 14.58% | 14.58%
Lewis CountySingle Family | Lewis CountySingle FamilyWater Heat GT 55 Gal | Lewis County | Single Family | Water Heat GT 55 Gal | Existing | 82.34% | 82.34% | 82.34% | 82.34% | 82.34% | 82.34% | 82.34% | 82.34% | 82.34% | 82.34% | 82.34% | 82.34% | 82.34% | 82.34% | 82.34% | 82.34% | 82.34% | 82.34% | 82.34% | 82.34% | 82.34% | 82.34% | 82.34% | 82.34% | 82.34% | 82.34% | 82.34% | 82.34%
Lewis CountySingle Family - Highly Impacted | Lewis CountySingle Family - Highly ImpactedWater Heat GT 55 Gal | Lewis County | Single Family - Highly Impacted | Water Heat GT 55 Gal | Existing | 77.63% | 77.63% | 77.63% | 77.63% | 77.63% | 77.63% | 77.63% | 77.63% | 77.63% | 77.63% | 77.63% | 77.63% | 77.63% | 77.63% | 77.63% | 77.63% | 77.63% | 77.63% | 77.63% | 77.63% | 77.63% | 77.63% | 77.63% | 77.63% | 77.63% | 77.63% | 77.63% | 77.63%
Lewis CountyManufactured | Lewis CountyManufacturedWater Heat LE 55 Gal | Lewis County | Manufactured | Water Heat LE 55 Gal | Existing | 10.33% | 10.33% | 10.33% | 10.33% | 10.33% | 10.33% | 10.33% | 10.33% | 10.33% | 10.33% | 10.33% | 10.33% | 10.33% | 10.33% | 10.33% | 10.33% | 10.33% | 10.33% | 10.33% | 10.33% | 10.33% | 10.33% | 10.33% | 10.33% | 10.33% | 10.33% | 10.33% | 10.33%
Lewis CountyManufactured - Highly Impacted | Lewis CountyManufactured - Highly ImpactedWater Heat LE 55 Gal | Lewis County | Manufactured - Highly Impacted | Water Heat LE 55 Gal | Existing | 4.261% | 4.261% | 4.261% | 4.261% | 4.261% | 4.261% | 4.261% | 4.261% | 4.261% | 4.261% | 4.261% | 4.261% | 4.261% | 4.261% | 4.261% | 4.261% | 4.261% | 4.261% | 4.261% | 4.261% | 4.261% | 4.261% | 4.261% | 4.261% | 4.261% | 4.261% | 4.261% | 4.261%
Lewis CountyMultifamily | Lewis CountyMultifamilyWater Heat LE 55 Gal | Lewis County | Multifamily | Water Heat LE 55 Gal | Existing | 16.78% | 16.78% | 16.78% | 16.78% | 16.78% | 16.78% | 16.78% | 16.78% | 16.78% | 16.78% | 16.78% | 16.78% | 16.78% | 16.78% | 16.78% | 16.78% | 16.78% | 16.78% | 16.78% | 16.78% | 16.78% | 16.78% | 16.78% | 16.78% | 16.78% | 16.78% | 16.78% | 16.78%
Lewis CountyMultifamily - Highly Impacted | Lewis CountyMultifamily - Highly ImpactedWater Heat LE 55 Gal | Lewis County | Multifamily - Highly Impacted | Water Heat LE 55 Gal | Existing | 14.58% | 14.58% | 14.58% | 14.58% | 14.58% | 14.58% | 14.58% | 14.58% | 14.58% | 14.58% | 14.58% | 14.58% | 14.58% | 14.58% | 14.58% | 14.58% | 14.58% | 14.58% | 14.58% | 14.58% | 14.58% | 14.58% | 14.58% | 14.58% | 14.58% | 14.58% | 14.58% | 14.58%
Lewis CountySingle Family | Lewis CountySingle FamilyWater Heat LE 55 Gal | Lewis County | Single Family | Water Heat LE 55 Gal | Existing | 82.34% | 82.34% | 82.34% | 82.34% | 82.34% | 82.34% | 82.34% | 82.34% | 82.34% | 82.34% | 82.34% | 82.34% | 82.34% | 82.34% | 82.34% | 82.34% | 82.34% | 82.34% | 82.34% | 82.34% | 82.34% | 82.34% | 82.34% | 82.34% | 82.34% | 82.34% | 82.34% | 82.34%
Lewis CountySingle Family - Highly Impacted | Lewis CountySingle Family - Highly ImpactedWater Heat LE 55 Gal | Lewis County | Single Family - Highly Impacted | Water Heat LE 55 Gal | Existing | 77.63% | 77.63% | 77.63% | 77.63% | 77.63% | 77.63% | 77.63% | 77.63% | 77.63% | 77.63% | 77.63% | 77.63% | 77.63% | 77.63% | 77.63% | 77.63% | 77.63% | 77.63% | 77.63% | 77.63% | 77.63% | 77.63% | 77.63% | 77.63% | 77.63% | 77.63% | 77.63% | 77.63%
Pierce CountyManufactured | Pierce CountyManufacturedCooking Oven | Pierce County | Manufactured | Cooking Oven | Existing | 22.16% | 22.16% | 22.16% | 22.16% | 22.16% | 22.16% | 22.16% | 22.16% | 22.16% | 22.16% | 22.16% | 22.16% | 22.16% | 22.16% | 22.16% | 22.16% | 22.16% | 22.16% | 22.16% | 22.16% | 22.16% | 22.16% | 22.16% | 22.16% | 22.16% | 22.16% | 22.16% | 22.16%
Pierce CountyManufactured - Highly Impacted | Pierce CountyManufactured - Highly ImpactedCooking Oven | Pierce County | Manufactured - Highly Impacted | Cooking Oven | Existing | 25.3% | 25.3% | 25.3% | 25.3% | 25.3% | 25.3% | 25.3% | 25.3% | 25.3% | 25.3% | 25.3% | 25.3% | 25.3% | 25.3% | 25.3% | 25.3% | 25.3% | 25.3% | 25.3% | 25.3% | 25.3% | 25.3% | 25.3% | 25.3% | 25.3% | 25.3% | 25.3% | 25.3%
Pierce CountyMultifamily | Pierce CountyMultifamilyCooking Oven | Pierce County | Multifamily | Cooking Oven | Existing | 6.4% | 6.4% | 6.4% | 6.4% | 6.4% | 6.4% | 6.4% | 6.4% | 6.4% | 6.4% | 6.4% | 6.4% | 6.4% | 6.4% | 6.4% | 6.4% | 6.4% | 6.4% | 6.4% | 6.4% | 6.4% | 6.4% | 6.4% | 6.4% | 6.4% | 6.4% | 6.4% | 6.4%
Pierce CountyMultifamily - Highly Impacted | Pierce CountyMultifamily - Highly ImpactedCooking Oven | Pierce County | Multifamily - Highly Impacted | Cooking Oven | Existing | 7.29% | 7.29% | 7.29% | 7.29% | 7.29% | 7.29% | 7.29% | 7.29% | 7.29% | 7.29% | 7.29% | 7.29% | 7.29% | 7.29% | 7.29% | 7.29% | 7.29% | 7.29% | 7.29% | 7.29% | 7.29% | 7.29% | 7.29% | 7.29% | 7.29% | 7.29% | 7.29% | 7.29%
Pierce CountySingle Family | Pierce CountySingle FamilyCooking Oven | Pierce County | Single Family | Cooking Oven | Existing | 20.21% | 20.21% | 20.21% | 20.21% | 20.21% | 20.21% | 20.21% | 20.21% | 20.21% | 20.21% | 20.21% | 20.21% | 20.21% | 20.21% | 20.21% | 20.21% | 20.21% | 20.21% | 20.21% | 20.21% | 20.21% | 20.21% | 20.21% | 20.21% | 20.21% | 20.21% | 20.21% | 20.21%
Pierce CountySingle Family - Highly Impacted | Pierce CountySingle Family - Highly ImpactedCooking Oven | Pierce County | Single Family - Highly Impacted | Cooking Oven | Existing | 25.3% | 25.3% | 25.3% | 25.3% | 25.3% | 25.3% | 25.3% | 25.3% | 25.3% | 25.3% | 25.3% | 25.3% | 25.3% | 25.3% | 25.3% | 25.3% | 25.3% | 25.3% | 25.3% | 25.3% | 25.3% | 25.3% | 25.3% | 25.3% | 25.3% | 25.3% | 25.3% | 25.3%
Pierce CountyManufactured | Pierce CountyManufacturedCooking Range | Pierce County | Manufactured | Cooking Range | Existing | 73.27% | 73.27% | 73.27% | 73.27% | 73.27% | 73.27% | 73.27% | 73.27% | 73.27% | 73.27% | 73.27% | 73.27% | 73.27% | 73.27% | 73.27% | 73.27% | 73.27% | 73.27% | 73.27% | 73.27% | 73.27% | 73.27% | 73.27% | 73.27% | 73.27% | 73.27% | 73.27% | 73.27%
Pierce CountyManufactured - Highly Impacted | Pierce CountyManufactured - Highly ImpactedCooking Range | Pierce County | Manufactured - Highly Impacted | Cooking Range | Existing | 42.42% | 42.42% | 42.42% | 42.42% | 42.42% | 42.42% | 42.42% | 42.42% | 42.42% | 42.42% | 42.42% | 42.42% | 42.42% | 42.42% | 42.42% | 42.42% | 42.42% | 42.42% | 42.42% | 42.42% | 42.42% | 42.42% | 42.42% | 42.42% | 42.42% | 42.42% | 42.42% | 42.42%
Pierce CountyMultifamily | Pierce CountyMultifamilyCooking Range | Pierce County | Multifamily | Cooking Range | Existing | 29.66% | 29.66% | 29.66% | 29.66% | 29.66% | 29.66% | 29.66% | 29.66% | 29.66% | 29.66% | 29.66% | 29.66% | 29.66% | 29.66% | 29.66% | 29.66% | 29.66% | 29.66% | 29.66% | 29.66% | 29.66% | 29.66% | 29.66% | 29.66% | 29.66% | 29.66% | 29.66% | 29.66%
Pierce CountyMultifamily - Highly Impacted | Pierce CountyMultifamily - Highly ImpactedCooking Range | Pierce County | Multifamily - Highly Impacted | Cooking Range | Existing | 15.61% | 15.61% | 15.61% | 15.61% | 15.61% | 15.61% | 15.61% | 15.61% | 15.61% | 15.61% | 15.61% | 15.61% | 15.61% | 15.61% | 15.61% | 15.61% | 15.61% | 15.61% | 15.61% | 15.61% | 15.61% | 15.61% | 15.61% | 15.61% | 15.61% | 15.61% | 15.61% | 15.61%
Pierce CountySingle Family | Pierce CountySingle FamilyCooking Range | Pierce County | Single Family | Cooking Range | Existing | 68.05% | 68.05% | 68.05% | 68.05% | 68.05% | 68.05% | 68.05% | 68.05% | 68.05% | 68.05% | 68.05% | 68.05% | 68.05% | 68.05% | 68.05% | 68.05% | 68.05% | 68.05% | 68.05% | 68.05% | 68.05% | 68.05% | 68.05% | 68.05% | 68.05% | 68.05% | 68.05% | 68.05%
Pierce CountySingle Family - Highly Impacted | Pierce CountySingle Family - Highly ImpactedCooking Range | Pierce County | Single Family - Highly Impacted | Cooking Range | Existing | 42.42% | 42.42% | 42.42% | 42.42% | 42.42% | 42.42% | 42.42% | 42.42% | 42.42% | 42.42% | 42.42% | 42.42% | 42.42% | 42.42% | 42.42% | 42.42% | 42.42% | 42.42% | 42.42% | 42.42% | 42.42% | 42.42% | 42.42% | 42.42% | 42.42% | 42.42% | 42.42% | 42.42%
Pierce CountyManufactured | Pierce CountyManufacturedDryer | Pierce County | Manufactured | Dryer | Existing | 3.8% | 3.8% | 3.8% | 3.8% | 3.8% | 3.8% | 3.8% | 3.8% | 3.8% | 3.8% | 3.8% | 3.8% | 3.8% | 3.8% | 3.8% | 3.8% | 3.8% | 3.8% | 3.8% | 3.8% | 3.8% | 3.8% | 3.8% | 3.8% | 3.8% | 3.8% | 3.8% | 3.8%
Pierce CountyManufactured - Highly Impacted | Pierce CountyManufactured - Highly ImpactedDryer | Pierce County | Manufactured - Highly Impacted | Dryer | Existing | 1.105% | 1.105% | 1.105% | 1.105% | 1.105% | 1.105% | 1.105% | 1.105% | 1.105% | 1.105% | 1.105% | 1.105% | 1.105% | 1.105% | 1.105% | 1.105% | 1.105% | 1.105% | 1.105% | 1.105% | 1.105% | 1.105% | 1.105% | 1.105% | 1.105% | 1.105% | 1.105% | 1.105%
Pierce CountyMultifamily | Pierce CountyMultifamilyDryer | Pierce County | Multifamily | Dryer | Existing | 2.473% | 2.473% | 2.473% | 2.473% | 2.473% | 2.473% | 2.473% | 2.473% | 2.473% | 2.473% | 2.473% | 2.473% | 2.473% | 2.473% | 2.473% | 2.473% | 2.473% | 2.473% | 2.473% | 2.473% | 2.473% | 2.473% | 2.473% | 2.473% | 2.473% | 2.473% | 2.473% | 2.473%
Pierce CountyMultifamily - Highly Impacted | Pierce CountyMultifamily - Highly ImpactedDryer | Pierce County | Multifamily - Highly Impacted | Dryer | Existing | 2.864% | 2.864% | 2.864% | 2.864% | 2.864% | 2.864% | 2.864% | 2.864% | 2.864% | 2.864% | 2.864% | 2.864% | 2.864% | 2.864% | 2.864% | 2.864% | 2.864% | 2.864% | 2.864% | 2.864% | 2.864% | 2.864% | 2.864% | 2.864% | 2.864% | 2.864% | 2.864% | 2.864%
Pierce CountySingle Family | Pierce CountySingle FamilyDryer | Pierce County | Single Family | Dryer | Existing | 14.41% | 14.41% | 14.41% | 14.41% | 14.41% | 14.41% | 14.41% | 14.41% | 14.41% | 14.41% | 14.41% | 14.41% | 14.41% | 14.41% | 14.41% | 14.41% | 14.41% | 14.41% | 14.41% | 14.41% | 14.41% | 14.41% | 14.41% | 14.41% | 14.41% | 14.41% | 14.41% | 14.41%
Pierce CountySingle Family - Highly Impacted | Pierce CountySingle Family - Highly ImpactedDryer | Pierce County | Single Family - Highly Impacted | Dryer | Existing | 13.28% | 13.28% | 13.28% | 13.28% | 13.28% | 13.28% | 13.28% | 13.28% | 13.28% | 13.28% | 13.28% | 13.28% | 13.28% | 13.28% | 13.28% | 13.28% | 13.28% | 13.28% | 13.28% | 13.28% | 13.28% | 13.28% | 13.28% | 13.28% | 13.28% | 13.28% | 13.28% | 13.28%
Pierce CountyManufactured | Pierce CountyManufacturedHeat Central Gas Boiler | Pierce County | Manufactured | Heat Central Gas Boiler | Existing | 100% | 100% | 100% | 100% | 100% | 100% | 100% | 100% | 100% | 100% | 100% | 100% | 100% | 100% | 100% | 100% | 100% | 100% | 100% | 100% | 100% | 100% | 100% | 100% | 100% | 100% | 100% | 100%
Pierce CountyManufactured - Highly Impacted | Pierce CountyManufactured - Highly ImpactedHeat Central Gas Boiler | Pierce County | Manufactured - Highly Impacted | Heat Central Gas Boiler | Existing | 100% | 100% | 100% | 100% | 100% | 100% | 100% | 100% | 100% | 100% | 100% | 100% | 100% | 100% | 100% | 100% | 100% | 100% | 100% | 100% | 100% | 100% | 100% | 100% | 100% | 100% | 100% | 100%
Pierce CountyMultifamily | Pierce CountyMultifamilyHeat Central Gas Boiler | Pierce County | Multifamily | Heat Central Gas Boiler | Existing | 100% | 100% | 100% | 100% | 100% | 100% | 100% | 100% | 100% | 100% | 100% | 100% | 100% | 100% | 100% | 100% | 100% | 100% | 100% | 100% | 100% | 100% | 100% | 100% | 100% | 100% | 100% | 100%
Pierce CountyMultifamily - Highly Impacted | Pierce CountyMultifamily - Highly ImpactedHeat Central Gas Boiler | Pierce County | Multifamily - Highly Impacted | Heat Central Gas Boiler | Existing | 100% | 100% | 100% | 100% | 100% | 100% | 100% | 100% | 100% | 100% | 100% | 100% | 100% | 100% | 100% | 100% | 100% | 100% | 100% | 100% | 100% | 100% | 100% | 100% | 100% | 100% | 100% | 100%
Pierce CountySingle Family | Pierce CountySingle FamilyHeat Central Gas Boiler | Pierce County | Single Family | Heat Central Gas Boiler | Existing | 100% | 100% | 100% | 100% | 100% | 100% | 100% | 100% | 100% | 100% | 100% | 100% | 100% | 100% | 100% | 100% | 100% | 100% | 100% | 100% | 100% | 100% | 100% | 100% | 100% | 100% | 100% | 100%
Pierce CountySingle Family - Highly Impacted | Pierce CountySingle Family - Highly ImpactedHeat Central Gas Boiler | Pierce County | Single Family - Highly Impacted | Heat Central Gas Boiler | Existing | 100% | 100% | 100% | 100% | 100% | 100% | 100% | 100% | 100% | 100% | 100% | 100% | 100% | 100% | 100% | 100% | 100% | 100% | 100% | 100% | 100% | 100% | 100% | 100% | 100% | 100% | 100% | 100%
Pierce CountyManufactured | Pierce CountyManufacturedHeat Central Gas Furnace | Pierce County | Manufactured | Heat Central Gas Furnace | Existing | 100% | 100% | 100% | 100% | 100% | 100% | 100% | 100% | 100% | 100% | 100% | 100% | 100% | 100% | 100% | 100% | 100% | 100% | 100% | 100% | 100% | 100% | 100% | 100% | 100% | 100% | 100% | 100%
Pierce CountyManufactured - Highly Impacted | Pierce CountyManufactured - Highly ImpactedHeat Central Gas Furnace | Pierce County | Manufactured - Highly Impacted | Heat Central Gas Furnace | Existing | 100% | 100% | 100% | 100% | 100% | 100% | 100% | 100% | 100% | 100% | 100% | 100% | 100% | 100% | 100% | 100% | 100% | 100% | 100% | 100% | 100% | 100% | 100% | 100% | 100% | 100% | 100% | 100%
Pierce CountyMultifamily | Pierce CountyMultifamilyHeat Central Gas Furnace | Pierce County | Multifamily | Heat Central Gas Furnace | Existing | 100% | 100% | 100% | 100% | 100% | 100% | 100% | 100% | 100% | 100% | 100% | 100% | 100% | 100% | 100% | 100% | 100% | 100% | 100% | 100% | 100% | 100% | 100% | 100% | 100% | 100% | 100% | 100%
Pierce CountyMultifamily - Highly Impacted | Pierce CountyMultifamily - Highly ImpactedHeat Central Gas Furnace | Pierce County | Multifamily - Highly Impacted | Heat Central Gas Furnace | Existing | 100% | 100% | 100% | 100% | 100% | 100% | 100% | 100% | 100% | 100% | 100% | 100% | 100% | 100% | 100% | 100% | 100% | 100% | 100% | 100% | 100% | 100% | 100% | 100% | 100% | 100% | 100% | 100%
Pierce CountySingle Family | Pierce CountySingle FamilyHeat Central Gas Furnace | Pierce County | Single Family | Heat Central Gas Furnace | Existing | 100% | 100% | 100% | 100% | 100% | 100% | 100% | 100% | 100% | 100% | 100% | 100% | 100% | 100% | 100% | 100% | 100% | 100% | 100% | 100% | 100% | 100% | 100% | 100% | 100% | 100% | 100% | 100%
Pierce CountySingle Family - Highly Impacted | Pierce CountySingle Family - Highly ImpactedHeat Central Gas Furnace | Pierce County | Single Family - Highly Impacted | Heat Central Gas Furnace | Existing | 100% | 100% | 100% | 100% | 100% | 100% | 100% | 100% | 100% | 100% | 100% | 100% | 100% | 100% | 100% | 100% | 100% | 100% | 100% | 100% | 100% | 100% | 100% | 100% | 100% | 100% | 100% | 100%
Pierce CountyManufactured | Pierce CountyManufacturedHeat Room Gas | Pierce County | Manufactured | Heat Room Gas | Existing | 100% | 100% | 100% | 100% | 100% | 100% | 100% | 100% | 100% | 100% | 100% | 100% | 100% | 100% | 100% | 100% | 100% | 100% | 100% | 100% | 100% | 100% | 100% | 100% | 100% | 100% | 100% | 100%
Pierce CountyManufactured - Highly Impacted | Pierce CountyManufactured - Highly ImpactedHeat Room Gas | Pierce County | Manufactured - Highly Impacted | Heat Room Gas | Existing | 100% | 100% | 100% | 100% | 100% | 100% | 100% | 100% | 100% | 100% | 100% | 100% | 100% | 100% | 100% | 100% | 100% | 100% | 100% | 100% | 100% | 100% | 100% | 100% | 100% | 100% | 100% | 100%
Pierce CountyMultifamily | Pierce CountyMultifamilyHeat Room Gas | Pierce County | Multifamily | Heat Room Gas | Existing | 100% | 100% | 100% | 100% | 100% | 100% | 100% | 100% | 100% | 100% | 100% | 100% | 100% | 100% | 100% | 100% | 100% | 100% | 100% | 100% | 100% | 100% | 100% | 100% | 100% | 100% | 100% | 100%
Pierce CountyMultifamily - Highly Impacted | Pierce CountyMultifamily - Highly ImpactedHeat Room Gas | Pierce County | Multifamily - Highly Impacted | Heat Room Gas | Existing | 100% | 100% | 100% | 100% | 100% | 100% | 100% | 100% | 100% | 100% | 100% | 100% | 100% | 100% | 100% | 100% | 100% | 100% | 100% | 100% | 100% | 100% | 100% | 100% | 100% | 100% | 100% | 100%
Pierce CountySingle Family | Pierce CountySingle FamilyHeat Room Gas | Pierce County | Single Family | Heat Room Gas | Existing | 100% | 100% | 100% | 100% | 100% | 100% | 100% | 100% | 100% | 100% | 100% | 100% | 100% | 100% | 100% | 100% | 100% | 100% | 100% | 100% | 100% | 100% | 100% | 100% | 100% | 100% | 100% | 100%
Pierce CountySingle Family - Highly Impacted | Pierce CountySingle Family - Highly ImpactedHeat Room Gas | Pierce County | Single Family - Highly Impacted | Heat Room Gas | Existing | 100% | 100% | 100% | 100% | 100% | 100% | 100% | 100% | 100% | 100% | 100% | 100% | 100% | 100% | 100% | 100% | 100% | 100% | 100% | 100% | 100% | 100% | 100% | 100% | 100% | 100% | 100% | 100%
Pierce CountyManufactured | Pierce CountyManufacturedOther | Pierce County | Manufactured | Other | Existing | 100% | 100% | 100% | 100% | 100% | 100% | 100% | 100% | 100% | 100% | 100% | 100% | 100% | 100% | 100% | 100% | 100% | 100% | 100% | 100% | 100% | 100% | 100% | 100% | 100% | 100% | 100% | 100%
Pierce CountyManufactured - Highly Impacted | Pierce CountyManufactured - Highly ImpactedOther | Pierce County | Manufactured - Highly Impacted | Other | Existing | 100% | 100% | 100% | 100% | 100% | 100% | 100% | 100% | 100% | 100% | 100% | 100% | 100% | 100% | 100% | 100% | 100% | 100% | 100% | 100% | 100% | 100% | 100% | 100% | 100% | 100% | 100% | 100%
Pierce CountyMultifamily | Pierce CountyMultifamilyOther | Pierce County | Multifamily | Other | Existing | 100% | 100% | 100% | 100% | 100% | 100% | 100% | 100% | 100% | 100% | 100% | 100% | 100% | 100% | 100% | 100% | 100% | 100% | 100% | 100% | 100% | 100% | 100% | 100% | 100% | 100% | 100% | 100%
Pierce CountyMultifamily - Highly Impacted | Pierce CountyMultifamily - Highly ImpactedOther | Pierce County | Multifamily - Highly Impacted | Other | Existing | 100% | 100% | 100% | 100% | 100% | 100% | 100% | 100% | 100% | 100% | 100% | 100% | 100% | 100% | 100% | 100% | 100% | 100% | 100% | 100% | 100% | 100% | 100% | 100% | 100% | 100% | 100% | 100%
Pierce CountySingle Family | Pierce CountySingle FamilyOther | Pierce County | Single Family | Other | Existing | 100% | 100% | 100% | 100% | 100% | 100% | 100% | 100% | 100% | 100% | 100% | 100% | 100% | 100% | 100% | 100% | 100% | 100% | 100% | 100% | 100% | 100% | 100% | 100% | 100% | 100% | 100% | 100%
Pierce CountySingle Family - Highly Impacted | Pierce CountySingle Family - Highly ImpactedOther | Pierce County | Single Family - Highly Impacted | Other | Existing | 100% | 100% | 100% | 100% | 100% | 100% | 100% | 100% | 100% | 100% | 100% | 100% | 100% | 100% | 100% | 100% | 100% | 100% | 100% | 100% | 100% | 100% | 100% | 100% | 100% | 100% | 100% | 100%
Pierce CountyManufactured | Pierce CountyManufacturedPool Heat | Pierce County | Manufactured | Pool Heat | Existing | 42.67% | 42.67% | 42.67% | 42.67% | 42.67% | 42.67% | 42.67% | 42.67% | 42.67% | 42.67% | 42.67% | 42.67% | 42.67% | 42.67% | 42.67% | 42.67% | 42.67% | 42.67% | 42.67% | 42.67% | 42.67% | 42.67% | 42.67% | 42.67% | 42.67% | 42.67% | 42.67% | 42.67%
Pierce CountyManufactured - Highly Impacted | Pierce CountyManufactured - Highly ImpactedPool Heat | Pierce County | Manufactured - Highly Impacted | Pool Heat | Existing | 42.67% | 42.67% | 42.67% | 42.67% | 42.67% | 42.67% | 42.67% | 42.67% | 42.67% | 42.67% | 42.67% | 42.67% | 42.67% | 42.67% | 42.67% | 42.67% | 42.67% | 42.67% | 42.67% | 42.67% | 42.67% | 42.67% | 42.67% | 42.67% | 42.67% | 42.67% | 42.67% | 42.67%
Pierce CountyMultifamily | Pierce CountyMultifamilyPool Heat | Pierce County | Multifamily | Pool Heat | Existing | bar: 0 2023 to 0 2050
Pierce CountyMultifamily - Highly Impacted | Pierce CountyMultifamily - Highly ImpactedPool Heat | Pierce County | Multifamily - Highly Impacted | Pool Heat | Existing | bar: 0 2023 to 0 2050
Pierce CountySingle Family | Pierce CountySingle FamilyPool Heat | Pierce County | Single Family | Pool Heat | Existing | 40.83% | 40.83% | 40.83% | 40.83% | 40.83% | 40.83% | 40.83% | 40.83% | 40.83% | 40.83% | 40.83% | 40.83% | 40.83% | 40.83% | 40.83% | 40.83% | 40.83% | 40.83% | 40.83% | 40.83% | 40.83% | 40.83% | 40.83% | 40.83% | 40.83% | 40.83% | 40.83% | 40.83%
Pierce CountySingle Family - Highly Impacted | Pierce CountySingle Family - Highly ImpactedPool Heat | Pierce County | Single Family - Highly Impacted | Pool Heat | Existing | 42.67% | 42.67% | 42.67% | 42.67% | 42.67% | 42.67% | 42.67% | 42.67% | 42.67% | 42.67% | 42.67% | 42.67% | 42.67% | 42.67% | 42.67% | 42.67% | 42.67% | 42.67% | 42.67% | 42.67% | 42.67% | 42.67% | 42.67% | 42.67% | 42.67% | 42.67% | 42.67% | 42.67%
Pierce CountyManufactured | Pierce CountyManufacturedWater Heat GT 55 Gal | Pierce County | Manufactured | Water Heat GT 55 Gal | Existing | 10.33% | 10.33% | 10.33% | 10.33% | 10.33% | 10.33% | 10.33% | 10.33% | 10.33% | 10.33% | 10.33% | 10.33% | 10.33% | 10.33% | 10.33% | 10.33% | 10.33% | 10.33% | 10.33% | 10.33% | 10.33% | 10.33% | 10.33% | 10.33% | 10.33% | 10.33% | 10.33% | 10.33%
Pierce CountyManufactured - Highly Impacted | Pierce CountyManufactured - Highly ImpactedWater Heat GT 55 Gal | Pierce County | Manufactured - Highly Impacted | Water Heat GT 55 Gal | Existing | 4.261% | 4.261% | 4.261% | 4.261% | 4.261% | 4.261% | 4.261% | 4.261% | 4.261% | 4.261% | 4.261% | 4.261% | 4.261% | 4.261% | 4.261% | 4.261% | 4.261% | 4.261% | 4.261% | 4.261% | 4.261% | 4.261% | 4.261% | 4.261% | 4.261% | 4.261% | 4.261% | 4.261%
Pierce CountyMultifamily | Pierce CountyMultifamilyWater Heat GT 55 Gal | Pierce County | Multifamily | Water Heat GT 55 Gal | Existing | 16.78% | 16.78% | 16.78% | 16.78% | 16.78% | 16.78% | 16.78% | 16.78% | 16.78% | 16.78% | 16.78% | 16.78% | 16.78% | 16.78% | 16.78% | 16.78% | 16.78% | 16.78% | 16.78% | 16.78% | 16.78% | 16.78% | 16.78% | 16.78% | 16.78% | 16.78% | 16.78% | 16.78%
Pierce CountyMultifamily - Highly Impacted | Pierce CountyMultifamily - Highly ImpactedWater Heat GT 55 Gal | Pierce County | Multifamily - Highly Impacted | Water Heat GT 55 Gal | Existing | 14.58% | 14.58% | 14.58% | 14.58% | 14.58% | 14.58% | 14.58% | 14.58% | 14.58% | 14.58% | 14.58% | 14.58% | 14.58% | 14.58% | 14.58% | 14.58% | 14.58% | 14.58% | 14.58% | 14.58% | 14.58% | 14.58% | 14.58% | 14.58% | 14.58% | 14.58% | 14.58% | 14.58%
Pierce CountySingle Family | Pierce CountySingle FamilyWater Heat GT 55 Gal | Pierce County | Single Family | Water Heat GT 55 Gal | Existing | 83.81% | 83.81% | 83.81% | 83.81% | 83.81% | 83.81% | 83.81% | 83.81% | 83.81% | 83.81% | 83.81% | 83.81% | 83.81% | 83.81% | 83.81% | 83.81% | 83.81% | 83.81% | 83.81% | 83.81% | 83.81% | 83.81% | 83.81% | 83.81% | 83.81% | 83.81% | 83.81% | 83.81%
Pierce CountySingle Family - Highly Impacted | Pierce CountySingle Family - Highly ImpactedWater Heat GT 55 Gal | Pierce County | Single Family - Highly Impacted | Water Heat GT 55 Gal | Existing | 77.63% | 77.63% | 77.63% | 77.63% | 77.63% | 77.63% | 77.63% | 77.63% | 77.63% | 77.63% | 77.63% | 77.63% | 77.63% | 77.63% | 77.63% | 77.63% | 77.63% | 77.63% | 77.63% | 77.63% | 77.63% | 77.63% | 77.63% | 77.63% | 77.63% | 77.63% | 77.63% | 77.63%
Pierce CountyManufactured | Pierce CountyManufacturedWater Heat LE 55 Gal | Pierce County | Manufactured | Water Heat LE 55 Gal | Existing | 10.33% | 10.33% | 10.33% | 10.33% | 10.33% | 10.33% | 10.33% | 10.33% | 10.33% | 10.33% | 10.33% | 10.33% | 10.33% | 10.33% | 10.33% | 10.33% | 10.33% | 10.33% | 10.33% | 10.33% | 10.33% | 10.33% | 10.33% | 10.33% | 10.33% | 10.33% | 10.33% | 10.33%
Pierce CountyManufactured - Highly Impacted | Pierce CountyManufactured - Highly ImpactedWater Heat LE 55 Gal | Pierce County | Manufactured - Highly Impacted | Water Heat LE 55 Gal | Existing | 4.261% | 4.261% | 4.261% | 4.261% | 4.261% | 4.261% | 4.261% | 4.261% | 4.261% | 4.261% | 4.261% | 4.261% | 4.261% | 4.261% | 4.261% | 4.261% | 4.261% | 4.261% | 4.261% | 4.261% | 4.261% | 4.261% | 4.261% | 4.261% | 4.261% | 4.261% | 4.261% | 4.261%
Pierce CountyMultifamily | Pierce CountyMultifamilyWater Heat LE 55 Gal | Pierce County | Multifamily | Water Heat LE 55 Gal | Existing | 16.78% | 16.78% | 16.78% | 16.78% | 16.78% | 16.78% | 16.78% | 16.78% | 16.78% | 16.78% | 16.78% | 16.78% | 16.78% | 16.78% | 16.78% | 16.78% | 16.78% | 16.78% | 16.78% | 16.78% | 16.78% | 16.78% | 16.78% | 16.78% | 16.78% | 16.78% | 16.78% | 16.78%
Pierce CountyMultifamily - Highly Impacted | Pierce CountyMultifamily - Highly ImpactedWater Heat LE 55 Gal | Pierce County | Multifamily - Highly Impacted | Water Heat LE 55 Gal | Existing | 14.58% | 14.58% | 14.58% | 14.58% | 14.58% | 14.58% | 14.58% | 14.58% | 14.58% | 14.58% | 14.58% | 14.58% | 14.58% | 14.58% | 14.58% | 14.58% | 14.58% | 14.58% | 14.58% | 14.58% | 14.58% | 14.58% | 14.58% | 14.58% | 14.58% | 14.58% | 14.58% | 14.58%
Pierce CountySingle Family | Pierce CountySingle FamilyWater Heat LE 55 Gal | Pierce County | Single Family | Water Heat LE 55 Gal | Existing | 83.81% | 83.81% | 83.81% | 83.81% | 83.81% | 83.81% | 83.81% | 83.81% | 83.81% | 83.81% | 83.81% | 83.81% | 83.81% | 83.81% | 83.81% | 83.81% | 83.81% | 83.81% | 83.81% | 83.81% | 83.81% | 83.81% | 83.81% | 83.81% | 83.81% | 83.81% | 83.81% | 83.81%
Pierce CountySingle Family - Highly Impacted | Pierce CountySingle Family - Highly ImpactedWater Heat LE 55 Gal | Pierce County | Single Family - Highly Impacted | Water Heat LE 55 Gal | Existing | 77.63% | 77.63% | 77.63% | 77.63% | 77.63% | 77.63% | 77.63% | 77.63% | 77.63% | 77.63% | 77.63% | 77.63% | 77.63% | 77.63% | 77.63% | 77.63% | 77.63% | 77.63% | 77.63% | 77.63% | 77.63% | 77.63% | 77.63% | 77.63% | 77.63% | 77.63% | 77.63% | 77.63%
Snohomish CountyManufactured | Snohomish CountyManufacturedCooking Oven | Snohomish County | Manufactured | Cooking Oven | Existing | 22.16% | 22.16% | 22.16% | 22.16% | 22.16% | 22.16% | 22.16% | 22.16% | 22.16% | 22.16% | 22.16% | 22.16% | 22.16% | 22.16% | 22.16% | 22.16% | 22.16% | 22.16% | 22.16% | 22.16% | 22.16% | 22.16% | 22.16% | 22.16% | 22.16% | 22.16% | 22.16% | 22.16%
Snohomish CountyManufactured - Highly Impacted | Snohomish CountyManufactured - Highly ImpactedCooking Oven | Snohomish County | Manufactured - Highly Impacted | Cooking Oven | Existing | 25.3% | 25.3% | 25.3% | 25.3% | 25.3% | 25.3% | 25.3% | 25.3% | 25.3% | 25.3% | 25.3% | 25.3% | 25.3% | 25.3% | 25.3% | 25.3% | 25.3% | 25.3% | 25.3% | 25.3% | 25.3% | 25.3% | 25.3% | 25.3% | 25.3% | 25.3% | 25.3% | 25.3%
Snohomish CountyMultifamily | Snohomish CountyMultifamilyCooking Oven | Snohomish County | Multifamily | Cooking Oven | Existing | 6.4% | 6.4% | 6.4% | 6.4% | 6.4% | 6.4% | 6.4% | 6.4% | 6.4% | 6.4% | 6.4% | 6.4% | 6.4% | 6.4% | 6.4% | 6.4% | 6.4% | 6.4% | 6.4% | 6.4% | 6.4% | 6.4% | 6.4% | 6.4% | 6.4% | 6.4% | 6.4% | 6.4%
Snohomish CountyMultifamily - Highly Impacted | Snohomish CountyMultifamily - Highly ImpactedCooking Oven | Snohomish County | Multifamily - Highly Impacted | Cooking Oven | Existing | 7.29% | 7.29% | 7.29% | 7.29% | 7.29% | 7.29% | 7.29% | 7.29% | 7.29% | 7.29% | 7.29% | 7.29% | 7.29% | 7.29% | 7.29% | 7.29% | 7.29% | 7.29% | 7.29% | 7.29% | 7.29% | 7.29% | 7.29% | 7.29% | 7.29% | 7.29% | 7.29% | 7.29%
Snohomish CountySingle Family | Snohomish CountySingle FamilyCooking Oven | Snohomish County | Single Family | Cooking Oven | Existing | 21.54% | 21.54% | 21.54% | 21.54% | 21.54% | 21.54% | 21.54% | 21.54% | 21.54% | 21.54% | 21.54% | 21.54% | 21.54% | 21.54% | 21.54% | 21.54% | 21.54% | 21.54% | 21.54% | 21.54% | 21.54% | 21.54% | 21.54% | 21.54% | 21.54% | 21.54% | 21.54% | 21.54%
Snohomish CountySingle Family - Highly Impacted | Snohomish CountySingle Family - Highly ImpactedCooking Oven | Snohomish County | Single Family - Highly Impacted | Cooking Oven | Existing | 25.3% | 25.3% | 25.3% | 25.3% | 25.3% | 25.3% | 25.3% | 25.3% | 25.3% | 25.3% | 25.3% | 25.3% | 25.3% | 25.3% | 25.3% | 25.3% | 25.3% | 25.3% | 25.3% | 25.3% | 25.3% | 25.3% | 25.3% | 25.3% | 25.3% | 25.3% | 25.3% | 25.3%
Snohomish CountyManufactured | Snohomish CountyManufacturedCooking Range | Snohomish County | Manufactured | Cooking Range | Existing | 73.27% | 73.27% | 73.27% | 73.27% | 73.27% | 73.27% | 73.27% | 73.27% | 73.27% | 73.27% | 73.27% | 73.27% | 73.27% | 73.27% | 73.27% | 73.27% | 73.27% | 73.27% | 73.27% | 73.27% | 73.27% | 73.27% | 73.27% | 73.27% | 73.27% | 73.27% | 73.27% | 73.27%
Snohomish CountyManufactured - Highly Impacted | Snohomish CountyManufactured - Highly ImpactedCooking Range | Snohomish County | Manufactured - Highly Impacted | Cooking Range | Existing | 42.42% | 42.42% | 42.42% | 42.42% | 42.42% | 42.42% | 42.42% | 42.42% | 42.42% | 42.42% | 42.42% | 42.42% | 42.42% | 42.42% | 42.42% | 42.42% | 42.42% | 42.42% | 42.42% | 42.42% | 42.42% | 42.42% | 42.42% | 42.42% | 42.42% | 42.42% | 42.42% | 42.42%
Snohomish CountyMultifamily | Snohomish CountyMultifamilyCooking Range | Snohomish County | Multifamily | Cooking Range | Existing | 29.66% | 29.66% | 29.66% | 29.66% | 29.66% | 29.66% | 29.66% | 29.66% | 29.66% | 29.66% | 29.66% | 29.66% | 29.66% | 29.66% | 29.66% | 29.66% | 29.66% | 29.66% | 29.66% | 29.66% | 29.66% | 29.66% | 29.66% | 29.66% | 29.66% | 29.66% | 29.66% | 29.66%
Snohomish CountyMultifamily - Highly Impacted | Snohomish CountyMultifamily - Highly ImpactedCooking Range | Snohomish County | Multifamily - Highly Impacted | Cooking Range | Existing | 15.61% | 15.61% | 15.61% | 15.61% | 15.61% | 15.61% | 15.61% | 15.61% | 15.61% | 15.61% | 15.61% | 15.61% | 15.61% | 15.61% | 15.61% | 15.61% | 15.61% | 15.61% | 15.61% | 15.61% | 15.61% | 15.61% | 15.61% | 15.61% | 15.61% | 15.61% | 15.61% | 15.61%
Snohomish CountySingle Family | Snohomish CountySingle FamilyCooking Range | Snohomish County | Single Family | Cooking Range | Existing | 74.26% | 74.26% | 74.26% | 74.26% | 74.26% | 74.26% | 74.26% | 74.26% | 74.26% | 74.26% | 74.26% | 74.26% | 74.26% | 74.26% | 74.26% | 74.26% | 74.26% | 74.26% | 74.26% | 74.26% | 74.26% | 74.26% | 74.26% | 74.26% | 74.26% | 74.26% | 74.26% | 74.26%
Snohomish CountySingle Family - Highly Impacted | Snohomish CountySingle Family - Highly ImpactedCooking Range | Snohomish County | Single Family - Highly Impacted | Cooking Range | Existing | 42.42% | 42.42% | 42.42% | 42.42% | 42.42% | 42.42% | 42.42% | 42.42% | 42.42% | 42.42% | 42.42% | 42.42% | 42.42% | 42.42% | 42.42% | 42.42% | 42.42% | 42.42% | 42.42% | 42.42% | 42.42% | 42.42% | 42.42% | 42.42% | 42.42% | 42.42% | 42.42% | 42.42%
Snohomish CountyManufactured | Snohomish CountyManufacturedDryer | Snohomish County | Manufactured | Dryer | Existing | 3.8% | 3.8% | 3.8% | 3.8% | 3.8% | 3.8% | 3.8% | 3.8% | 3.8% | 3.8% | 3.8% | 3.8% | 3.8% | 3.8% | 3.8% | 3.8% | 3.8% | 3.8% | 3.8% | 3.8% | 3.8% | 3.8% | 3.8% | 3.8% | 3.8% | 3.8% | 3.8% | 3.8%
Snohomish CountyManufactured - Highly Impacted | Snohomish CountyManufactured - Highly ImpactedDryer | Snohomish County | Manufactured - Highly Impacted | Dryer | Existing | 1.105% | 1.105% | 1.105% | 1.105% | 1.105% | 1.105% | 1.105% | 1.105% | 1.105% | 1.105% | 1.105% | 1.105% | 1.105% | 1.105% | 1.105% | 1.105% | 1.105% | 1.105% | 1.105% | 1.105% | 1.105% | 1.105% | 1.105% | 1.105% | 1.105% | 1.105% | 1.105% | 1.105%
Snohomish CountyMultifamily | Snohomish CountyMultifamilyDryer | Snohomish County | Multifamily | Dryer | Existing | 2.473% | 2.473% | 2.473% | 2.473% | 2.473% | 2.473% | 2.473% | 2.473% | 2.473% | 2.473% | 2.473% | 2.473% | 2.473% | 2.473% | 2.473% | 2.473% | 2.473% | 2.473% | 2.473% | 2.473% | 2.473% | 2.473% | 2.473% | 2.473% | 2.473% | 2.473% | 2.473% | 2.473%
Snohomish CountyMultifamily - Highly Impacted | Snohomish CountyMultifamily - Highly ImpactedDryer | Snohomish County | Multifamily - Highly Impacted | Dryer | Existing | 2.864% | 2.864% | 2.864% | 2.864% | 2.864% | 2.864% | 2.864% | 2.864% | 2.864% | 2.864% | 2.864% | 2.864% | 2.864% | 2.864% | 2.864% | 2.864% | 2.864% | 2.864% | 2.864% | 2.864% | 2.864% | 2.864% | 2.864% | 2.864% | 2.864% | 2.864% | 2.864% | 2.864%
Snohomish CountySingle Family | Snohomish CountySingle FamilyDryer | Snohomish County | Single Family | Dryer | Existing | 18.84% | 18.84% | 18.84% | 18.84% | 18.84% | 18.84% | 18.84% | 18.84% | 18.84% | 18.84% | 18.84% | 18.84% | 18.84% | 18.84% | 18.84% | 18.84% | 18.84% | 18.84% | 18.84% | 18.84% | 18.84% | 18.84% | 18.84% | 18.84% | 18.84% | 18.84% | 18.84% | 18.84%
Snohomish CountySingle Family - Highly Impacted | Snohomish CountySingle Family - Highly ImpactedDryer | Snohomish County | Single Family - Highly Impacted | Dryer | Existing | 13.28% | 13.28% | 13.28% | 13.28% | 13.28% | 13.28% | 13.28% | 13.28% | 13.28% | 13.28% | 13.28% | 13.28% | 13.28% | 13.28% | 13.28% | 13.28% | 13.28% | 13.28% | 13.28% | 13.28% | 13.28% | 13.28% | 13.28% | 13.28% | 13.28% | 13.28% | 13.28% | 13.28%
Snohomish CountyManufactured | Snohomish CountyManufacturedHeat Central Gas Boiler | Snohomish County | Manufactured | Heat Central Gas Boiler | Existing | 100% | 100% | 100% | 100% | 100% | 100% | 100% | 100% | 100% | 100% | 100% | 100% | 100% | 100% | 100% | 100% | 100% | 100% | 100% | 100% | 100% | 100% | 100% | 100% | 100% | 100% | 100% | 100%
Snohomish CountyManufactured - Highly Impacted | Snohomish CountyManufactured - Highly ImpactedHeat Central Gas Boiler | Snohomish County | Manufactured - Highly Impacted | Heat Central Gas Boiler | Existing | 100% | 100% | 100% | 100% | 100% | 100% | 100% | 100% | 100% | 100% | 100% | 100% | 100% | 100% | 100% | 100% | 100% | 100% | 100% | 100% | 100% | 100% | 100% | 100% | 100% | 100% | 100% | 100%
Snohomish CountyMultifamily | Snohomish CountyMultifamilyHeat Central Gas Boiler | Snohomish County | Multifamily | Heat Central Gas Boiler | Existing | 100% | 100% | 100% | 100% | 100% | 100% | 100% | 100% | 100% | 100% | 100% | 100% | 100% | 100% | 100% | 100% | 100% | 100% | 100% | 100% | 100% | 100% | 100% | 100% | 100% | 100% | 100% | 100%
Snohomish CountyMultifamily - Highly Impacted | Snohomish CountyMultifamily - Highly ImpactedHeat Central Gas Boiler | Snohomish County | Multifamily - Highly Impacted | Heat Central Gas Boiler | Existing | 100% | 100% | 100% | 100% | 100% | 100% | 100% | 100% | 100% | 100% | 100% | 100% | 100% | 100% | 100% | 100% | 100% | 100% | 100% | 100% | 100% | 100% | 100% | 100% | 100% | 100% | 100% | 100%
Snohomish CountySingle Family | Snohomish CountySingle FamilyHeat Central Gas Boiler | Snohomish County | Single Family | Heat Central Gas Boiler | Existing | 100% | 100% | 100% | 100% | 100% | 100% | 100% | 100% | 100% | 100% | 100% | 100% | 100% | 100% | 100% | 100% | 100% | 100% | 100% | 100% | 100% | 100% | 100% | 100% | 100% | 100% | 100% | 100%
Snohomish CountySingle Family - Highly Impacted | Snohomish CountySingle Family - Highly ImpactedHeat Central Gas Boiler | Snohomish County | Single Family - Highly Impacted | Heat Central Gas Boiler | Existing | 100% | 100% | 100% | 100% | 100% | 100% | 100% | 100% | 100% | 100% | 100% | 100% | 100% | 100% | 100% | 100% | 100% | 100% | 100% | 100% | 100% | 100% | 100% | 100% | 100% | 100% | 100% | 100%
Snohomish CountyManufactured | Snohomish CountyManufacturedHeat Central Gas Furnace | Snohomish County | Manufactured | Heat Central Gas Furnace | Existing | 100% | 100% | 100% | 100% | 100% | 100% | 100% | 100% | 100% | 100% | 100% | 100% | 100% | 100% | 100% | 100% | 100% | 100% | 100% | 100% | 100% | 100% | 100% | 100% | 100% | 100% | 100% | 100%
Snohomish CountyManufactured - Highly Impacted | Snohomish CountyManufactured - Highly ImpactedHeat Central Gas Furnace | Snohomish County | Manufactured - Highly Impacted | Heat Central Gas Furnace | Existing | 100% | 100% | 100% | 100% | 100% | 100% | 100% | 100% | 100% | 100% | 100% | 100% | 100% | 100% | 100% | 100% | 100% | 100% | 100% | 100% | 100% | 100% | 100% | 100% | 100% | 100% | 100% | 100%
Snohomish CountyMultifamily | Snohomish CountyMultifamilyHeat Central Gas Furnace | Snohomish County | Multifamily | Heat Central Gas Furnace | Existing | 100% | 100% | 100% | 100% | 100% | 100% | 100% | 100% | 100% | 100% | 100% | 100% | 100% | 100% | 100% | 100% | 100% | 100% | 100% | 100% | 100% | 100% | 100% | 100% | 100% | 100% | 100% | 100%
Snohomish CountyMultifamily - Highly Impacted | Snohomish CountyMultifamily - Highly ImpactedHeat Central Gas Furnace | Snohomish County | Multifamily - Highly Impacted | Heat Central Gas Furnace | Existing | 100% | 100% | 100% | 100% | 100% | 100% | 100% | 100% | 100% | 100% | 100% | 100% | 100% | 100% | 100% | 100% | 100% | 100% | 100% | 100% | 100% | 100% | 100% | 100% | 100% | 100% | 100% | 100%
Snohomish CountySingle Family | Snohomish CountySingle FamilyHeat Central Gas Furnace | Snohomish County | Single Family | Heat Central Gas Furnace | Existing | 100% | 100% | 100% | 100% | 100% | 100% | 100% | 100% | 100% | 100% | 100% | 100% | 100% | 100% | 100% | 100% | 100% | 100% | 100% | 100% | 100% | 100% | 100% | 100% | 100% | 100% | 100% | 100%
Snohomish CountySingle Family - Highly Impacted | Snohomish CountySingle Family - Highly ImpactedHeat Central Gas Furnace | Snohomish County | Single Family - Highly Impacted | Heat Central Gas Furnace | Existing | 100% | 100% | 100% | 100% | 100% | 100% | 100% | 100% | 100% | 100% | 100% | 100% | 100% | 100% | 100% | 100% | 100% | 100% | 100% | 100% | 100% | 100% | 100% | 100% | 100% | 100% | 100% | 100%
Snohomish CountyManufactured | Snohomish CountyManufacturedHeat Room Gas | Snohomish County | Manufactured | Heat Room Gas | Existing | 100% | 100% | 100% | 100% | 100% | 100% | 100% | 100% | 100% | 100% | 100% | 100% | 100% | 100% | 100% | 100% | 100% | 100% | 100% | 100% | 100% | 100% | 100% | 100% | 100% | 100% | 100% | 100%
Snohomish CountyManufactured - Highly Impacted | Snohomish CountyManufactured - Highly ImpactedHeat Room Gas | Snohomish County | Manufactured - Highly Impacted | Heat Room Gas | Existing | 100% | 100% | 100% | 100% | 100% | 100% | 100% | 100% | 100% | 100% | 100% | 100% | 100% | 100% | 100% | 100% | 100% | 100% | 100% | 100% | 100% | 100% | 100% | 100% | 100% | 100% | 100% | 100%
Snohomish CountyMultifamily | Snohomish CountyMultifamilyHeat Room Gas | Snohomish County | Multifamily | Heat Room Gas | Existing | 100% | 100% | 100% | 100% | 100% | 100% | 100% | 100% | 100% | 100% | 100% | 100% | 100% | 100% | 100% | 100% | 100% | 100% | 100% | 100% | 100% | 100% | 100% | 100% | 100% | 100% | 100% | 100%
Snohomish CountyMultifamily - Highly Impacted | Snohomish CountyMultifamily - Highly ImpactedHeat Room Gas | Snohomish County | Multifamily - Highly Impacted | Heat Room Gas | Existing | 100% | 100% | 100% | 100% | 100% | 100% | 100% | 100% | 100% | 100% | 100% | 100% | 100% | 100% | 100% | 100% | 100% | 100% | 100% | 100% | 100% | 100% | 100% | 100% | 100% | 100% | 100% | 100%
Snohomish CountySingle Family | Snohomish CountySingle FamilyHeat Room Gas | Snohomish County | Single Family | Heat Room Gas | Existing | 100% | 100% | 100% | 100% | 100% | 100% | 100% | 100% | 100% | 100% | 100% | 100% | 100% | 100% | 100% | 100% | 100% | 100% | 100% | 100% | 100% | 100% | 100% | 100% | 100% | 100% | 100% | 100%
Snohomish CountySingle Family - Highly Impacted | Snohomish CountySingle Family - Highly ImpactedHeat Room Gas | Snohomish County | Single Family - Highly Impacted | Heat Room Gas | Existing | 100% | 100% | 100% | 100% | 100% | 100% | 100% | 100% | 100% | 100% | 100% | 100% | 100% | 100% | 100% | 100% | 100% | 100% | 100% | 100% | 100% | 100% | 100% | 100% | 100% | 100% | 100% | 100%
Snohomish CountyManufactured | Snohomish CountyManufacturedOther | Snohomish County | Manufactured | Other | Existing | 100% | 100% | 100% | 100% | 100% | 100% | 100% | 100% | 100% | 100% | 100% | 100% | 100% | 100% | 100% | 100% | 100% | 100% | 100% | 100% | 100% | 100% | 100% | 100% | 100% | 100% | 100% | 100%
Snohomish CountyManufactured - Highly Impacted | Snohomish CountyManufactured - Highly ImpactedOther | Snohomish County | Manufactured - Highly Impacted | Other | Existing | 100% | 100% | 100% | 100% | 100% | 100% | 100% | 100% | 100% | 100% | 100% | 100% | 100% | 100% | 100% | 100% | 100% | 100% | 100% | 100% | 100% | 100% | 100% | 100% | 100% | 100% | 100% | 100%
Snohomish CountyMultifamily | Snohomish CountyMultifamilyOther | Snohomish County | Multifamily | Other | Existing | 100% | 100% | 100% | 100% | 100% | 100% | 100% | 100% | 100% | 100% | 100% | 100% | 100% | 100% | 100% | 100% | 100% | 100% | 100% | 100% | 100% | 100% | 100% | 100% | 100% | 100% | 100% | 100%
Snohomish CountyMultifamily - Highly Impacted | Snohomish CountyMultifamily - Highly ImpactedOther | Snohomish County | Multifamily - Highly Impacted | Other | Existing | 100% | 100% | 100% | 100% | 100% | 100% | 100% | 100% | 100% | 100% | 100% | 100% | 100% | 100% | 100% | 100% | 100% | 100% | 100% | 100% | 100% | 100% | 100% | 100% | 100% | 100% | 100% | 100%
Snohomish CountySingle Family | Snohomish CountySingle FamilyOther | Snohomish County | Single Family | Other | Existing | 100% | 100% | 100% | 100% | 100% | 100% | 100% | 100% | 100% | 100% | 100% | 100% | 100% | 100% | 100% | 100% | 100% | 100% | 100% | 100% | 100% | 100% | 100% | 100% | 100% | 100% | 100% | 100%
Snohomish CountySingle Family - Highly Impacted | Snohomish CountySingle Family - Highly ImpactedOther | Snohomish County | Single Family - Highly Impacted | Other | Existing | 100% | 100% | 100% | 100% | 100% | 100% | 100% | 100% | 100% | 100% | 100% | 100% | 100% | 100% | 100% | 100% | 100% | 100% | 100% | 100% | 100% | 100% | 100% | 100% | 100% | 100% | 100% | 100%
Snohomish CountyManufactured | Snohomish CountyManufacturedPool Heat | Snohomish County | Manufactured | Pool Heat | Existing | 42.67% | 42.67% | 42.67% | 42.67% | 42.67% | 42.67% | 42.67% | 42.67% | 42.67% | 42.67% | 42.67% | 42.67% | 42.67% | 42.67% | 42.67% | 42.67% | 42.67% | 42.67% | 42.67% | 42.67% | 42.67% | 42.67% | 42.67% | 42.67% | 42.67% | 42.67% | 42.67% | 42.67%
Snohomish CountyManufactured - Highly Impacted | Snohomish CountyManufactured - Highly ImpactedPool Heat | Snohomish County | Manufactured - Highly Impacted | Pool Heat | Existing | 42.67% | 42.67% | 42.67% | 42.67% | 42.67% | 42.67% | 42.67% | 42.67% | 42.67% | 42.67% | 42.67% | 42.67% | 42.67% | 42.67% | 42.67% | 42.67% | 42.67% | 42.67% | 42.67% | 42.67% | 42.67% | 42.67% | 42.67% | 42.67% | 42.67% | 42.67% | 42.67% | 42.67%
Snohomish CountyMultifamily | Snohomish CountyMultifamilyPool Heat | Snohomish County | Multifamily | Pool Heat | Existing | bar: 0 2023 to 0 2050
Snohomish CountyMultifamily - Highly Impacted | Snohomish CountyMultifamily - Highly ImpactedPool Heat | Snohomish County | Multifamily - Highly Impacted | Pool Heat | Existing | bar: 0 2023 to 0 2050
Snohomish CountySingle Family | Snohomish CountySingle FamilyPool Heat | Snohomish County | Single Family | Pool Heat | Existing | 44.44% | 44.44% | 44.44% | 44.44% | 44.44% | 44.44% | 44.44% | 44.44% | 44.44% | 44.44% | 44.44% | 44.44% | 44.44% | 44.44% | 44.44% | 44.44% | 44.44% | 44.44% | 44.44% | 44.44% | 44.44% | 44.44% | 44.44% | 44.44% | 44.44% | 44.44% | 44.44% | 44.44%
Snohomish CountySingle Family - Highly Impacted | Snohomish CountySingle Family - Highly ImpactedPool Heat | Snohomish County | Single Family - Highly Impacted | Pool Heat | Existing | 42.67% | 42.67% | 42.67% | 42.67% | 42.67% | 42.67% | 42.67% | 42.67% | 42.67% | 42.67% | 42.67% | 42.67% | 42.67% | 42.67% | 42.67% | 42.67% | 42.67% | 42.67% | 42.67% | 42.67% | 42.67% | 42.67% | 42.67% | 42.67% | 42.67% | 42.67% | 42.67% | 42.67%
Snohomish CountyManufactured | Snohomish CountyManufacturedWater Heat GT 55 Gal | Snohomish County | Manufactured | Water Heat GT 55 Gal | Existing | 10.33% | 10.33% | 10.33% | 10.33% | 10.33% | 10.33% | 10.33% | 10.33% | 10.33% | 10.33% | 10.33% | 10.33% | 10.33% | 10.33% | 10.33% | 10.33% | 10.33% | 10.33% | 10.33% | 10.33% | 10.33% | 10.33% | 10.33% | 10.33% | 10.33% | 10.33% | 10.33% | 10.33%
Snohomish CountyManufactured - Highly Impacted | Snohomish CountyManufactured - Highly ImpactedWater Heat GT 55 Gal | Snohomish County | Manufactured - Highly Impacted | Water Heat GT 55 Gal | Existing | 4.261% | 4.261% | 4.261% | 4.261% | 4.261% | 4.261% | 4.261% | 4.261% | 4.261% | 4.261% | 4.261% | 4.261% | 4.261% | 4.261% | 4.261% | 4.261% | 4.261% | 4.261% | 4.261% | 4.261% | 4.261% | 4.261% | 4.261% | 4.261% | 4.261% | 4.261% | 4.261% | 4.261%
Snohomish CountyMultifamily | Snohomish CountyMultifamilyWater Heat GT 55 Gal | Snohomish County | Multifamily | Water Heat GT 55 Gal | Existing | 16.78% | 16.78% | 16.78% | 16.78% | 16.78% | 16.78% | 16.78% | 16.78% | 16.78% | 16.78% | 16.78% | 16.78% | 16.78% | 16.78% | 16.78% | 16.78% | 16.78% | 16.78% | 16.78% | 16.78% | 16.78% | 16.78% | 16.78% | 16.78% | 16.78% | 16.78% | 16.78% | 16.78%
Snohomish CountyMultifamily - Highly Impacted | Snohomish CountyMultifamily - Highly ImpactedWater Heat GT 55 Gal | Snohomish County | Multifamily - Highly Impacted | Water Heat GT 55 Gal | Existing | 14.58% | 14.58% | 14.58% | 14.58% | 14.58% | 14.58% | 14.58% | 14.58% | 14.58% | 14.58% | 14.58% | 14.58% | 14.58% | 14.58% | 14.58% | 14.58% | 14.58% | 14.58% | 14.58% | 14.58% | 14.58% | 14.58% | 14.58% | 14.58% | 14.58% | 14.58% | 14.58% | 14.58%
Snohomish CountySingle Family | Snohomish CountySingle FamilyWater Heat GT 55 Gal | Snohomish County | Single Family | Water Heat GT 55 Gal | Existing | 87.56% | 87.56% | 87.56% | 87.56% | 87.56% | 87.56% | 87.56% | 87.56% | 87.56% | 87.56% | 87.56% | 87.56% | 87.56% | 87.56% | 87.56% | 87.56% | 87.56% | 87.56% | 87.56% | 87.56% | 87.56% | 87.56% | 87.56% | 87.56% | 87.56% | 87.56% | 87.56% | 87.56%
Snohomish CountySingle Family - Highly Impacted | Snohomish CountySingle Family - Highly ImpactedWater Heat GT 55 Gal | Snohomish County | Single Family - Highly Impacted | Water Heat GT 55 Gal | Existing | 77.63% | 77.63% | 77.63% | 77.63% | 77.63% | 77.63% | 77.63% | 77.63% | 77.63% | 77.63% | 77.63% | 77.63% | 77.63% | 77.63% | 77.63% | 77.63% | 77.63% | 77.63% | 77.63% | 77.63% | 77.63% | 77.63% | 77.63% | 77.63% | 77.63% | 77.63% | 77.63% | 77.63%
Snohomish CountyManufactured | Snohomish CountyManufacturedWater Heat LE 55 Gal | Snohomish County | Manufactured | Water Heat LE 55 Gal | Existing | 10.33% | 10.33% | 10.33% | 10.33% | 10.33% | 10.33% | 10.33% | 10.33% | 10.33% | 10.33% | 10.33% | 10.33% | 10.33% | 10.33% | 10.33% | 10.33% | 10.33% | 10.33% | 10.33% | 10.33% | 10.33% | 10.33% | 10.33% | 10.33% | 10.33% | 10.33% | 10.33% | 10.33%
Snohomish CountyManufactured - Highly Impacted | Snohomish CountyManufactured - Highly ImpactedWater Heat LE 55 Gal | Snohomish County | Manufactured - Highly Impacted | Water Heat LE 55 Gal | Existing | 4.261% | 4.261% | 4.261% | 4.261% | 4.261% | 4.261% | 4.261% | 4.261% | 4.261% | 4.261% | 4.261% | 4.261% | 4.261% | 4.261% | 4.261% | 4.261% | 4.261% | 4.261% | 4.261% | 4.261% | 4.261% | 4.261% | 4.261% | 4.261% | 4.261% | 4.261% | 4.261% | 4.261%
Snohomish CountyMultifamily | Snohomish CountyMultifamilyWater Heat LE 55 Gal | Snohomish County | Multifamily | Water Heat LE 55 Gal | Existing | 16.78% | 16.78% | 16.78% | 16.78% | 16.78% | 16.78% | 16.78% | 16.78% | 16.78% | 16.78% | 16.78% | 16.78% | 16.78% | 16.78% | 16.78% | 16.78% | 16.78% | 16.78% | 16.78% | 16.78% | 16.78% | 16.78% | 16.78% | 16.78% | 16.78% | 16.78% | 16.78% | 16.78%
Snohomish CountyMultifamily - Highly Impacted | Snohomish CountyMultifamily - Highly ImpactedWater Heat LE 55 Gal | Snohomish County | Multifamily - Highly Impacted | Water Heat LE 55 Gal | Existing | 14.58% | 14.58% | 14.58% | 14.58% | 14.58% | 14.58% | 14.58% | 14.58% | 14.58% | 14.58% | 14.58% | 14.58% | 14.58% | 14.58% | 14.58% | 14.58% | 14.58% | 14.58% | 14.58% | 14.58% | 14.58% | 14.58% | 14.58% | 14.58% | 14.58% | 14.58% | 14.58% | 14.58%
Snohomish CountySingle Family | Snohomish CountySingle FamilyWater Heat LE 55 Gal | Snohomish County | Single Family | Water Heat LE 55 Gal | Existing | 87.56% | 87.56% | 87.56% | 87.56% | 87.56% | 87.56% | 87.56% | 87.56% | 87.56% | 87.56% | 87.56% | 87.56% | 87.56% | 87.56% | 87.56% | 87.56% | 87.56% | 87.56% | 87.56% | 87.56% | 87.56% | 87.56% | 87.56% | 87.56% | 87.56% | 87.56% | 87.56% | 87.56%
Snohomish CountySingle Family - Highly Impacted | Snohomish CountySingle Family - Highly ImpactedWater Heat LE 55 Gal | Snohomish County | Single Family - Highly Impacted | Water Heat LE 55 Gal | Existing | 77.63% | 77.63% | 77.63% | 77.63% | 77.63% | 77.63% | 77.63% | 77.63% | 77.63% | 77.63% | 77.63% | 77.63% | 77.63% | 77.63% | 77.63% | 77.63% | 77.63% | 77.63% | 77.63% | 77.63% | 77.63% | 77.63% | 77.63% | 77.63% | 77.63% | 77.63% | 77.63% | 77.63%
Thurston CountyManufactured | Thurston CountyManufacturedCooking Oven | Thurston County | Manufactured | Cooking Oven | Existing | 22.16% | 22.16% | 22.16% | 22.16% | 22.16% | 22.16% | 22.16% | 22.16% | 22.16% | 22.16% | 22.16% | 22.16% | 22.16% | 22.16% | 22.16% | 22.16% | 22.16% | 22.16% | 22.16% | 22.16% | 22.16% | 22.16% | 22.16% | 22.16% | 22.16% | 22.16% | 22.16% | 22.16%
Thurston CountyManufactured - Highly Impacted | Thurston CountyManufactured - Highly ImpactedCooking Oven | Thurston County | Manufactured - Highly Impacted | Cooking Oven | Existing | 25.3% | 25.3% | 25.3% | 25.3% | 25.3% | 25.3% | 25.3% | 25.3% | 25.3% | 25.3% | 25.3% | 25.3% | 25.3% | 25.3% | 25.3% | 25.3% | 25.3% | 25.3% | 25.3% | 25.3% | 25.3% | 25.3% | 25.3% | 25.3% | 25.3% | 25.3% | 25.3% | 25.3%
Thurston CountyMultifamily | Thurston CountyMultifamilyCooking Oven | Thurston County | Multifamily | Cooking Oven | Existing | 6.4% | 6.4% | 6.4% | 6.4% | 6.4% | 6.4% | 6.4% | 6.4% | 6.4% | 6.4% | 6.4% | 6.4% | 6.4% | 6.4% | 6.4% | 6.4% | 6.4% | 6.4% | 6.4% | 6.4% | 6.4% | 6.4% | 6.4% | 6.4% | 6.4% | 6.4% | 6.4% | 6.4%
Thurston CountyMultifamily - Highly Impacted | Thurston CountyMultifamily - Highly ImpactedCooking Oven | Thurston County | Multifamily - Highly Impacted | Cooking Oven | Existing | 7.29% | 7.29% | 7.29% | 7.29% | 7.29% | 7.29% | 7.29% | 7.29% | 7.29% | 7.29% | 7.29% | 7.29% | 7.29% | 7.29% | 7.29% | 7.29% | 7.29% | 7.29% | 7.29% | 7.29% | 7.29% | 7.29% | 7.29% | 7.29% | 7.29% | 7.29% | 7.29% | 7.29%
Thurston CountySingle Family | Thurston CountySingle FamilyCooking Oven | Thurston County | Single Family | Cooking Oven | Existing | 27.82% | 27.82% | 27.82% | 27.82% | 27.82% | 27.82% | 27.82% | 27.82% | 27.82% | 27.82% | 27.82% | 27.82% | 27.82% | 27.82% | 27.82% | 27.82% | 27.82% | 27.82% | 27.82% | 27.82% | 27.82% | 27.82% | 27.82% | 27.82% | 27.82% | 27.82% | 27.82% | 27.82%
Thurston CountySingle Family - Highly Impacted | Thurston CountySingle Family - Highly ImpactedCooking Oven | Thurston County | Single Family - Highly Impacted | Cooking Oven | Existing | 25.3% | 25.3% | 25.3% | 25.3% | 25.3% | 25.3% | 25.3% | 25.3% | 25.3% | 25.3% | 25.3% | 25.3% | 25.3% | 25.3% | 25.3% | 25.3% | 25.3% | 25.3% | 25.3% | 25.3% | 25.3% | 25.3% | 25.3% | 25.3% | 25.3% | 25.3% | 25.3% | 25.3%
Thurston CountyManufactured | Thurston CountyManufacturedCooking Range | Thurston County | Manufactured | Cooking Range | Existing | 73.27% | 73.27% | 73.27% | 73.27% | 73.27% | 73.27% | 73.27% | 73.27% | 73.27% | 73.27% | 73.27% | 73.27% | 73.27% | 73.27% | 73.27% | 73.27% | 73.27% | 73.27% | 73.27% | 73.27% | 73.27% | 73.27% | 73.27% | 73.27% | 73.27% | 73.27% | 73.27% | 73.27%
Thurston CountyManufactured - Highly Impacted | Thurston CountyManufactured - Highly ImpactedCooking Range | Thurston County | Manufactured - Highly Impacted | Cooking Range | Existing | 42.42% | 42.42% | 42.42% | 42.42% | 42.42% | 42.42% | 42.42% | 42.42% | 42.42% | 42.42% | 42.42% | 42.42% | 42.42% | 42.42% | 42.42% | 42.42% | 42.42% | 42.42% | 42.42% | 42.42% | 42.42% | 42.42% | 42.42% | 42.42% | 42.42% | 42.42% | 42.42% | 42.42%
Thurston CountyMultifamily | Thurston CountyMultifamilyCooking Range | Thurston County | Multifamily | Cooking Range | Existing | 29.66% | 29.66% | 29.66% | 29.66% | 29.66% | 29.66% | 29.66% | 29.66% | 29.66% | 29.66% | 29.66% | 29.66% | 29.66% | 29.66% | 29.66% | 29.66% | 29.66% | 29.66% | 29.66% | 29.66% | 29.66% | 29.66% | 29.66% | 29.66% | 29.66% | 29.66% | 29.66% | 29.66%
Thurston CountyMultifamily - Highly Impacted | Thurston CountyMultifamily - Highly ImpactedCooking Range | Thurston County | Multifamily - Highly Impacted | Cooking Range | Existing | 15.61% | 15.61% | 15.61% | 15.61% | 15.61% | 15.61% | 15.61% | 15.61% | 15.61% | 15.61% | 15.61% | 15.61% | 15.61% | 15.61% | 15.61% | 15.61% | 15.61% | 15.61% | 15.61% | 15.61% | 15.61% | 15.61% | 15.61% | 15.61% | 15.61% | 15.61% | 15.61% | 15.61%
Thurston CountySingle Family | Thurston CountySingle FamilyCooking Range | Thurston County | Single Family | Cooking Range | Existing | 59.87% | 59.87% | 59.87% | 59.87% | 59.87% | 59.87% | 59.87% | 59.87% | 59.87% | 59.87% | 59.87% | 59.87% | 59.87% | 59.87% | 59.87% | 59.87% | 59.87% | 59.87% | 59.87% | 59.87% | 59.87% | 59.87% | 59.87% | 59.87% | 59.87% | 59.87% | 59.87% | 59.87%
Thurston CountySingle Family - Highly Impacted | Thurston CountySingle Family - Highly ImpactedCooking Range | Thurston County | Single Family - Highly Impacted | Cooking Range | Existing | 42.42% | 42.42% | 42.42% | 42.42% | 42.42% | 42.42% | 42.42% | 42.42% | 42.42% | 42.42% | 42.42% | 42.42% | 42.42% | 42.42% | 42.42% | 42.42% | 42.42% | 42.42% | 42.42% | 42.42% | 42.42% | 42.42% | 42.42% | 42.42% | 42.42% | 42.42% | 42.42% | 42.42%
Thurston CountyManufactured | Thurston CountyManufacturedDryer | Thurston County | Manufactured | Dryer | Existing | 3.8% | 3.8% | 3.8% | 3.8% | 3.8% | 3.8% | 3.8% | 3.8% | 3.8% | 3.8% | 3.8% | 3.8% | 3.8% | 3.8% | 3.8% | 3.8% | 3.8% | 3.8% | 3.8% | 3.8% | 3.8% | 3.8% | 3.8% | 3.8% | 3.8% | 3.8% | 3.8% | 3.8%
Thurston CountyManufactured - Highly Impacted | Thurston CountyManufactured - Highly ImpactedDryer | Thurston County | Manufactured - Highly Impacted | Dryer | Existing | 1.105% | 1.105% | 1.105% | 1.105% | 1.105% | 1.105% | 1.105% | 1.105% | 1.105% | 1.105% | 1.105% | 1.105% | 1.105% | 1.105% | 1.105% | 1.105% | 1.105% | 1.105% | 1.105% | 1.105% | 1.105% | 1.105% | 1.105% | 1.105% | 1.105% | 1.105% | 1.105% | 1.105%
Thurston CountyMultifamily | Thurston CountyMultifamilyDryer | Thurston County | Multifamily | Dryer | Existing | 2.473% | 2.473% | 2.473% | 2.473% | 2.473% | 2.473% | 2.473% | 2.473% | 2.473% | 2.473% | 2.473% | 2.473% | 2.473% | 2.473% | 2.473% | 2.473% | 2.473% | 2.473% | 2.473% | 2.473% | 2.473% | 2.473% | 2.473% | 2.473% | 2.473% | 2.473% | 2.473% | 2.473%
Thurston CountyMultifamily - Highly Impacted | Thurston CountyMultifamily - Highly ImpactedDryer | Thurston County | Multifamily - Highly Impacted | Dryer | Existing | 2.864% | 2.864% | 2.864% | 2.864% | 2.864% | 2.864% | 2.864% | 2.864% | 2.864% | 2.864% | 2.864% | 2.864% | 2.864% | 2.864% | 2.864% | 2.864% | 2.864% | 2.864% | 2.864% | 2.864% | 2.864% | 2.864% | 2.864% | 2.864% | 2.864% | 2.864% | 2.864% | 2.864%
Thurston CountySingle Family | Thurston CountySingle FamilyDryer | Thurston County | Single Family | Dryer | Existing | 9.474% | 9.474% | 9.474% | 9.474% | 9.474% | 9.474% | 9.474% | 9.474% | 9.474% | 9.474% | 9.474% | 9.474% | 9.474% | 9.474% | 9.474% | 9.474% | 9.474% | 9.474% | 9.474% | 9.474% | 9.474% | 9.474% | 9.474% | 9.474% | 9.474% | 9.474% | 9.474% | 9.474%
Thurston CountySingle Family - Highly Impacted | Thurston CountySingle Family - Highly ImpactedDryer | Thurston County | Single Family - Highly Impacted | Dryer | Existing | 13.28% | 13.28% | 13.28% | 13.28% | 13.28% | 13.28% | 13.28% | 13.28% | 13.28% | 13.28% | 13.28% | 13.28% | 13.28% | 13.28% | 13.28% | 13.28% | 13.28% | 13.28% | 13.28% | 13.28% | 13.28% | 13.28% | 13.28% | 13.28% | 13.28% | 13.28% | 13.28% | 13.28%
Thurston CountyManufactured | Thurston CountyManufacturedHeat Central Gas Boiler | Thurston County | Manufactured | Heat Central Gas Boiler | Existing | 100% | 100% | 100% | 100% | 100% | 100% | 100% | 100% | 100% | 100% | 100% | 100% | 100% | 100% | 100% | 100% | 100% | 100% | 100% | 100% | 100% | 100% | 100% | 100% | 100% | 100% | 100% | 100%
Thurston CountyManufactured - Highly Impacted | Thurston CountyManufactured - Highly ImpactedHeat Central Gas Boiler | Thurston County | Manufactured - Highly Impacted | Heat Central Gas Boiler | Existing | 100% | 100% | 100% | 100% | 100% | 100% | 100% | 100% | 100% | 100% | 100% | 100% | 100% | 100% | 100% | 100% | 100% | 100% | 100% | 100% | 100% | 100% | 100% | 100% | 100% | 100% | 100% | 100%
Thurston CountyMultifamily | Thurston CountyMultifamilyHeat Central Gas Boiler | Thurston County | Multifamily | Heat Central Gas Boiler | Existing | 100% | 100% | 100% | 100% | 100% | 100% | 100% | 100% | 100% | 100% | 100% | 100% | 100% | 100% | 100% | 100% | 100% | 100% | 100% | 100% | 100% | 100% | 100% | 100% | 100% | 100% | 100% | 100%
Thurston CountyMultifamily - Highly Impacted | Thurston CountyMultifamily - Highly ImpactedHeat Central Gas Boiler | Thurston County | Multifamily - Highly Impacted | Heat Central Gas Boiler | Existing | 100% | 100% | 100% | 100% | 100% | 100% | 100% | 100% | 100% | 100% | 100% | 100% | 100% | 100% | 100% | 100% | 100% | 100% | 100% | 100% | 100% | 100% | 100% | 100% | 100% | 100% | 100% | 100%
Thurston CountySingle Family | Thurston CountySingle FamilyHeat Central Gas Boiler | Thurston County | Single Family | Heat Central Gas Boiler | Existing | 100% | 100% | 100% | 100% | 100% | 100% | 100% | 100% | 100% | 100% | 100% | 100% | 100% | 100% | 100% | 100% | 100% | 100% | 100% | 100% | 100% | 100% | 100% | 100% | 100% | 100% | 100% | 100%
Thurston CountySingle Family - Highly Impacted | Thurston CountySingle Family - Highly ImpactedHeat Central Gas Boiler | Thurston County | Single Family - Highly Impacted | Heat Central Gas Boiler | Existing | 100% | 100% | 100% | 100% | 100% | 100% | 100% | 100% | 100% | 100% | 100% | 100% | 100% | 100% | 100% | 100% | 100% | 100% | 100% | 100% | 100% | 100% | 100% | 100% | 100% | 100% | 100% | 100%
Thurston CountyManufactured | Thurston CountyManufacturedHeat Central Gas Furnace | Thurston County | Manufactured | Heat Central Gas Furnace | Existing | 100% | 100% | 100% | 100% | 100% | 100% | 100% | 100% | 100% | 100% | 100% | 100% | 100% | 100% | 100% | 100% | 100% | 100% | 100% | 100% | 100% | 100% | 100% | 100% | 100% | 100% | 100% | 100%
Thurston CountyManufactured - Highly Impacted | Thurston CountyManufactured - Highly ImpactedHeat Central Gas Furnace | Thurston County | Manufactured - Highly Impacted | Heat Central Gas Furnace | Existing | 100% | 100% | 100% | 100% | 100% | 100% | 100% | 100% | 100% | 100% | 100% | 100% | 100% | 100% | 100% | 100% | 100% | 100% | 100% | 100% | 100% | 100% | 100% | 100% | 100% | 100% | 100% | 100%
Thurston CountyMultifamily | Thurston CountyMultifamilyHeat Central Gas Furnace | Thurston County | Multifamily | Heat Central Gas Furnace | Existing | 100% | 100% | 100% | 100% | 100% | 100% | 100% | 100% | 100% | 100% | 100% | 100% | 100% | 100% | 100% | 100% | 100% | 100% | 100% | 100% | 100% | 100% | 100% | 100% | 100% | 100% | 100% | 100%
Thurston CountyMultifamily - Highly Impacted | Thurston CountyMultifamily - Highly ImpactedHeat Central Gas Furnace | Thurston County | Multifamily - Highly Impacted | Heat Central Gas Furnace | Existing | 100% | 100% | 100% | 100% | 100% | 100% | 100% | 100% | 100% | 100% | 100% | 100% | 100% | 100% | 100% | 100% | 100% | 100% | 100% | 100% | 100% | 100% | 100% | 100% | 100% | 100% | 100% | 100%
Thurston CountySingle Family | Thurston CountySingle FamilyHeat Central Gas Furnace | Thurston County | Single Family | Heat Central Gas Furnace | Existing | 100% | 100% | 100% | 100% | 100% | 100% | 100% | 100% | 100% | 100% | 100% | 100% | 100% | 100% | 100% | 100% | 100% | 100% | 100% | 100% | 100% | 100% | 100% | 100% | 100% | 100% | 100% | 100%
Thurston CountySingle Family - Highly Impacted | Thurston CountySingle Family - Highly ImpactedHeat Central Gas Furnace | Thurston County | Single Family - Highly Impacted | Heat Central Gas Furnace | Existing | 100% | 100% | 100% | 100% | 100% | 100% | 100% | 100% | 100% | 100% | 100% | 100% | 100% | 100% | 100% | 100% | 100% | 100% | 100% | 100% | 100% | 100% | 100% | 100% | 100% | 100% | 100% | 100%
Thurston CountyManufactured | Thurston CountyManufacturedHeat Room Gas | Thurston County | Manufactured | Heat Room Gas | Existing | 100% | 100% | 100% | 100% | 100% | 100% | 100% | 100% | 100% | 100% | 100% | 100% | 100% | 100% | 100% | 100% | 100% | 100% | 100% | 100% | 100% | 100% | 100% | 100% | 100% | 100% | 100% | 100%
Thurston CountyManufactured - Highly Impacted | Thurston CountyManufactured - Highly ImpactedHeat Room Gas | Thurston County | Manufactured - Highly Impacted | Heat Room Gas | Existing | 100% | 100% | 100% | 100% | 100% | 100% | 100% | 100% | 100% | 100% | 100% | 100% | 100% | 100% | 100% | 100% | 100% | 100% | 100% | 100% | 100% | 100% | 100% | 100% | 100% | 100% | 100% | 100%
Thurston CountyMultifamily | Thurston CountyMultifamilyHeat Room Gas | Thurston County | Multifamily | Heat Room Gas | Existing | 100% | 100% | 100% | 100% | 100% | 100% | 100% | 100% | 100% | 100% | 100% | 100% | 100% | 100% | 100% | 100% | 100% | 100% | 100% | 100% | 100% | 100% | 100% | 100% | 100% | 100% | 100% | 100%
Thurston CountyMultifamily - Highly Impacted | Thurston CountyMultifamily - Highly ImpactedHeat Room Gas | Thurston County | Multifamily - Highly Impacted | Heat Room Gas | Existing | 100% | 100% | 100% | 100% | 100% | 100% | 100% | 100% | 100% | 100% | 100% | 100% | 100% | 100% | 100% | 100% | 100% | 100% | 100% | 100% | 100% | 100% | 100% | 100% | 100% | 100% | 100% | 100%
Thurston CountySingle Family | Thurston CountySingle FamilyHeat Room Gas | Thurston County | Single Family | Heat Room Gas | Existing | 100% | 100% | 100% | 100% | 100% | 100% | 100% | 100% | 100% | 100% | 100% | 100% | 100% | 100% | 100% | 100% | 100% | 100% | 100% | 100% | 100% | 100% | 100% | 100% | 100% | 100% | 100% | 100%
Thurston CountySingle Family - Highly Impacted | Thurston CountySingle Family - Highly ImpactedHeat Room Gas | Thurston County | Single Family - Highly Impacted | Heat Room Gas | Existing | 100% | 100% | 100% | 100% | 100% | 100% | 100% | 100% | 100% | 100% | 100% | 100% | 100% | 100% | 100% | 100% | 100% | 100% | 100% | 100% | 100% | 100% | 100% | 100% | 100% | 100% | 100% | 100%
Thurston CountyManufactured | Thurston CountyManufacturedOther | Thurston County | Manufactured | Other | Existing | 100% | 100% | 100% | 100% | 100% | 100% | 100% | 100% | 100% | 100% | 100% | 100% | 100% | 100% | 100% | 100% | 100% | 100% | 100% | 100% | 100% | 100% | 100% | 100% | 100% | 100% | 100% | 100%
Thurston CountyManufactured - Highly Impacted | Thurston CountyManufactured - Highly ImpactedOther | Thurston County | Manufactured - Highly Impacted | Other | Existing | 100% | 100% | 100% | 100% | 100% | 100% | 100% | 100% | 100% | 100% | 100% | 100% | 100% | 100% | 100% | 100% | 100% | 100% | 100% | 100% | 100% | 100% | 100% | 100% | 100% | 100% | 100% | 100%
Thurston CountyMultifamily | Thurston CountyMultifamilyOther | Thurston County | Multifamily | Other | Existing | 100% | 100% | 100% | 100% | 100% | 100% | 100% | 100% | 100% | 100% | 100% | 100% | 100% | 100% | 100% | 100% | 100% | 100% | 100% | 100% | 100% | 100% | 100% | 100% | 100% | 100% | 100% | 100%
Thurston CountyMultifamily - Highly Impacted | Thurston CountyMultifamily - Highly ImpactedOther | Thurston County | Multifamily - Highly Impacted | Other | Existing | 100% | 100% | 100% | 100% | 100% | 100% | 100% | 100% | 100% | 100% | 100% | 100% | 100% | 100% | 100% | 100% | 100% | 100% | 100% | 100% | 100% | 100% | 100% | 100% | 100% | 100% | 100% | 100%
Thurston CountySingle Family | Thurston CountySingle FamilyOther | Thurston County | Single Family | Other | Existing | 100% | 100% | 100% | 100% | 100% | 100% | 100% | 100% | 100% | 100% | 100% | 100% | 100% | 100% | 100% | 100% | 100% | 100% | 100% | 100% | 100% | 100% | 100% | 100% | 100% | 100% | 100% | 100%
Thurston CountySingle Family - Highly Impacted | Thurston CountySingle Family - Highly ImpactedOther | Thurston County | Single Family - Highly Impacted | Other | Existing | 100% | 100% | 100% | 100% | 100% | 100% | 100% | 100% | 100% | 100% | 100% | 100% | 100% | 100% | 100% | 100% | 100% | 100% | 100% | 100% | 100% | 100% | 100% | 100% | 100% | 100% | 100% | 100%
Thurston CountyManufactured | Thurston CountyManufacturedPool Heat | Thurston County | Manufactured | Pool Heat | Existing | 42.67% | 42.67% | 42.67% | 42.67% | 42.67% | 42.67% | 42.67% | 42.67% | 42.67% | 42.67% | 42.67% | 42.67% | 42.67% | 42.67% | 42.67% | 42.67% | 42.67% | 42.67% | 42.67% | 42.67% | 42.67% | 42.67% | 42.67% | 42.67% | 42.67% | 42.67% | 42.67% | 42.67%
Thurston CountyManufactured - Highly Impacted | Thurston CountyManufactured - Highly ImpactedPool Heat | Thurston County | Manufactured - Highly Impacted | Pool Heat | Existing | 42.67% | 42.67% | 42.67% | 42.67% | 42.67% | 42.67% | 42.67% | 42.67% | 42.67% | 42.67% | 42.67% | 42.67% | 42.67% | 42.67% | 42.67% | 42.67% | 42.67% | 42.67% | 42.67% | 42.67% | 42.67% | 42.67% | 42.67% | 42.67% | 42.67% | 42.67% | 42.67% | 42.67%
Thurston CountyMultifamily | Thurston CountyMultifamilyPool Heat | Thurston County | Multifamily | Pool Heat | Existing | bar: 0 2023 to 0 2050
Thurston CountyMultifamily - Highly Impacted | Thurston CountyMultifamily - Highly ImpactedPool Heat | Thurston County | Multifamily - Highly Impacted | Pool Heat | Existing | bar: 0 2023 to 0 2050
Thurston CountySingle Family | Thurston CountySingle FamilyPool Heat | Thurston County | Single Family | Pool Heat | Existing | 31.32% | 31.32% | 31.32% | 31.32% | 31.32% | 31.32% | 31.32% | 31.32% | 31.32% | 31.32% | 31.32% | 31.32% | 31.32% | 31.32% | 31.32% | 31.32% | 31.32% | 31.32% | 31.32% | 31.32% | 31.32% | 31.32% | 31.32% | 31.32% | 31.32% | 31.32% | 31.32% | 31.32%
Thurston CountySingle Family - Highly Impacted | Thurston CountySingle Family - Highly ImpactedPool Heat | Thurston County | Single Family - Highly Impacted | Pool Heat | Existing | 42.67% | 42.67% | 42.67% | 42.67% | 42.67% | 42.67% | 42.67% | 42.67% | 42.67% | 42.67% | 42.67% | 42.67% | 42.67% | 42.67% | 42.67% | 42.67% | 42.67% | 42.67% | 42.67% | 42.67% | 42.67% | 42.67% | 42.67% | 42.67% | 42.67% | 42.67% | 42.67% | 42.67%
Thurston CountyManufactured | Thurston CountyManufacturedWater Heat GT 55 Gal | Thurston County | Manufactured | Water Heat GT 55 Gal | Existing | 10.33% | 10.33% | 10.33% | 10.33% | 10.33% | 10.33% | 10.33% | 10.33% | 10.33% | 10.33% | 10.33% | 10.33% | 10.33% | 10.33% | 10.33% | 10.33% | 10.33% | 10.33% | 10.33% | 10.33% | 10.33% | 10.33% | 10.33% | 10.33% | 10.33% | 10.33% | 10.33% | 10.33%
Thurston CountyManufactured - Highly Impacted | Thurston CountyManufactured - Highly ImpactedWater Heat GT 55 Gal | Thurston County | Manufactured - Highly Impacted | Water Heat GT 55 Gal | Existing | 4.261% | 4.261% | 4.261% | 4.261% | 4.261% | 4.261% | 4.261% | 4.261% | 4.261% | 4.261% | 4.261% | 4.261% | 4.261% | 4.261% | 4.261% | 4.261% | 4.261% | 4.261% | 4.261% | 4.261% | 4.261% | 4.261% | 4.261% | 4.261% | 4.261% | 4.261% | 4.261% | 4.261%
Thurston CountyMultifamily | Thurston CountyMultifamilyWater Heat GT 55 Gal | Thurston County | Multifamily | Water Heat GT 55 Gal | Existing | 16.78% | 16.78% | 16.78% | 16.78% | 16.78% | 16.78% | 16.78% | 16.78% | 16.78% | 16.78% | 16.78% | 16.78% | 16.78% | 16.78% | 16.78% | 16.78% | 16.78% | 16.78% | 16.78% | 16.78% | 16.78% | 16.78% | 16.78% | 16.78% | 16.78% | 16.78% | 16.78% | 16.78%
Thurston CountyMultifamily - Highly Impacted | Thurston CountyMultifamily - Highly ImpactedWater Heat GT 55 Gal | Thurston County | Multifamily - Highly Impacted | Water Heat GT 55 Gal | Existing | 14.58% | 14.58% | 14.58% | 14.58% | 14.58% | 14.58% | 14.58% | 14.58% | 14.58% | 14.58% | 14.58% | 14.58% | 14.58% | 14.58% | 14.58% | 14.58% | 14.58% | 14.58% | 14.58% | 14.58% | 14.58% | 14.58% | 14.58% | 14.58% | 14.58% | 14.58% | 14.58% | 14.58%
Thurston CountySingle Family | Thurston CountySingle FamilyWater Heat GT 55 Gal | Thurston County | Single Family | Water Heat GT 55 Gal | Existing | 76.23% | 76.23% | 76.23% | 76.23% | 76.23% | 76.23% | 76.23% | 76.23% | 76.23% | 76.23% | 76.23% | 76.23% | 76.23% | 76.23% | 76.23% | 76.23% | 76.23% | 76.23% | 76.23% | 76.23% | 76.23% | 76.23% | 76.23% | 76.23% | 76.23% | 76.23% | 76.23% | 76.23%
Thurston CountySingle Family - Highly Impacted | Thurston CountySingle Family - Highly ImpactedWater Heat GT 55 Gal | Thurston County | Single Family - Highly Impacted | Water Heat GT 55 Gal | Existing | 77.63% | 77.63% | 77.63% | 77.63% | 77.63% | 77.63% | 77.63% | 77.63% | 77.63% | 77.63% | 77.63% | 77.63% | 77.63% | 77.63% | 77.63% | 77.63% | 77.63% | 77.63% | 77.63% | 77.63% | 77.63% | 77.63% | 77.63% | 77.63% | 77.63% | 77.63% | 77.63% | 77.63%
Thurston CountyManufactured | Thurston CountyManufacturedWater Heat LE 55 Gal | Thurston County | Manufactured | Water Heat LE 55 Gal | Existing | 10.33% | 10.33% | 10.33% | 10.33% | 10.33% | 10.33% | 10.33% | 10.33% | 10.33% | 10.33% | 10.33% | 10.33% | 10.33% | 10.33% | 10.33% | 10.33% | 10.33% | 10.33% | 10.33% | 10.33% | 10.33% | 10.33% | 10.33% | 10.33% | 10.33% | 10.33% | 10.33% | 10.33%
Thurston CountyManufactured - Highly Impacted | Thurston CountyManufactured - Highly ImpactedWater Heat LE 55 Gal | Thurston County | Manufactured - Highly Impacted | Water Heat LE 55 Gal | Existing | 4.261% | 4.261% | 4.261% | 4.261% | 4.261% | 4.261% | 4.261% | 4.261% | 4.261% | 4.261% | 4.261% | 4.261% | 4.261% | 4.261% | 4.261% | 4.261% | 4.261% | 4.261% | 4.261% | 4.261% | 4.261% | 4.261% | 4.261% | 4.261% | 4.261% | 4.261% | 4.261% | 4.261%
Thurston CountyMultifamily | Thurston CountyMultifamilyWater Heat LE 55 Gal | Thurston County | Multifamily | Water Heat LE 55 Gal | Existing | 16.78% | 16.78% | 16.78% | 16.78% | 16.78% | 16.78% | 16.78% | 16.78% | 16.78% | 16.78% | 16.78% | 16.78% | 16.78% | 16.78% | 16.78% | 16.78% | 16.78% | 16.78% | 16.78% | 16.78% | 16.78% | 16.78% | 16.78% | 16.78% | 16.78% | 16.78% | 16.78% | 16.78%
Thurston CountyMultifamily - Highly Impacted | Thurston CountyMultifamily - Highly ImpactedWater Heat LE 55 Gal | Thurston County | Multifamily - Highly Impacted | Water Heat LE 55 Gal | Existing | 14.58% | 14.58% | 14.58% | 14.58% | 14.58% | 14.58% | 14.58% | 14.58% | 14.58% | 14.58% | 14.58% | 14.58% | 14.58% | 14.58% | 14.58% | 14.58% | 14.58% | 14.58% | 14.58% | 14.58% | 14.58% | 14.58% | 14.58% | 14.58% | 14.58% | 14.58% | 14.58% | 14.58%
Thurston CountySingle Family | Thurston CountySingle FamilyWater Heat LE 55 Gal | Thurston County | Single Family | Water Heat LE 55 Gal | Existing | 76.23% | 76.23% | 76.23% | 76.23% | 76.23% | 76.23% | 76.23% | 76.23% | 76.23% | 76.23% | 76.23% | 76.23% | 76.23% | 76.23% | 76.23% | 76.23% | 76.23% | 76.23% | 76.23% | 76.23% | 76.23% | 76.23% | 76.23% | 76.23% | 76.23% | 76.23% | 76.23% | 76.23%
Thurston CountySingle Family - Highly Impacted | Thurston CountySingle Family - Highly ImpactedWater Heat LE 55 Gal | Thurston County | Single Family - Highly Impacted | Water Heat LE 55 Gal | Existing | 77.63% | 77.63% | 77.63% | 77.63% | 77.63% | 77.63% | 77.63% | 77.63% | 77.63% | 77.63% | 77.63% | 77.63% | 77.63% | 77.63% | 77.63% | 77.63% | 77.63% | 77.63% | 77.63% | 77.63% | 77.63% | 77.63% | 77.63% | 77.63% | 77.63% | 77.63% | 77.63% | 77.63%
King CountyManufactured | King CountyManufacturedCooking Oven | King County | Manufactured | Cooking Oven | New | 22.16% | 22.16% | 22.16% | 22.16% | 22.16% | 22.16% | 22.16% | 22.16% | 22.16% | 22.16% | 22.16% | 22.16% | 22.16% | 22.16% | 22.16% | 22.16% | 22.16% | 22.16% | 22.16% | 22.16% | 22.16% | 22.16% | 22.16% | 22.16% | 22.16% | 22.16% | 22.16% | 22.16%
King CountyManufactured - Highly Impacted | King CountyManufactured - Highly ImpactedCooking Oven | King County | Manufactured - Highly Impacted | Cooking Oven | New | 25.3% | 25.3% | 25.3% | 25.3% | 25.3% | 25.3% | 25.3% | 25.3% | 25.3% | 25.3% | 25.3% | 25.3% | 25.3% | 25.3% | 25.3% | 25.3% | 25.3% | 25.3% | 25.3% | 25.3% | 25.3% | 25.3% | 25.3% | 25.3% | 25.3% | 25.3% | 25.3% | 25.3%
King CountyMultifamily | King CountyMultifamilyCooking Oven | King County | Multifamily | Cooking Oven | New | 6.4% | 6.4% | 6.4% | 6.4% | 6.4% | 6.4% | 6.4% | 6.4% | 6.4% | 6.4% | 6.4% | 6.4% | 6.4% | 6.4% | 6.4% | 6.4% | 6.4% | 6.4% | 6.4% | 6.4% | 6.4% | 6.4% | 6.4% | 6.4% | 6.4% | 6.4% | 6.4% | 6.4%
King CountyMultifamily - Highly Impacted | King CountyMultifamily - Highly ImpactedCooking Oven | King County | Multifamily - Highly Impacted | Cooking Oven | New | 7.29% | 7.29% | 7.29% | 7.29% | 7.29% | 7.29% | 7.29% | 7.29% | 7.29% | 7.29% | 7.29% | 7.29% | 7.29% | 7.29% | 7.29% | 7.29% | 7.29% | 7.29% | 7.29% | 7.29% | 7.29% | 7.29% | 7.29% | 7.29% | 7.29% | 7.29% | 7.29% | 7.29%
King CountySingle Family | King CountySingle FamilyCooking Oven | King County | Single Family | Cooking Oven | New | 22.3% | 22.3% | 22.3% | 22.3% | 22.3% | 22.3% | 22.3% | 22.3% | 22.3% | 22.3% | 22.3% | 22.3% | 22.3% | 22.3% | 22.3% | 22.3% | 22.3% | 22.3% | 22.3% | 22.3% | 22.3% | 22.3% | 22.3% | 22.3% | 22.3% | 22.3% | 22.3% | 22.3%
King CountySingle Family - Highly Impacted | King CountySingle Family - Highly ImpactedCooking Oven | King County | Single Family - Highly Impacted | Cooking Oven | New | 25.3% | 25.3% | 25.3% | 25.3% | 25.3% | 25.3% | 25.3% | 25.3% | 25.3% | 25.3% | 25.3% | 25.3% | 25.3% | 25.3% | 25.3% | 25.3% | 25.3% | 25.3% | 25.3% | 25.3% | 25.3% | 25.3% | 25.3% | 25.3% | 25.3% | 25.3% | 25.3% | 25.3%
King CountyManufactured | King CountyManufacturedCooking Range | King County | Manufactured | Cooking Range | New | 73.27% | 73.27% | 73.27% | 73.27% | 73.27% | 73.27% | 73.27% | 73.27% | 73.27% | 73.27% | 73.27% | 73.27% | 73.27% | 73.27% | 73.27% | 73.27% | 73.27% | 73.27% | 73.27% | 73.27% | 73.27% | 73.27% | 73.27% | 73.27% | 73.27% | 73.27% | 73.27% | 73.27%
King CountyManufactured - Highly Impacted | King CountyManufactured - Highly ImpactedCooking Range | King County | Manufactured - Highly Impacted | Cooking Range | New | 42.42% | 42.42% | 42.42% | 42.42% | 42.42% | 42.42% | 42.42% | 42.42% | 42.42% | 42.42% | 42.42% | 42.42% | 42.42% | 42.42% | 42.42% | 42.42% | 42.42% | 42.42% | 42.42% | 42.42% | 42.42% | 42.42% | 42.42% | 42.42% | 42.42% | 42.42% | 42.42% | 42.42%
King CountyMultifamily | King CountyMultifamilyCooking Range | King County | Multifamily | Cooking Range | New | 29.66% | 29.66% | 29.66% | 29.66% | 29.66% | 29.66% | 29.66% | 29.66% | 29.66% | 29.66% | 29.66% | 29.66% | 29.66% | 29.66% | 29.66% | 29.66% | 29.66% | 29.66% | 29.66% | 29.66% | 29.66% | 29.66% | 29.66% | 29.66% | 29.66% | 29.66% | 29.66% | 29.66%
King CountyMultifamily - Highly Impacted | King CountyMultifamily - Highly ImpactedCooking Range | King County | Multifamily - Highly Impacted | Cooking Range | New | 15.61% | 15.61% | 15.61% | 15.61% | 15.61% | 15.61% | 15.61% | 15.61% | 15.61% | 15.61% | 15.61% | 15.61% | 15.61% | 15.61% | 15.61% | 15.61% | 15.61% | 15.61% | 15.61% | 15.61% | 15.61% | 15.61% | 15.61% | 15.61% | 15.61% | 15.61% | 15.61% | 15.61%
King CountySingle Family | King CountySingle FamilyCooking Range | King County | Single Family | Cooking Range | New | 74.93% | 74.93% | 74.93% | 74.93% | 74.93% | 74.93% | 74.93% | 74.93% | 74.93% | 74.93% | 74.93% | 74.93% | 74.93% | 74.93% | 74.93% | 74.93% | 74.93% | 74.93% | 74.93% | 74.93% | 74.93% | 74.93% | 74.93% | 74.93% | 74.93% | 74.93% | 74.93% | 74.93%
King CountySingle Family - Highly Impacted | King CountySingle Family - Highly ImpactedCooking Range | King County | Single Family - Highly Impacted | Cooking Range | New | 42.42% | 42.42% | 42.42% | 42.42% | 42.42% | 42.42% | 42.42% | 42.42% | 42.42% | 42.42% | 42.42% | 42.42% | 42.42% | 42.42% | 42.42% | 42.42% | 42.42% | 42.42% | 42.42% | 42.42% | 42.42% | 42.42% | 42.42% | 42.42% | 42.42% | 42.42% | 42.42% | 42.42%
King CountyManufactured | King CountyManufacturedDryer | King County | Manufactured | Dryer | New | 3.8% | 3.8% | 3.8% | 3.8% | 3.8% | 3.8% | 3.8% | 3.8% | 3.8% | 3.8% | 3.8% | 3.8% | 3.8% | 3.8% | 3.8% | 3.8% | 3.8% | 3.8% | 3.8% | 3.8% | 3.8% | 3.8% | 3.8% | 3.8% | 3.8% | 3.8% | 3.8% | 3.8%
King CountyManufactured - Highly Impacted | King CountyManufactured - Highly ImpactedDryer | King County | Manufactured - Highly Impacted | Dryer | New | 1.105% | 1.105% | 1.105% | 1.105% | 1.105% | 1.105% | 1.105% | 1.105% | 1.105% | 1.105% | 1.105% | 1.105% | 1.105% | 1.105% | 1.105% | 1.105% | 1.105% | 1.105% | 1.105% | 1.105% | 1.105% | 1.105% | 1.105% | 1.105% | 1.105% | 1.105% | 1.105% | 1.105%
King CountyMultifamily | King CountyMultifamilyDryer | King County | Multifamily | Dryer | New | 2.473% | 2.473% | 2.473% | 2.473% | 2.473% | 2.473% | 2.473% | 2.473% | 2.473% | 2.473% | 2.473% | 2.473% | 2.473% | 2.473% | 2.473% | 2.473% | 2.473% | 2.473% | 2.473% | 2.473% | 2.473% | 2.473% | 2.473% | 2.473% | 2.473% | 2.473% | 2.473% | 2.473%
King CountyMultifamily - Highly Impacted | King CountyMultifamily - Highly ImpactedDryer | King County | Multifamily - Highly Impacted | Dryer | New | 2.864% | 2.864% | 2.864% | 2.864% | 2.864% | 2.864% | 2.864% | 2.864% | 2.864% | 2.864% | 2.864% | 2.864% | 2.864% | 2.864% | 2.864% | 2.864% | 2.864% | 2.864% | 2.864% | 2.864% | 2.864% | 2.864% | 2.864% | 2.864% | 2.864% | 2.864% | 2.864% | 2.864%
King CountySingle Family | King CountySingle FamilyDryer | King County | Single Family | Dryer | New | 15.15% | 15.15% | 15.15% | 15.15% | 15.15% | 15.15% | 15.15% | 15.15% | 15.15% | 15.15% | 15.15% | 15.15% | 15.15% | 15.15% | 15.15% | 15.15% | 15.15% | 15.15% | 15.15% | 15.15% | 15.15% | 15.15% | 15.15% | 15.15% | 15.15% | 15.15% | 15.15% | 15.15%
King CountySingle Family - Highly Impacted | King CountySingle Family - Highly ImpactedDryer | King County | Single Family - Highly Impacted | Dryer | New | 13.28% | 13.28% | 13.28% | 13.28% | 13.28% | 13.28% | 13.28% | 13.28% | 13.28% | 13.28% | 13.28% | 13.28% | 13.28% | 13.28% | 13.28% | 13.28% | 13.28% | 13.28% | 13.28% | 13.28% | 13.28% | 13.28% | 13.28% | 13.28% | 13.28% | 13.28% | 13.28% | 13.28%
King CountyManufactured | King CountyManufacturedHeat Central Gas Boiler | King County | Manufactured | Heat Central Gas Boiler | New | 100% | 100% | 100% | 100% | 100% | 100% | 100% | 100% | 100% | 100% | 100% | 100% | 100% | 100% | 100% | 100% | 100% | 100% | 100% | 100% | 100% | 100% | 100% | 100% | 100% | 100% | 100% | 100%
King CountyManufactured - Highly Impacted | King CountyManufactured - Highly ImpactedHeat Central Gas Boiler | King County | Manufactured - Highly Impacted | Heat Central Gas Boiler | New | 100% | 100% | 100% | 100% | 100% | 100% | 100% | 100% | 100% | 100% | 100% | 100% | 100% | 100% | 100% | 100% | 100% | 100% | 100% | 100% | 100% | 100% | 100% | 100% | 100% | 100% | 100% | 100%
King CountyMultifamily | King CountyMultifamilyHeat Central Gas Boiler | King County | Multifamily | Heat Central Gas Boiler | New | 100% | 100% | 100% | 100% | 100% | 100% | 100% | 100% | 100% | 100% | 100% | 100% | 100% | 100% | 100% | 100% | 100% | 100% | 100% | 100% | 100% | 100% | 100% | 100% | 100% | 100% | 100% | 100%
King CountyMultifamily - Highly Impacted | King CountyMultifamily - Highly ImpactedHeat Central Gas Boiler | King County | Multifamily - Highly Impacted | Heat Central Gas Boiler | New | 100% | 100% | 100% | 100% | 100% | 100% | 100% | 100% | 100% | 100% | 100% | 100% | 100% | 100% | 100% | 100% | 100% | 100% | 100% | 100% | 100% | 100% | 100% | 100% | 100% | 100% | 100% | 100%
King CountySingle Family | King CountySingle FamilyHeat Central Gas Boiler | King County | Single Family | Heat Central Gas Boiler | New | 100% | 100% | 100% | 100% | 100% | 100% | 100% | 100% | 100% | 100% | 100% | 100% | 100% | 100% | 100% | 100% | 100% | 100% | 100% | 100% | 100% | 100% | 100% | 100% | 100% | 100% | 100% | 100%
King CountySingle Family - Highly Impacted | King CountySingle Family - Highly ImpactedHeat Central Gas Boiler | King County | Single Family - Highly Impacted | Heat Central Gas Boiler | New | 100% | 100% | 100% | 100% | 100% | 100% | 100% | 100% | 100% | 100% | 100% | 100% | 100% | 100% | 100% | 100% | 100% | 100% | 100% | 100% | 100% | 100% | 100% | 100% | 100% | 100% | 100% | 100%
King CountyManufactured | King CountyManufacturedHeat Central Gas Furnace | King County | Manufactured | Heat Central Gas Furnace | New | 100% | 100% | 100% | 100% | 100% | 100% | 100% | 100% | 100% | 100% | 100% | 100% | 100% | 100% | 100% | 100% | 100% | 100% | 100% | 100% | 100% | 100% | 100% | 100% | 100% | 100% | 100% | 100%
King CountyManufactured - Highly Impacted | King CountyManufactured - Highly ImpactedHeat Central Gas Furnace | King County | Manufactured - Highly Impacted | Heat Central Gas Furnace | New | 100% | 100% | 100% | 100% | 100% | 100% | 100% | 100% | 100% | 100% | 100% | 100% | 100% | 100% | 100% | 100% | 100% | 100% | 100% | 100% | 100% | 100% | 100% | 100% | 100% | 100% | 100% | 100%
King CountyMultifamily | King CountyMultifamilyHeat Central Gas Furnace | King County | Multifamily | Heat Central Gas Furnace | New | 100% | 100% | 100% | 100% | 100% | 100% | 100% | 100% | 100% | 100% | 100% | 100% | 100% | 100% | 100% | 100% | 100% | 100% | 100% | 100% | 100% | 100% | 100% | 100% | 100% | 100% | 100% | 100%
King CountyMultifamily - Highly Impacted | King CountyMultifamily - Highly ImpactedHeat Central Gas Furnace | King County | Multifamily - Highly Impacted | Heat Central Gas Furnace | New | 100% | 100% | 100% | 100% | 100% | 100% | 100% | 100% | 100% | 100% | 100% | 100% | 100% | 100% | 100% | 100% | 100% | 100% | 100% | 100% | 100% | 100% | 100% | 100% | 100% | 100% | 100% | 100%
King CountySingle Family | King CountySingle FamilyHeat Central Gas Furnace | King County | Single Family | Heat Central Gas Furnace | New | 100% | 100% | 100% | 100% | 100% | 100% | 100% | 100% | 100% | 100% | 100% | 100% | 100% | 100% | 100% | 100% | 100% | 100% | 100% | 100% | 100% | 100% | 100% | 100% | 100% | 100% | 100% | 100%
King CountySingle Family - Highly Impacted | King CountySingle Family - Highly ImpactedHeat Central Gas Furnace | King County | Single Family - Highly Impacted | Heat Central Gas Furnace | New | 100% | 100% | 100% | 100% | 100% | 100% | 100% | 100% | 100% | 100% | 100% | 100% | 100% | 100% | 100% | 100% | 100% | 100% | 100% | 100% | 100% | 100% | 100% | 100% | 100% | 100% | 100% | 100%
King CountyManufactured | King CountyManufacturedHeat Room Gas | King County | Manufactured | Heat Room Gas | New | 100% | 100% | 100% | 100% | 100% | 100% | 100% | 100% | 100% | 100% | 100% | 100% | 100% | 100% | 100% | 100% | 100% | 100% | 100% | 100% | 100% | 100% | 100% | 100% | 100% | 100% | 100% | 100%
King CountyManufactured - Highly Impacted | King CountyManufactured - Highly ImpactedHeat Room Gas | King County | Manufactured - Highly Impacted | Heat Room Gas | New | 100% | 100% | 100% | 100% | 100% | 100% | 100% | 100% | 100% | 100% | 100% | 100% | 100% | 100% | 100% | 100% | 100% | 100% | 100% | 100% | 100% | 100% | 100% | 100% | 100% | 100% | 100% | 100%
King CountyMultifamily | King CountyMultifamilyHeat Room Gas | King County | Multifamily | Heat Room Gas | New | 100% | 100% | 100% | 100% | 100% | 100% | 100% | 100% | 100% | 100% | 100% | 100% | 100% | 100% | 100% | 100% | 100% | 100% | 100% | 100% | 100% | 100% | 100% | 100% | 100% | 100% | 100% | 100%
King CountyMultifamily - Highly Impacted | King CountyMultifamily - Highly ImpactedHeat Room Gas | King County | Multifamily - Highly Impacted | Heat Room Gas | New | 100% | 100% | 100% | 100% | 100% | 100% | 100% | 100% | 100% | 100% | 100% | 100% | 100% | 100% | 100% | 100% | 100% | 100% | 100% | 100% | 100% | 100% | 100% | 100% | 100% | 100% | 100% | 100%
King CountySingle Family | King CountySingle FamilyHeat Room Gas | King County | Single Family | Heat Room Gas | New | 100% | 100% | 100% | 100% | 100% | 100% | 100% | 100% | 100% | 100% | 100% | 100% | 100% | 100% | 100% | 100% | 100% | 100% | 100% | 100% | 100% | 100% | 100% | 100% | 100% | 100% | 100% | 100%
King CountySingle Family - Highly Impacted | King CountySingle Family - Highly ImpactedHeat Room Gas | King County | Single Family - Highly Impacted | Heat Room Gas | New | 100% | 100% | 100% | 100% | 100% | 100% | 100% | 100% | 100% | 100% | 100% | 100% | 100% | 100% | 100% | 100% | 100% | 100% | 100% | 100% | 100% | 100% | 100% | 100% | 100% | 100% | 100% | 100%
King CountyManufactured | King CountyManufacturedOther | King County | Manufactured | Other | New | 100% | 100% | 100% | 100% | 100% | 100% | 100% | 100% | 100% | 100% | 100% | 100% | 100% | 100% | 100% | 100% | 100% | 100% | 100% | 100% | 100% | 100% | 100% | 100% | 100% | 100% | 100% | 100%
King CountyManufactured - Highly Impacted | King CountyManufactured - Highly ImpactedOther | King County | Manufactured - Highly Impacted | Other | New | 100% | 100% | 100% | 100% | 100% | 100% | 100% | 100% | 100% | 100% | 100% | 100% | 100% | 100% | 100% | 100% | 100% | 100% | 100% | 100% | 100% | 100% | 100% | 100% | 100% | 100% | 100% | 100%
King CountyMultifamily | King CountyMultifamilyOther | King County | Multifamily | Other | New | 100% | 100% | 100% | 100% | 100% | 100% | 100% | 100% | 100% | 100% | 100% | 100% | 100% | 100% | 100% | 100% | 100% | 100% | 100% | 100% | 100% | 100% | 100% | 100% | 100% | 100% | 100% | 100%
King CountyMultifamily - Highly Impacted | King CountyMultifamily - Highly ImpactedOther | King County | Multifamily - Highly Impacted | Other | New | 100% | 100% | 100% | 100% | 100% | 100% | 100% | 100% | 100% | 100% | 100% | 100% | 100% | 100% | 100% | 100% | 100% | 100% | 100% | 100% | 100% | 100% | 100% | 100% | 100% | 100% | 100% | 100%
King CountySingle Family | King CountySingle FamilyOther | King County | Single Family | Other | New | 100% | 100% | 100% | 100% | 100% | 100% | 100% | 100% | 100% | 100% | 100% | 100% | 100% | 100% | 100% | 100% | 100% | 100% | 100% | 100% | 100% | 100% | 100% | 100% | 100% | 100% | 100% | 100%
King CountySingle Family - Highly Impacted | King CountySingle Family - Highly ImpactedOther | King County | Single Family - Highly Impacted | Other | New | 100% | 100% | 100% | 100% | 100% | 100% | 100% | 100% | 100% | 100% | 100% | 100% | 100% | 100% | 100% | 100% | 100% | 100% | 100% | 100% | 100% | 100% | 100% | 100% | 100% | 100% | 100% | 100%
King CountyManufactured | King CountyManufacturedPool Heat | King County | Manufactured | Pool Heat | New | 42.67% | 42.67% | 42.67% | 42.67% | 42.67% | 42.67% | 42.67% | 42.67% | 42.67% | 42.67% | 42.67% | 42.67% | 42.67% | 42.67% | 42.67% | 42.67% | 42.67% | 42.67% | 42.67% | 42.67% | 42.67% | 42.67% | 42.67% | 42.67% | 42.67% | 42.67% | 42.67% | 42.67%
King CountyManufactured - Highly Impacted | King CountyManufactured - Highly ImpactedPool Heat | King County | Manufactured - Highly Impacted | Pool Heat | New | 42.67% | 42.67% | 42.67% | 42.67% | 42.67% | 42.67% | 42.67% | 42.67% | 42.67% | 42.67% | 42.67% | 42.67% | 42.67% | 42.67% | 42.67% | 42.67% | 42.67% | 42.67% | 42.67% | 42.67% | 42.67% | 42.67% | 42.67% | 42.67% | 42.67% | 42.67% | 42.67% | 42.67%
King CountyMultifamily | King CountyMultifamilyPool Heat | King County | Multifamily | Pool Heat | New | bar: 0 2023 to 0 2050
King CountyMultifamily - Highly Impacted | King CountyMultifamily - Highly ImpactedPool Heat | King County | Multifamily - Highly Impacted | Pool Heat | New | bar: 0 2023 to 0 2050
King CountySingle Family | King CountySingle FamilyPool Heat | King County | Single Family | Pool Heat | New | 47.37% | 47.37% | 47.37% | 47.37% | 47.37% | 47.37% | 47.37% | 47.37% | 47.37% | 47.37% | 47.37% | 47.37% | 47.37% | 47.37% | 47.37% | 47.37% | 47.37% | 47.37% | 47.37% | 47.37% | 47.37% | 47.37% | 47.37% | 47.37% | 47.37% | 47.37% | 47.37% | 47.37%
King CountySingle Family - Highly Impacted | King CountySingle Family - Highly ImpactedPool Heat | King County | Single Family - Highly Impacted | Pool Heat | New | 42.67% | 42.67% | 42.67% | 42.67% | 42.67% | 42.67% | 42.67% | 42.67% | 42.67% | 42.67% | 42.67% | 42.67% | 42.67% | 42.67% | 42.67% | 42.67% | 42.67% | 42.67% | 42.67% | 42.67% | 42.67% | 42.67% | 42.67% | 42.67% | 42.67% | 42.67% | 42.67% | 42.67%
King CountyManufactured | King CountyManufacturedWater Heat GT 55 Gal | King County | Manufactured | Water Heat GT 55 Gal | New | 10.33% | 10.33% | 10.33% | 10.33% | 10.33% | 10.33% | 10.33% | 10.33% | 10.33% | 10.33% | 10.33% | 10.33% | 10.33% | 10.33% | 10.33% | 10.33% | 10.33% | 10.33% | 10.33% | 10.33% | 10.33% | 10.33% | 10.33% | 10.33% | 10.33% | 10.33% | 10.33% | 10.33%
King CountyManufactured - Highly Impacted | King CountyManufactured - Highly ImpactedWater Heat GT 55 Gal | King County | Manufactured - Highly Impacted | Water Heat GT 55 Gal | New | 4.261% | 4.261% | 4.261% | 4.261% | 4.261% | 4.261% | 4.261% | 4.261% | 4.261% | 4.261% | 4.261% | 4.261% | 4.261% | 4.261% | 4.261% | 4.261% | 4.261% | 4.261% | 4.261% | 4.261% | 4.261% | 4.261% | 4.261% | 4.261% | 4.261% | 4.261% | 4.261% | 4.261%
King CountyMultifamily | King CountyMultifamilyWater Heat GT 55 Gal | King County | Multifamily | Water Heat GT 55 Gal | New | 16.78% | 16.78% | 16.78% | 16.78% | 16.78% | 16.78% | 16.78% | 16.78% | 16.78% | 16.78% | 16.78% | 16.78% | 16.78% | 16.78% | 16.78% | 16.78% | 16.78% | 16.78% | 16.78% | 16.78% | 16.78% | 16.78% | 16.78% | 16.78% | 16.78% | 16.78% | 16.78% | 16.78%
King CountyMultifamily - Highly Impacted | King CountyMultifamily - Highly ImpactedWater Heat GT 55 Gal | King County | Multifamily - Highly Impacted | Water Heat GT 55 Gal | New | 14.58% | 14.58% | 14.58% | 14.58% | 14.58% | 14.58% | 14.58% | 14.58% | 14.58% | 14.58% | 14.58% | 14.58% | 14.58% | 14.58% | 14.58% | 14.58% | 14.58% | 14.58% | 14.58% | 14.58% | 14.58% | 14.58% | 14.58% | 14.58% | 14.58% | 14.58% | 14.58% | 14.58%
King CountySingle Family | King CountySingle FamilyWater Heat GT 55 Gal | King County | Single Family | Water Heat GT 55 Gal | New | 81.13% | 81.13% | 81.13% | 81.13% | 81.13% | 81.13% | 81.13% | 81.13% | 81.13% | 81.13% | 81.13% | 81.13% | 81.13% | 81.13% | 81.13% | 81.13% | 81.13% | 81.13% | 81.13% | 81.13% | 81.13% | 81.13% | 81.13% | 81.13% | 81.13% | 81.13% | 81.13% | 81.13%
King CountySingle Family - Highly Impacted | King CountySingle Family - Highly ImpactedWater Heat GT 55 Gal | King County | Single Family - Highly Impacted | Water Heat GT 55 Gal | New | 77.63% | 77.63% | 77.63% | 77.63% | 77.63% | 77.63% | 77.63% | 77.63% | 77.63% | 77.63% | 77.63% | 77.63% | 77.63% | 77.63% | 77.63% | 77.63% | 77.63% | 77.63% | 77.63% | 77.63% | 77.63% | 77.63% | 77.63% | 77.63% | 77.63% | 77.63% | 77.63% | 77.63%
King CountyManufactured | King CountyManufacturedWater Heat LE 55 Gal | King County | Manufactured | Water Heat LE 55 Gal | New | 10.33% | 10.33% | 10.33% | 10.33% | 10.33% | 10.33% | 10.33% | 10.33% | 10.33% | 10.33% | 10.33% | 10.33% | 10.33% | 10.33% | 10.33% | 10.33% | 10.33% | 10.33% | 10.33% | 10.33% | 10.33% | 10.33% | 10.33% | 10.33% | 10.33% | 10.33% | 10.33% | 10.33%
King CountyManufactured - Highly Impacted | King CountyManufactured - Highly ImpactedWater Heat LE 55 Gal | King County | Manufactured - Highly Impacted | Water Heat LE 55 Gal | New | 4.261% | 4.261% | 4.261% | 4.261% | 4.261% | 4.261% | 4.261% | 4.261% | 4.261% | 4.261% | 4.261% | 4.261% | 4.261% | 4.261% | 4.261% | 4.261% | 4.261% | 4.261% | 4.261% | 4.261% | 4.261% | 4.261% | 4.261% | 4.261% | 4.261% | 4.261% | 4.261% | 4.261%
King CountyMultifamily | King CountyMultifamilyWater Heat LE 55 Gal | King County | Multifamily | Water Heat LE 55 Gal | New | 16.78% | 16.78% | 16.78% | 16.78% | 16.78% | 16.78% | 16.78% | 16.78% | 16.78% | 16.78% | 16.78% | 16.78% | 16.78% | 16.78% | 16.78% | 16.78% | 16.78% | 16.78% | 16.78% | 16.78% | 16.78% | 16.78% | 16.78% | 16.78% | 16.78% | 16.78% | 16.78% | 16.78%
King CountyMultifamily - Highly Impacted | King CountyMultifamily - Highly ImpactedWater Heat LE 55 Gal | King County | Multifamily - Highly Impacted | Water Heat LE 55 Gal | New | 14.58% | 14.58% | 14.58% | 14.58% | 14.58% | 14.58% | 14.58% | 14.58% | 14.58% | 14.58% | 14.58% | 14.58% | 14.58% | 14.58% | 14.58% | 14.58% | 14.58% | 14.58% | 14.58% | 14.58% | 14.58% | 14.58% | 14.58% | 14.58% | 14.58% | 14.58% | 14.58% | 14.58%
King CountySingle Family | King CountySingle FamilyWater Heat LE 55 Gal | King County | Single Family | Water Heat LE 55 Gal | New | 81.13% | 81.13% | 81.13% | 81.13% | 81.13% | 81.13% | 81.13% | 81.13% | 81.13% | 81.13% | 81.13% | 81.13% | 81.13% | 81.13% | 81.13% | 81.13% | 81.13% | 81.13% | 81.13% | 81.13% | 81.13% | 81.13% | 81.13% | 81.13% | 81.13% | 81.13% | 81.13% | 81.13%
King CountySingle Family - Highly Impacted | King CountySingle Family - Highly ImpactedWater Heat LE 55 Gal | King County | Single Family - Highly Impacted | Water Heat LE 55 Gal | New | 77.63% | 77.63% | 77.63% | 77.63% | 77.63% | 77.63% | 77.63% | 77.63% | 77.63% | 77.63% | 77.63% | 77.63% | 77.63% | 77.63% | 77.63% | 77.63% | 77.63% | 77.63% | 77.63% | 77.63% | 77.63% | 77.63% | 77.63% | 77.63% | 77.63% | 77.63% | 77.63% | 77.63%
Kittitas CountyManufactured | Kittitas CountyManufacturedCooking Oven | Kittitas County | Manufactured | Cooking Oven | New | 22.16% | 22.16% | 22.16% | 22.16% | 22.16% | 22.16% | 22.16% | 22.16% | 22.16% | 22.16% | 22.16% | 22.16% | 22.16% | 22.16% | 22.16% | 22.16% | 22.16% | 22.16% | 22.16% | 22.16% | 22.16% | 22.16% | 22.16% | 22.16% | 22.16% | 22.16% | 22.16% | 22.16%
Kittitas CountyManufactured - Highly Impacted | Kittitas CountyManufactured - Highly ImpactedCooking Oven | Kittitas County | Manufactured - Highly Impacted | Cooking Oven | New | 25.3% | 25.3% | 25.3% | 25.3% | 25.3% | 25.3% | 25.3% | 25.3% | 25.3% | 25.3% | 25.3% | 25.3% | 25.3% | 25.3% | 25.3% | 25.3% | 25.3% | 25.3% | 25.3% | 25.3% | 25.3% | 25.3% | 25.3% | 25.3% | 25.3% | 25.3% | 25.3% | 25.3%
Kittitas CountyMultifamily | Kittitas CountyMultifamilyCooking Oven | Kittitas County | Multifamily | Cooking Oven | New | 6.4% | 6.4% | 6.4% | 6.4% | 6.4% | 6.4% | 6.4% | 6.4% | 6.4% | 6.4% | 6.4% | 6.4% | 6.4% | 6.4% | 6.4% | 6.4% | 6.4% | 6.4% | 6.4% | 6.4% | 6.4% | 6.4% | 6.4% | 6.4% | 6.4% | 6.4% | 6.4% | 6.4%
Kittitas CountyMultifamily - Highly Impacted | Kittitas CountyMultifamily - Highly ImpactedCooking Oven | Kittitas County | Multifamily - Highly Impacted | Cooking Oven | New | 7.29% | 7.29% | 7.29% | 7.29% | 7.29% | 7.29% | 7.29% | 7.29% | 7.29% | 7.29% | 7.29% | 7.29% | 7.29% | 7.29% | 7.29% | 7.29% | 7.29% | 7.29% | 7.29% | 7.29% | 7.29% | 7.29% | 7.29% | 7.29% | 7.29% | 7.29% | 7.29% | 7.29%
Kittitas CountySingle Family | Kittitas CountySingle FamilyCooking Oven | Kittitas County | Single Family | Cooking Oven | New | 38.59% | 38.59% | 38.59% | 38.59% | 38.59% | 38.59% | 38.59% | 38.59% | 38.59% | 38.59% | 38.59% | 38.59% | 38.59% | 38.59% | 38.59% | 38.59% | 38.59% | 38.59% | 38.59% | 38.59% | 38.59% | 38.59% | 38.59% | 38.59% | 38.59% | 38.59% | 38.59% | 38.59%
Kittitas CountySingle Family - Highly Impacted | Kittitas CountySingle Family - Highly ImpactedCooking Oven | Kittitas County | Single Family - Highly Impacted | Cooking Oven | New | 25.3% | 25.3% | 25.3% | 25.3% | 25.3% | 25.3% | 25.3% | 25.3% | 25.3% | 25.3% | 25.3% | 25.3% | 25.3% | 25.3% | 25.3% | 25.3% | 25.3% | 25.3% | 25.3% | 25.3% | 25.3% | 25.3% | 25.3% | 25.3% | 25.3% | 25.3% | 25.3% | 25.3%
Kittitas CountyManufactured | Kittitas CountyManufacturedCooking Range | Kittitas County | Manufactured | Cooking Range | New | 73.27% | 73.27% | 73.27% | 73.27% | 73.27% | 73.27% | 73.27% | 73.27% | 73.27% | 73.27% | 73.27% | 73.27% | 73.27% | 73.27% | 73.27% | 73.27% | 73.27% | 73.27% | 73.27% | 73.27% | 73.27% | 73.27% | 73.27% | 73.27% | 73.27% | 73.27% | 73.27% | 73.27%
Kittitas CountyManufactured - Highly Impacted | Kittitas CountyManufactured - Highly ImpactedCooking Range | Kittitas County | Manufactured - Highly Impacted | Cooking Range | New | 42.42% | 42.42% | 42.42% | 42.42% | 42.42% | 42.42% | 42.42% | 42.42% | 42.42% | 42.42% | 42.42% | 42.42% | 42.42% | 42.42% | 42.42% | 42.42% | 42.42% | 42.42% | 42.42% | 42.42% | 42.42% | 42.42% | 42.42% | 42.42% | 42.42% | 42.42% | 42.42% | 42.42%
Kittitas CountyMultifamily | Kittitas CountyMultifamilyCooking Range | Kittitas County | Multifamily | Cooking Range | New | 29.66% | 29.66% | 29.66% | 29.66% | 29.66% | 29.66% | 29.66% | 29.66% | 29.66% | 29.66% | 29.66% | 29.66% | 29.66% | 29.66% | 29.66% | 29.66% | 29.66% | 29.66% | 29.66% | 29.66% | 29.66% | 29.66% | 29.66% | 29.66% | 29.66% | 29.66% | 29.66% | 29.66%
Kittitas CountyMultifamily - Highly Impacted | Kittitas CountyMultifamily - Highly ImpactedCooking Range | Kittitas County | Multifamily - Highly Impacted | Cooking Range | New | 15.61% | 15.61% | 15.61% | 15.61% | 15.61% | 15.61% | 15.61% | 15.61% | 15.61% | 15.61% | 15.61% | 15.61% | 15.61% | 15.61% | 15.61% | 15.61% | 15.61% | 15.61% | 15.61% | 15.61% | 15.61% | 15.61% | 15.61% | 15.61% | 15.61% | 15.61% | 15.61% | 15.61%
Kittitas CountySingle Family | Kittitas CountySingle FamilyCooking Range | Kittitas County | Single Family | Cooking Range | New | 68.58% | 68.58% | 68.58% | 68.58% | 68.58% | 68.58% | 68.58% | 68.58% | 68.58% | 68.58% | 68.58% | 68.58% | 68.58% | 68.58% | 68.58% | 68.58% | 68.58% | 68.58% | 68.58% | 68.58% | 68.58% | 68.58% | 68.58% | 68.58% | 68.58% | 68.58% | 68.58% | 68.58%
Kittitas CountySingle Family - Highly Impacted | Kittitas CountySingle Family - Highly ImpactedCooking Range | Kittitas County | Single Family - Highly Impacted | Cooking Range | New | 42.42% | 42.42% | 42.42% | 42.42% | 42.42% | 42.42% | 42.42% | 42.42% | 42.42% | 42.42% | 42.42% | 42.42% | 42.42% | 42.42% | 42.42% | 42.42% | 42.42% | 42.42% | 42.42% | 42.42% | 42.42% | 42.42% | 42.42% | 42.42% | 42.42% | 42.42% | 42.42% | 42.42%
Kittitas CountyManufactured | Kittitas CountyManufacturedDryer | Kittitas County | Manufactured | Dryer | New | 3.8% | 3.8% | 3.8% | 3.8% | 3.8% | 3.8% | 3.8% | 3.8% | 3.8% | 3.8% | 3.8% | 3.8% | 3.8% | 3.8% | 3.8% | 3.8% | 3.8% | 3.8% | 3.8% | 3.8% | 3.8% | 3.8% | 3.8% | 3.8% | 3.8% | 3.8% | 3.8% | 3.8%
Kittitas CountyManufactured - Highly Impacted | Kittitas CountyManufactured - Highly ImpactedDryer | Kittitas County | Manufactured - Highly Impacted | Dryer | New | 1.105% | 1.105% | 1.105% | 1.105% | 1.105% | 1.105% | 1.105% | 1.105% | 1.105% | 1.105% | 1.105% | 1.105% | 1.105% | 1.105% | 1.105% | 1.105% | 1.105% | 1.105% | 1.105% | 1.105% | 1.105% | 1.105% | 1.105% | 1.105% | 1.105% | 1.105% | 1.105% | 1.105%
Kittitas CountyMultifamily | Kittitas CountyMultifamilyDryer | Kittitas County | Multifamily | Dryer | New | 2.473% | 2.473% | 2.473% | 2.473% | 2.473% | 2.473% | 2.473% | 2.473% | 2.473% | 2.473% | 2.473% | 2.473% | 2.473% | 2.473% | 2.473% | 2.473% | 2.473% | 2.473% | 2.473% | 2.473% | 2.473% | 2.473% | 2.473% | 2.473% | 2.473% | 2.473% | 2.473% | 2.473%
Kittitas CountyMultifamily - Highly Impacted | Kittitas CountyMultifamily - Highly ImpactedDryer | Kittitas County | Multifamily - Highly Impacted | Dryer | New | 2.864% | 2.864% | 2.864% | 2.864% | 2.864% | 2.864% | 2.864% | 2.864% | 2.864% | 2.864% | 2.864% | 2.864% | 2.864% | 2.864% | 2.864% | 2.864% | 2.864% | 2.864% | 2.864% | 2.864% | 2.864% | 2.864% | 2.864% | 2.864% | 2.864% | 2.864% | 2.864% | 2.864%
Kittitas CountySingle Family | Kittitas CountySingle FamilyDryer | Kittitas County | Single Family | Dryer | New | 37.48% | 37.48% | 37.48% | 37.48% | 37.48% | 37.48% | 37.48% | 37.48% | 37.48% | 37.48% | 37.48% | 37.48% | 37.48% | 37.48% | 37.48% | 37.48% | 37.48% | 37.48% | 37.48% | 37.48% | 37.48% | 37.48% | 37.48% | 37.48% | 37.48% | 37.48% | 37.48% | 37.48%
Kittitas CountySingle Family - Highly Impacted | Kittitas CountySingle Family - Highly ImpactedDryer | Kittitas County | Single Family - Highly Impacted | Dryer | New | 13.28% | 13.28% | 13.28% | 13.28% | 13.28% | 13.28% | 13.28% | 13.28% | 13.28% | 13.28% | 13.28% | 13.28% | 13.28% | 13.28% | 13.28% | 13.28% | 13.28% | 13.28% | 13.28% | 13.28% | 13.28% | 13.28% | 13.28% | 13.28% | 13.28% | 13.28% | 13.28% | 13.28%
Kittitas CountyManufactured | Kittitas CountyManufacturedHeat Central Gas Boiler | Kittitas County | Manufactured | Heat Central Gas Boiler | New | 100% | 100% | 100% | 100% | 100% | 100% | 100% | 100% | 100% | 100% | 100% | 100% | 100% | 100% | 100% | 100% | 100% | 100% | 100% | 100% | 100% | 100% | 100% | 100% | 100% | 100% | 100% | 100%
Kittitas CountyManufactured - Highly Impacted | Kittitas CountyManufactured - Highly ImpactedHeat Central Gas Boiler | Kittitas County | Manufactured - Highly Impacted | Heat Central Gas Boiler | New | 100% | 100% | 100% | 100% | 100% | 100% | 100% | 100% | 100% | 100% | 100% | 100% | 100% | 100% | 100% | 100% | 100% | 100% | 100% | 100% | 100% | 100% | 100% | 100% | 100% | 100% | 100% | 100%
Kittitas CountyMultifamily | Kittitas CountyMultifamilyHeat Central Gas Boiler | Kittitas County | Multifamily | Heat Central Gas Boiler | New | 100% | 100% | 100% | 100% | 100% | 100% | 100% | 100% | 100% | 100% | 100% | 100% | 100% | 100% | 100% | 100% | 100% | 100% | 100% | 100% | 100% | 100% | 100% | 100% | 100% | 100% | 100% | 100%
Kittitas CountyMultifamily - Highly Impacted | Kittitas CountyMultifamily - Highly ImpactedHeat Central Gas Boiler | Kittitas County | Multifamily - Highly Impacted | Heat Central Gas Boiler | New | 100% | 100% | 100% | 100% | 100% | 100% | 100% | 100% | 100% | 100% | 100% | 100% | 100% | 100% | 100% | 100% | 100% | 100% | 100% | 100% | 100% | 100% | 100% | 100% | 100% | 100% | 100% | 100%
Kittitas CountySingle Family | Kittitas CountySingle FamilyHeat Central Gas Boiler | Kittitas County | Single Family | Heat Central Gas Boiler | New | 100% | 100% | 100% | 100% | 100% | 100% | 100% | 100% | 100% | 100% | 100% | 100% | 100% | 100% | 100% | 100% | 100% | 100% | 100% | 100% | 100% | 100% | 100% | 100% | 100% | 100% | 100% | 100%
Kittitas CountySingle Family - Highly Impacted | Kittitas CountySingle Family - Highly ImpactedHeat Central Gas Boiler | Kittitas County | Single Family - Highly Impacted | Heat Central Gas Boiler | New | 100% | 100% | 100% | 100% | 100% | 100% | 100% | 100% | 100% | 100% | 100% | 100% | 100% | 100% | 100% | 100% | 100% | 100% | 100% | 100% | 100% | 100% | 100% | 100% | 100% | 100% | 100% | 100%
Kittitas CountyManufactured | Kittitas CountyManufacturedHeat Central Gas Furnace | Kittitas County | Manufactured | Heat Central Gas Furnace | New | 100% | 100% | 100% | 100% | 100% | 100% | 100% | 100% | 100% | 100% | 100% | 100% | 100% | 100% | 100% | 100% | 100% | 100% | 100% | 100% | 100% | 100% | 100% | 100% | 100% | 100% | 100% | 100%
Kittitas CountyManufactured - Highly Impacted | Kittitas CountyManufactured - Highly ImpactedHeat Central Gas Furnace | Kittitas County | Manufactured - Highly Impacted | Heat Central Gas Furnace | New | 100% | 100% | 100% | 100% | 100% | 100% | 100% | 100% | 100% | 100% | 100% | 100% | 100% | 100% | 100% | 100% | 100% | 100% | 100% | 100% | 100% | 100% | 100% | 100% | 100% | 100% | 100% | 100%
Kittitas CountyMultifamily | Kittitas CountyMultifamilyHeat Central Gas Furnace | Kittitas County | Multifamily | Heat Central Gas Furnace | New | 100% | 100% | 100% | 100% | 100% | 100% | 100% | 100% | 100% | 100% | 100% | 100% | 100% | 100% | 100% | 100% | 100% | 100% | 100% | 100% | 100% | 100% | 100% | 100% | 100% | 100% | 100% | 100%
Kittitas CountyMultifamily - Highly Impacted | Kittitas CountyMultifamily - Highly ImpactedHeat Central Gas Furnace | Kittitas County | Multifamily - Highly Impacted | Heat Central Gas Furnace | New | 100% | 100% | 100% | 100% | 100% | 100% | 100% | 100% | 100% | 100% | 100% | 100% | 100% | 100% | 100% | 100% | 100% | 100% | 100% | 100% | 100% | 100% | 100% | 100% | 100% | 100% | 100% | 100%
Kittitas CountySingle Family | Kittitas CountySingle FamilyHeat Central Gas Furnace | Kittitas County | Single Family | Heat Central Gas Furnace | New | 100% | 100% | 100% | 100% | 100% | 100% | 100% | 100% | 100% | 100% | 100% | 100% | 100% | 100% | 100% | 100% | 100% | 100% | 100% | 100% | 100% | 100% | 100% | 100% | 100% | 100% | 100% | 100%
Kittitas CountySingle Family - Highly Impacted | Kittitas CountySingle Family - Highly ImpactedHeat Central Gas Furnace | Kittitas County | Single Family - Highly Impacted | Heat Central Gas Furnace | New | 100% | 100% | 100% | 100% | 100% | 100% | 100% | 100% | 100% | 100% | 100% | 100% | 100% | 100% | 100% | 100% | 100% | 100% | 100% | 100% | 100% | 100% | 100% | 100% | 100% | 100% | 100% | 100%
Kittitas CountyManufactured | Kittitas CountyManufacturedHeat Room Gas | Kittitas County | Manufactured | Heat Room Gas | New | 100% | 100% | 100% | 100% | 100% | 100% | 100% | 100% | 100% | 100% | 100% | 100% | 100% | 100% | 100% | 100% | 100% | 100% | 100% | 100% | 100% | 100% | 100% | 100% | 100% | 100% | 100% | 100%
Kittitas CountyManufactured - Highly Impacted | Kittitas CountyManufactured - Highly ImpactedHeat Room Gas | Kittitas County | Manufactured - Highly Impacted | Heat Room Gas | New | 100% | 100% | 100% | 100% | 100% | 100% | 100% | 100% | 100% | 100% | 100% | 100% | 100% | 100% | 100% | 100% | 100% | 100% | 100% | 100% | 100% | 100% | 100% | 100% | 100% | 100% | 100% | 100%
Kittitas CountyMultifamily | Kittitas CountyMultifamilyHeat Room Gas | Kittitas County | Multifamily | Heat Room Gas | New | 100% | 100% | 100% | 100% | 100% | 100% | 100% | 100% | 100% | 100% | 100% | 100% | 100% | 100% | 100% | 100% | 100% | 100% | 100% | 100% | 100% | 100% | 100% | 100% | 100% | 100% | 100% | 100%
Kittitas CountyMultifamily - Highly Impacted | Kittitas CountyMultifamily - Highly ImpactedHeat Room Gas | Kittitas County | Multifamily - Highly Impacted | Heat Room Gas | New | 100% | 100% | 100% | 100% | 100% | 100% | 100% | 100% | 100% | 100% | 100% | 100% | 100% | 100% | 100% | 100% | 100% | 100% | 100% | 100% | 100% | 100% | 100% | 100% | 100% | 100% | 100% | 100%
Kittitas CountySingle Family | Kittitas CountySingle FamilyHeat Room Gas | Kittitas County | Single Family | Heat Room Gas | New | 100% | 100% | 100% | 100% | 100% | 100% | 100% | 100% | 100% | 100% | 100% | 100% | 100% | 100% | 100% | 100% | 100% | 100% | 100% | 100% | 100% | 100% | 100% | 100% | 100% | 100% | 100% | 100%
Kittitas CountySingle Family - Highly Impacted | Kittitas CountySingle Family - Highly ImpactedHeat Room Gas | Kittitas County | Single Family - Highly Impacted | Heat Room Gas | New | 100% | 100% | 100% | 100% | 100% | 100% | 100% | 100% | 100% | 100% | 100% | 100% | 100% | 100% | 100% | 100% | 100% | 100% | 100% | 100% | 100% | 100% | 100% | 100% | 100% | 100% | 100% | 100%
Kittitas CountyManufactured | Kittitas CountyManufacturedOther | Kittitas County | Manufactured | Other | New | 100% | 100% | 100% | 100% | 100% | 100% | 100% | 100% | 100% | 100% | 100% | 100% | 100% | 100% | 100% | 100% | 100% | 100% | 100% | 100% | 100% | 100% | 100% | 100% | 100% | 100% | 100% | 100%
Kittitas CountyManufactured - Highly Impacted | Kittitas CountyManufactured - Highly ImpactedOther | Kittitas County | Manufactured - Highly Impacted | Other | New | 100% | 100% | 100% | 100% | 100% | 100% | 100% | 100% | 100% | 100% | 100% | 100% | 100% | 100% | 100% | 100% | 100% | 100% | 100% | 100% | 100% | 100% | 100% | 100% | 100% | 100% | 100% | 100%
Kittitas CountyMultifamily | Kittitas CountyMultifamilyOther | Kittitas County | Multifamily | Other | New | 100% | 100% | 100% | 100% | 100% | 100% | 100% | 100% | 100% | 100% | 100% | 100% | 100% | 100% | 100% | 100% | 100% | 100% | 100% | 100% | 100% | 100% | 100% | 100% | 100% | 100% | 100% | 100%
Kittitas CountyMultifamily - Highly Impacted | Kittitas CountyMultifamily - Highly ImpactedOther | Kittitas County | Multifamily - Highly Impacted | Other | New | 100% | 100% | 100% | 100% | 100% | 100% | 100% | 100% | 100% | 100% | 100% | 100% | 100% | 100% | 100% | 100% | 100% | 100% | 100% | 100% | 100% | 100% | 100% | 100% | 100% | 100% | 100% | 100%
Kittitas CountySingle Family | Kittitas CountySingle FamilyOther | Kittitas County | Single Family | Other | New | 100% | 100% | 100% | 100% | 100% | 100% | 100% | 100% | 100% | 100% | 100% | 100% | 100% | 100% | 100% | 100% | 100% | 100% | 100% | 100% | 100% | 100% | 100% | 100% | 100% | 100% | 100% | 100%
Kittitas CountySingle Family - Highly Impacted | Kittitas CountySingle Family - Highly ImpactedOther | Kittitas County | Single Family - Highly Impacted | Other | New | 100% | 100% | 100% | 100% | 100% | 100% | 100% | 100% | 100% | 100% | 100% | 100% | 100% | 100% | 100% | 100% | 100% | 100% | 100% | 100% | 100% | 100% | 100% | 100% | 100% | 100% | 100% | 100%
Kittitas CountyManufactured | Kittitas CountyManufacturedPool Heat | Kittitas County | Manufactured | Pool Heat | New | 42.67% | 42.67% | 42.67% | 42.67% | 42.67% | 42.67% | 42.67% | 42.67% | 42.67% | 42.67% | 42.67% | 42.67% | 42.67% | 42.67% | 42.67% | 42.67% | 42.67% | 42.67% | 42.67% | 42.67% | 42.67% | 42.67% | 42.67% | 42.67% | 42.67% | 42.67% | 42.67% | 42.67%
Kittitas CountyManufactured - Highly Impacted | Kittitas CountyManufactured - Highly ImpactedPool Heat | Kittitas County | Manufactured - Highly Impacted | Pool Heat | New | 42.67% | 42.67% | 42.67% | 42.67% | 42.67% | 42.67% | 42.67% | 42.67% | 42.67% | 42.67% | 42.67% | 42.67% | 42.67% | 42.67% | 42.67% | 42.67% | 42.67% | 42.67% | 42.67% | 42.67% | 42.67% | 42.67% | 42.67% | 42.67% | 42.67% | 42.67% | 42.67% | 42.67%
Kittitas CountyMultifamily | Kittitas CountyMultifamilyPool Heat | Kittitas County | Multifamily | Pool Heat | New | bar: 0 2023 to 0 2050
Kittitas CountyMultifamily - Highly Impacted | Kittitas CountyMultifamily - Highly ImpactedPool Heat | Kittitas County | Multifamily - Highly Impacted | Pool Heat | New | bar: 0 2023 to 0 2050
Kittitas CountySingle Family | Kittitas CountySingle FamilyPool Heat | Kittitas County | Single Family | Pool Heat | New | 42.67% | 42.67% | 42.67% | 42.67% | 42.67% | 42.67% | 42.67% | 42.67% | 42.67% | 42.67% | 42.67% | 42.67% | 42.67% | 42.67% | 42.67% | 42.67% | 42.67% | 42.67% | 42.67% | 42.67% | 42.67% | 42.67% | 42.67% | 42.67% | 42.67% | 42.67% | 42.67% | 42.67%
Kittitas CountySingle Family - Highly Impacted | Kittitas CountySingle Family - Highly ImpactedPool Heat | Kittitas County | Single Family - Highly Impacted | Pool Heat | New | 42.67% | 42.67% | 42.67% | 42.67% | 42.67% | 42.67% | 42.67% | 42.67% | 42.67% | 42.67% | 42.67% | 42.67% | 42.67% | 42.67% | 42.67% | 42.67% | 42.67% | 42.67% | 42.67% | 42.67% | 42.67% | 42.67% | 42.67% | 42.67% | 42.67% | 42.67% | 42.67% | 42.67%
Kittitas CountyManufactured | Kittitas CountyManufacturedWater Heat GT 55 Gal | Kittitas County | Manufactured | Water Heat GT 55 Gal | New | 10.33% | 10.33% | 10.33% | 10.33% | 10.33% | 10.33% | 10.33% | 10.33% | 10.33% | 10.33% | 10.33% | 10.33% | 10.33% | 10.33% | 10.33% | 10.33% | 10.33% | 10.33% | 10.33% | 10.33% | 10.33% | 10.33% | 10.33% | 10.33% | 10.33% | 10.33% | 10.33% | 10.33%
Kittitas CountyManufactured - Highly Impacted | Kittitas CountyManufactured - Highly ImpactedWater Heat GT 55 Gal | Kittitas County | Manufactured - Highly Impacted | Water Heat GT 55 Gal | New | 4.261% | 4.261% | 4.261% | 4.261% | 4.261% | 4.261% | 4.261% | 4.261% | 4.261% | 4.261% | 4.261% | 4.261% | 4.261% | 4.261% | 4.261% | 4.261% | 4.261% | 4.261% | 4.261% | 4.261% | 4.261% | 4.261% | 4.261% | 4.261% | 4.261% | 4.261% | 4.261% | 4.261%
Kittitas CountyMultifamily | Kittitas CountyMultifamilyWater Heat GT 55 Gal | Kittitas County | Multifamily | Water Heat GT 55 Gal | New | 16.78% | 16.78% | 16.78% | 16.78% | 16.78% | 16.78% | 16.78% | 16.78% | 16.78% | 16.78% | 16.78% | 16.78% | 16.78% | 16.78% | 16.78% | 16.78% | 16.78% | 16.78% | 16.78% | 16.78% | 16.78% | 16.78% | 16.78% | 16.78% | 16.78% | 16.78% | 16.78% | 16.78%
Kittitas CountyMultifamily - Highly Impacted | Kittitas CountyMultifamily - Highly ImpactedWater Heat GT 55 Gal | Kittitas County | Multifamily - Highly Impacted | Water Heat GT 55 Gal | New | 14.58% | 14.58% | 14.58% | 14.58% | 14.58% | 14.58% | 14.58% | 14.58% | 14.58% | 14.58% | 14.58% | 14.58% | 14.58% | 14.58% | 14.58% | 14.58% | 14.58% | 14.58% | 14.58% | 14.58% | 14.58% | 14.58% | 14.58% | 14.58% | 14.58% | 14.58% | 14.58% | 14.58%
Kittitas CountySingle Family | Kittitas CountySingle FamilyWater Heat GT 55 Gal | Kittitas County | Single Family | Water Heat GT 55 Gal | New | 62.93% | 62.93% | 62.93% | 62.93% | 62.93% | 62.93% | 62.93% | 62.93% | 62.93% | 62.93% | 62.93% | 62.93% | 62.93% | 62.93% | 62.93% | 62.93% | 62.93% | 62.93% | 62.93% | 62.93% | 62.93% | 62.93% | 62.93% | 62.93% | 62.93% | 62.93% | 62.93% | 62.93%
Kittitas CountySingle Family - Highly Impacted | Kittitas CountySingle Family - Highly ImpactedWater Heat GT 55 Gal | Kittitas County | Single Family - Highly Impacted | Water Heat GT 55 Gal | New | 77.63% | 77.63% | 77.63% | 77.63% | 77.63% | 77.63% | 77.63% | 77.63% | 77.63% | 77.63% | 77.63% | 77.63% | 77.63% | 77.63% | 77.63% | 77.63% | 77.63% | 77.63% | 77.63% | 77.63% | 77.63% | 77.63% | 77.63% | 77.63% | 77.63% | 77.63% | 77.63% | 77.63%
Kittitas CountyManufactured | Kittitas CountyManufacturedWater Heat LE 55 Gal | Kittitas County | Manufactured | Water Heat LE 55 Gal | New | 10.33% | 10.33% | 10.33% | 10.33% | 10.33% | 10.33% | 10.33% | 10.33% | 10.33% | 10.33% | 10.33% | 10.33% | 10.33% | 10.33% | 10.33% | 10.33% | 10.33% | 10.33% | 10.33% | 10.33% | 10.33% | 10.33% | 10.33% | 10.33% | 10.33% | 10.33% | 10.33% | 10.33%
Kittitas CountyManufactured - Highly Impacted | Kittitas CountyManufactured - Highly ImpactedWater Heat LE 55 Gal | Kittitas County | Manufactured - Highly Impacted | Water Heat LE 55 Gal | New | 4.261% | 4.261% | 4.261% | 4.261% | 4.261% | 4.261% | 4.261% | 4.261% | 4.261% | 4.261% | 4.261% | 4.261% | 4.261% | 4.261% | 4.261% | 4.261% | 4.261% | 4.261% | 4.261% | 4.261% | 4.261% | 4.261% | 4.261% | 4.261% | 4.261% | 4.261% | 4.261% | 4.261%
Kittitas CountyMultifamily | Kittitas CountyMultifamilyWater Heat LE 55 Gal | Kittitas County | Multifamily | Water Heat LE 55 Gal | New | 16.78% | 16.78% | 16.78% | 16.78% | 16.78% | 16.78% | 16.78% | 16.78% | 16.78% | 16.78% | 16.78% | 16.78% | 16.78% | 16.78% | 16.78% | 16.78% | 16.78% | 16.78% | 16.78% | 16.78% | 16.78% | 16.78% | 16.78% | 16.78% | 16.78% | 16.78% | 16.78% | 16.78%
Kittitas CountyMultifamily - Highly Impacted | Kittitas CountyMultifamily - Highly ImpactedWater Heat LE 55 Gal | Kittitas County | Multifamily - Highly Impacted | Water Heat LE 55 Gal | New | 14.58% | 14.58% | 14.58% | 14.58% | 14.58% | 14.58% | 14.58% | 14.58% | 14.58% | 14.58% | 14.58% | 14.58% | 14.58% | 14.58% | 14.58% | 14.58% | 14.58% | 14.58% | 14.58% | 14.58% | 14.58% | 14.58% | 14.58% | 14.58% | 14.58% | 14.58% | 14.58% | 14.58%
Kittitas CountySingle Family | Kittitas CountySingle FamilyWater Heat LE 55 Gal | Kittitas County | Single Family | Water Heat LE 55 Gal | New | 62.93% | 62.93% | 62.93% | 62.93% | 62.93% | 62.93% | 62.93% | 62.93% | 62.93% | 62.93% | 62.93% | 62.93% | 62.93% | 62.93% | 62.93% | 62.93% | 62.93% | 62.93% | 62.93% | 62.93% | 62.93% | 62.93% | 62.93% | 62.93% | 62.93% | 62.93% | 62.93% | 62.93%
Kittitas CountySingle Family - Highly Impacted | Kittitas CountySingle Family - Highly ImpactedWater Heat LE 55 Gal | Kittitas County | Single Family - Highly Impacted | Water Heat LE 55 Gal | New | 77.63% | 77.63% | 77.63% | 77.63% | 77.63% | 77.63% | 77.63% | 77.63% | 77.63% | 77.63% | 77.63% | 77.63% | 77.63% | 77.63% | 77.63% | 77.63% | 77.63% | 77.63% | 77.63% | 77.63% | 77.63% | 77.63% | 77.63% | 77.63% | 77.63% | 77.63% | 77.63% | 77.63%
Lewis CountyManufactured | Lewis CountyManufacturedCooking Oven | Lewis County | Manufactured | Cooking Oven | New | 22.16% | 22.16% | 22.16% | 22.16% | 22.16% | 22.16% | 22.16% | 22.16% | 22.16% | 22.16% | 22.16% | 22.16% | 22.16% | 22.16% | 22.16% | 22.16% | 22.16% | 22.16% | 22.16% | 22.16% | 22.16% | 22.16% | 22.16% | 22.16% | 22.16% | 22.16% | 22.16% | 22.16%
Lewis CountyManufactured - Highly Impacted | Lewis CountyManufactured - Highly ImpactedCooking Oven | Lewis County | Manufactured - Highly Impacted | Cooking Oven | New | 25.3% | 25.3% | 25.3% | 25.3% | 25.3% | 25.3% | 25.3% | 25.3% | 25.3% | 25.3% | 25.3% | 25.3% | 25.3% | 25.3% | 25.3% | 25.3% | 25.3% | 25.3% | 25.3% | 25.3% | 25.3% | 25.3% | 25.3% | 25.3% | 25.3% | 25.3% | 25.3% | 25.3%
Lewis CountyMultifamily | Lewis CountyMultifamilyCooking Oven | Lewis County | Multifamily | Cooking Oven | New | 6.4% | 6.4% | 6.4% | 6.4% | 6.4% | 6.4% | 6.4% | 6.4% | 6.4% | 6.4% | 6.4% | 6.4% | 6.4% | 6.4% | 6.4% | 6.4% | 6.4% | 6.4% | 6.4% | 6.4% | 6.4% | 6.4% | 6.4% | 6.4% | 6.4% | 6.4% | 6.4% | 6.4%
Lewis CountyMultifamily - Highly Impacted | Lewis CountyMultifamily - Highly ImpactedCooking Oven | Lewis County | Multifamily - Highly Impacted | Cooking Oven | New | 7.29% | 7.29% | 7.29% | 7.29% | 7.29% | 7.29% | 7.29% | 7.29% | 7.29% | 7.29% | 7.29% | 7.29% | 7.29% | 7.29% | 7.29% | 7.29% | 7.29% | 7.29% | 7.29% | 7.29% | 7.29% | 7.29% | 7.29% | 7.29% | 7.29% | 7.29% | 7.29% | 7.29%
Lewis CountySingle Family | Lewis CountySingle FamilyCooking Oven | Lewis County | Single Family | Cooking Oven | New | 22.16% | 22.16% | 22.16% | 22.16% | 22.16% | 22.16% | 22.16% | 22.16% | 22.16% | 22.16% | 22.16% | 22.16% | 22.16% | 22.16% | 22.16% | 22.16% | 22.16% | 22.16% | 22.16% | 22.16% | 22.16% | 22.16% | 22.16% | 22.16% | 22.16% | 22.16% | 22.16% | 22.16%
Lewis CountySingle Family - Highly Impacted | Lewis CountySingle Family - Highly ImpactedCooking Oven | Lewis County | Single Family - Highly Impacted | Cooking Oven | New | 25.3% | 25.3% | 25.3% | 25.3% | 25.3% | 25.3% | 25.3% | 25.3% | 25.3% | 25.3% | 25.3% | 25.3% | 25.3% | 25.3% | 25.3% | 25.3% | 25.3% | 25.3% | 25.3% | 25.3% | 25.3% | 25.3% | 25.3% | 25.3% | 25.3% | 25.3% | 25.3% | 25.3%
Lewis CountyManufactured | Lewis CountyManufacturedCooking Range | Lewis County | Manufactured | Cooking Range | New | 73.27% | 73.27% | 73.27% | 73.27% | 73.27% | 73.27% | 73.27% | 73.27% | 73.27% | 73.27% | 73.27% | 73.27% | 73.27% | 73.27% | 73.27% | 73.27% | 73.27% | 73.27% | 73.27% | 73.27% | 73.27% | 73.27% | 73.27% | 73.27% | 73.27% | 73.27% | 73.27% | 73.27%
Lewis CountyManufactured - Highly Impacted | Lewis CountyManufactured - Highly ImpactedCooking Range | Lewis County | Manufactured - Highly Impacted | Cooking Range | New | 42.42% | 42.42% | 42.42% | 42.42% | 42.42% | 42.42% | 42.42% | 42.42% | 42.42% | 42.42% | 42.42% | 42.42% | 42.42% | 42.42% | 42.42% | 42.42% | 42.42% | 42.42% | 42.42% | 42.42% | 42.42% | 42.42% | 42.42% | 42.42% | 42.42% | 42.42% | 42.42% | 42.42%
Lewis CountyMultifamily | Lewis CountyMultifamilyCooking Range | Lewis County | Multifamily | Cooking Range | New | 29.66% | 29.66% | 29.66% | 29.66% | 29.66% | 29.66% | 29.66% | 29.66% | 29.66% | 29.66% | 29.66% | 29.66% | 29.66% | 29.66% | 29.66% | 29.66% | 29.66% | 29.66% | 29.66% | 29.66% | 29.66% | 29.66% | 29.66% | 29.66% | 29.66% | 29.66% | 29.66% | 29.66%
Lewis CountyMultifamily - Highly Impacted | Lewis CountyMultifamily - Highly ImpactedCooking Range | Lewis County | Multifamily - Highly Impacted | Cooking Range | New | 15.61% | 15.61% | 15.61% | 15.61% | 15.61% | 15.61% | 15.61% | 15.61% | 15.61% | 15.61% | 15.61% | 15.61% | 15.61% | 15.61% | 15.61% | 15.61% | 15.61% | 15.61% | 15.61% | 15.61% | 15.61% | 15.61% | 15.61% | 15.61% | 15.61% | 15.61% | 15.61% | 15.61%
Lewis CountySingle Family | Lewis CountySingle FamilyCooking Range | Lewis County | Single Family | Cooking Range | New | 73.27% | 73.27% | 73.27% | 73.27% | 73.27% | 73.27% | 73.27% | 73.27% | 73.27% | 73.27% | 73.27% | 73.27% | 73.27% | 73.27% | 73.27% | 73.27% | 73.27% | 73.27% | 73.27% | 73.27% | 73.27% | 73.27% | 73.27% | 73.27% | 73.27% | 73.27% | 73.27% | 73.27%
Lewis CountySingle Family - Highly Impacted | Lewis CountySingle Family - Highly ImpactedCooking Range | Lewis County | Single Family - Highly Impacted | Cooking Range | New | 42.42% | 42.42% | 42.42% | 42.42% | 42.42% | 42.42% | 42.42% | 42.42% | 42.42% | 42.42% | 42.42% | 42.42% | 42.42% | 42.42% | 42.42% | 42.42% | 42.42% | 42.42% | 42.42% | 42.42% | 42.42% | 42.42% | 42.42% | 42.42% | 42.42% | 42.42% | 42.42% | 42.42%
Lewis CountyManufactured | Lewis CountyManufacturedDryer | Lewis County | Manufactured | Dryer | New | 3.8% | 3.8% | 3.8% | 3.8% | 3.8% | 3.8% | 3.8% | 3.8% | 3.8% | 3.8% | 3.8% | 3.8% | 3.8% | 3.8% | 3.8% | 3.8% | 3.8% | 3.8% | 3.8% | 3.8% | 3.8% | 3.8% | 3.8% | 3.8% | 3.8% | 3.8% | 3.8% | 3.8%
Lewis CountyManufactured - Highly Impacted | Lewis CountyManufactured - Highly ImpactedDryer | Lewis County | Manufactured - Highly Impacted | Dryer | New | 1.105% | 1.105% | 1.105% | 1.105% | 1.105% | 1.105% | 1.105% | 1.105% | 1.105% | 1.105% | 1.105% | 1.105% | 1.105% | 1.105% | 1.105% | 1.105% | 1.105% | 1.105% | 1.105% | 1.105% | 1.105% | 1.105% | 1.105% | 1.105% | 1.105% | 1.105% | 1.105% | 1.105%
Lewis CountyMultifamily | Lewis CountyMultifamilyDryer | Lewis County | Multifamily | Dryer | New | 2.473% | 2.473% | 2.473% | 2.473% | 2.473% | 2.473% | 2.473% | 2.473% | 2.473% | 2.473% | 2.473% | 2.473% | 2.473% | 2.473% | 2.473% | 2.473% | 2.473% | 2.473% | 2.473% | 2.473% | 2.473% | 2.473% | 2.473% | 2.473% | 2.473% | 2.473% | 2.473% | 2.473%
Lewis CountyMultifamily - Highly Impacted | Lewis CountyMultifamily - Highly ImpactedDryer | Lewis County | Multifamily - Highly Impacted | Dryer | New | 2.864% | 2.864% | 2.864% | 2.864% | 2.864% | 2.864% | 2.864% | 2.864% | 2.864% | 2.864% | 2.864% | 2.864% | 2.864% | 2.864% | 2.864% | 2.864% | 2.864% | 2.864% | 2.864% | 2.864% | 2.864% | 2.864% | 2.864% | 2.864% | 2.864% | 2.864% | 2.864% | 2.864%
Lewis CountySingle Family | Lewis CountySingle FamilyDryer | Lewis County | Single Family | Dryer | New | 15.4% | 15.4% | 15.4% | 15.4% | 15.4% | 15.4% | 15.4% | 15.4% | 15.4% | 15.4% | 15.4% | 15.4% | 15.4% | 15.4% | 15.4% | 15.4% | 15.4% | 15.4% | 15.4% | 15.4% | 15.4% | 15.4% | 15.4% | 15.4% | 15.4% | 15.4% | 15.4% | 15.4%
Lewis CountySingle Family - Highly Impacted | Lewis CountySingle Family - Highly ImpactedDryer | Lewis County | Single Family - Highly Impacted | Dryer | New | 13.28% | 13.28% | 13.28% | 13.28% | 13.28% | 13.28% | 13.28% | 13.28% | 13.28% | 13.28% | 13.28% | 13.28% | 13.28% | 13.28% | 13.28% | 13.28% | 13.28% | 13.28% | 13.28% | 13.28% | 13.28% | 13.28% | 13.28% | 13.28% | 13.28% | 13.28% | 13.28% | 13.28%
Lewis CountyManufactured | Lewis CountyManufacturedHeat Central Gas Boiler | Lewis County | Manufactured | Heat Central Gas Boiler | New | 100% | 100% | 100% | 100% | 100% | 100% | 100% | 100% | 100% | 100% | 100% | 100% | 100% | 100% | 100% | 100% | 100% | 100% | 100% | 100% | 100% | 100% | 100% | 100% | 100% | 100% | 100% | 100%
Lewis CountyManufactured - Highly Impacted | Lewis CountyManufactured - Highly ImpactedHeat Central Gas Boiler | Lewis County | Manufactured - Highly Impacted | Heat Central Gas Boiler | New | 100% | 100% | 100% | 100% | 100% | 100% | 100% | 100% | 100% | 100% | 100% | 100% | 100% | 100% | 100% | 100% | 100% | 100% | 100% | 100% | 100% | 100% | 100% | 100% | 100% | 100% | 100% | 100%
Lewis CountyMultifamily | Lewis CountyMultifamilyHeat Central Gas Boiler | Lewis County | Multifamily | Heat Central Gas Boiler | New | 100% | 100% | 100% | 100% | 100% | 100% | 100% | 100% | 100% | 100% | 100% | 100% | 100% | 100% | 100% | 100% | 100% | 100% | 100% | 100% | 100% | 100% | 100% | 100% | 100% | 100% | 100% | 100%
Lewis CountyMultifamily - Highly Impacted | Lewis CountyMultifamily - Highly ImpactedHeat Central Gas Boiler | Lewis County | Multifamily - Highly Impacted | Heat Central Gas Boiler | New | 100% | 100% | 100% | 100% | 100% | 100% | 100% | 100% | 100% | 100% | 100% | 100% | 100% | 100% | 100% | 100% | 100% | 100% | 100% | 100% | 100% | 100% | 100% | 100% | 100% | 100% | 100% | 100%
Lewis CountySingle Family | Lewis CountySingle FamilyHeat Central Gas Boiler | Lewis County | Single Family | Heat Central Gas Boiler | New | 100% | 100% | 100% | 100% | 100% | 100% | 100% | 100% | 100% | 100% | 100% | 100% | 100% | 100% | 100% | 100% | 100% | 100% | 100% | 100% | 100% | 100% | 100% | 100% | 100% | 100% | 100% | 100%
Lewis CountySingle Family - Highly Impacted | Lewis CountySingle Family - Highly ImpactedHeat Central Gas Boiler | Lewis County | Single Family - Highly Impacted | Heat Central Gas Boiler | New | 100% | 100% | 100% | 100% | 100% | 100% | 100% | 100% | 100% | 100% | 100% | 100% | 100% | 100% | 100% | 100% | 100% | 100% | 100% | 100% | 100% | 100% | 100% | 100% | 100% | 100% | 100% | 100%
Lewis CountyManufactured | Lewis CountyManufacturedHeat Central Gas Furnace | Lewis County | Manufactured | Heat Central Gas Furnace | New | 100% | 100% | 100% | 100% | 100% | 100% | 100% | 100% | 100% | 100% | 100% | 100% | 100% | 100% | 100% | 100% | 100% | 100% | 100% | 100% | 100% | 100% | 100% | 100% | 100% | 100% | 100% | 100%
Lewis CountyManufactured - Highly Impacted | Lewis CountyManufactured - Highly ImpactedHeat Central Gas Furnace | Lewis County | Manufactured - Highly Impacted | Heat Central Gas Furnace | New | 100% | 100% | 100% | 100% | 100% | 100% | 100% | 100% | 100% | 100% | 100% | 100% | 100% | 100% | 100% | 100% | 100% | 100% | 100% | 100% | 100% | 100% | 100% | 100% | 100% | 100% | 100% | 100%
Lewis CountyMultifamily | Lewis CountyMultifamilyHeat Central Gas Furnace | Lewis County | Multifamily | Heat Central Gas Furnace | New | 100% | 100% | 100% | 100% | 100% | 100% | 100% | 100% | 100% | 100% | 100% | 100% | 100% | 100% | 100% | 100% | 100% | 100% | 100% | 100% | 100% | 100% | 100% | 100% | 100% | 100% | 100% | 100%
Lewis CountyMultifamily - Highly Impacted | Lewis CountyMultifamily - Highly ImpactedHeat Central Gas Furnace | Lewis County | Multifamily - Highly Impacted | Heat Central Gas Furnace | New | 100% | 100% | 100% | 100% | 100% | 100% | 100% | 100% | 100% | 100% | 100% | 100% | 100% | 100% | 100% | 100% | 100% | 100% | 100% | 100% | 100% | 100% | 100% | 100% | 100% | 100% | 100% | 100%
Lewis CountySingle Family | Lewis CountySingle FamilyHeat Central Gas Furnace | Lewis County | Single Family | Heat Central Gas Furnace | New | 100% | 100% | 100% | 100% | 100% | 100% | 100% | 100% | 100% | 100% | 100% | 100% | 100% | 100% | 100% | 100% | 100% | 100% | 100% | 100% | 100% | 100% | 100% | 100% | 100% | 100% | 100% | 100%
Lewis CountySingle Family - Highly Impacted | Lewis CountySingle Family - Highly ImpactedHeat Central Gas Furnace | Lewis County | Single Family - Highly Impacted | Heat Central Gas Furnace | New | 100% | 100% | 100% | 100% | 100% | 100% | 100% | 100% | 100% | 100% | 100% | 100% | 100% | 100% | 100% | 100% | 100% | 100% | 100% | 100% | 100% | 100% | 100% | 100% | 100% | 100% | 100% | 100%
Lewis CountyManufactured | Lewis CountyManufacturedHeat Room Gas | Lewis County | Manufactured | Heat Room Gas | New | 100% | 100% | 100% | 100% | 100% | 100% | 100% | 100% | 100% | 100% | 100% | 100% | 100% | 100% | 100% | 100% | 100% | 100% | 100% | 100% | 100% | 100% | 100% | 100% | 100% | 100% | 100% | 100%
Lewis CountyManufactured - Highly Impacted | Lewis CountyManufactured - Highly ImpactedHeat Room Gas | Lewis County | Manufactured - Highly Impacted | Heat Room Gas | New | 100% | 100% | 100% | 100% | 100% | 100% | 100% | 100% | 100% | 100% | 100% | 100% | 100% | 100% | 100% | 100% | 100% | 100% | 100% | 100% | 100% | 100% | 100% | 100% | 100% | 100% | 100% | 100%
Lewis CountyMultifamily | Lewis CountyMultifamilyHeat Room Gas | Lewis County | Multifamily | Heat Room Gas | New | 100% | 100% | 100% | 100% | 100% | 100% | 100% | 100% | 100% | 100% | 100% | 100% | 100% | 100% | 100% | 100% | 100% | 100% | 100% | 100% | 100% | 100% | 100% | 100% | 100% | 100% | 100% | 100%
Lewis CountyMultifamily - Highly Impacted | Lewis CountyMultifamily - Highly ImpactedHeat Room Gas | Lewis County | Multifamily - Highly Impacted | Heat Room Gas | New | 100% | 100% | 100% | 100% | 100% | 100% | 100% | 100% | 100% | 100% | 100% | 100% | 100% | 100% | 100% | 100% | 100% | 100% | 100% | 100% | 100% | 100% | 100% | 100% | 100% | 100% | 100% | 100%
Lewis CountySingle Family | Lewis CountySingle FamilyHeat Room Gas | Lewis County | Single Family | Heat Room Gas | New | 100% | 100% | 100% | 100% | 100% | 100% | 100% | 100% | 100% | 100% | 100% | 100% | 100% | 100% | 100% | 100% | 100% | 100% | 100% | 100% | 100% | 100% | 100% | 100% | 100% | 100% | 100% | 100%
Lewis CountySingle Family - Highly Impacted | Lewis CountySingle Family - Highly ImpactedHeat Room Gas | Lewis County | Single Family - Highly Impacted | Heat Room Gas | New | 100% | 100% | 100% | 100% | 100% | 100% | 100% | 100% | 100% | 100% | 100% | 100% | 100% | 100% | 100% | 100% | 100% | 100% | 100% | 100% | 100% | 100% | 100% | 100% | 100% | 100% | 100% | 100%
Lewis CountyManufactured | Lewis CountyManufacturedOther | Lewis County | Manufactured | Other | New | 100% | 100% | 100% | 100% | 100% | 100% | 100% | 100% | 100% | 100% | 100% | 100% | 100% | 100% | 100% | 100% | 100% | 100% | 100% | 100% | 100% | 100% | 100% | 100% | 100% | 100% | 100% | 100%
Lewis CountyManufactured - Highly Impacted | Lewis CountyManufactured - Highly ImpactedOther | Lewis County | Manufactured - Highly Impacted | Other | New | 100% | 100% | 100% | 100% | 100% | 100% | 100% | 100% | 100% | 100% | 100% | 100% | 100% | 100% | 100% | 100% | 100% | 100% | 100% | 100% | 100% | 100% | 100% | 100% | 100% | 100% | 100% | 100%
Lewis CountyMultifamily | Lewis CountyMultifamilyOther | Lewis County | Multifamily | Other | New | 100% | 100% | 100% | 100% | 100% | 100% | 100% | 100% | 100% | 100% | 100% | 100% | 100% | 100% | 100% | 100% | 100% | 100% | 100% | 100% | 100% | 100% | 100% | 100% | 100% | 100% | 100% | 100%
Lewis CountyMultifamily - Highly Impacted | Lewis CountyMultifamily - Highly ImpactedOther | Lewis County | Multifamily - Highly Impacted | Other | New | 100% | 100% | 100% | 100% | 100% | 100% | 100% | 100% | 100% | 100% | 100% | 100% | 100% | 100% | 100% | 100% | 100% | 100% | 100% | 100% | 100% | 100% | 100% | 100% | 100% | 100% | 100% | 100%
Lewis CountySingle Family | Lewis CountySingle FamilyOther | Lewis County | Single Family | Other | New | 100% | 100% | 100% | 100% | 100% | 100% | 100% | 100% | 100% | 100% | 100% | 100% | 100% | 100% | 100% | 100% | 100% | 100% | 100% | 100% | 100% | 100% | 100% | 100% | 100% | 100% | 100% | 100%
Lewis CountySingle Family - Highly Impacted | Lewis CountySingle Family - Highly ImpactedOther | Lewis County | Single Family - Highly Impacted | Other | New | 100% | 100% | 100% | 100% | 100% | 100% | 100% | 100% | 100% | 100% | 100% | 100% | 100% | 100% | 100% | 100% | 100% | 100% | 100% | 100% | 100% | 100% | 100% | 100% | 100% | 100% | 100% | 100%
Lewis CountyManufactured | Lewis CountyManufacturedPool Heat | Lewis County | Manufactured | Pool Heat | New | 42.67% | 42.67% | 42.67% | 42.67% | 42.67% | 42.67% | 42.67% | 42.67% | 42.67% | 42.67% | 42.67% | 42.67% | 42.67% | 42.67% | 42.67% | 42.67% | 42.67% | 42.67% | 42.67% | 42.67% | 42.67% | 42.67% | 42.67% | 42.67% | 42.67% | 42.67% | 42.67% | 42.67%
Lewis CountyManufactured - Highly Impacted | Lewis CountyManufactured - Highly ImpactedPool Heat | Lewis County | Manufactured - Highly Impacted | Pool Heat | New | 42.67% | 42.67% | 42.67% | 42.67% | 42.67% | 42.67% | 42.67% | 42.67% | 42.67% | 42.67% | 42.67% | 42.67% | 42.67% | 42.67% | 42.67% | 42.67% | 42.67% | 42.67% | 42.67% | 42.67% | 42.67% | 42.67% | 42.67% | 42.67% | 42.67% | 42.67% | 42.67% | 42.67%
Lewis CountyMultifamily | Lewis CountyMultifamilyPool Heat | Lewis County | Multifamily | Pool Heat | New | bar: 0 2023 to 0 2050
Lewis CountyMultifamily - Highly Impacted | Lewis CountyMultifamily - Highly ImpactedPool Heat | Lewis County | Multifamily - Highly Impacted | Pool Heat | New | bar: 0 2023 to 0 2050
Lewis CountySingle Family | Lewis CountySingle FamilyPool Heat | Lewis County | Single Family | Pool Heat | New | 42.67% | 42.67% | 42.67% | 42.67% | 42.67% | 42.67% | 42.67% | 42.67% | 42.67% | 42.67% | 42.67% | 42.67% | 42.67% | 42.67% | 42.67% | 42.67% | 42.67% | 42.67% | 42.67% | 42.67% | 42.67% | 42.67% | 42.67% | 42.67% | 42.67% | 42.67% | 42.67% | 42.67%
Lewis CountySingle Family - Highly Impacted | Lewis CountySingle Family - Highly ImpactedPool Heat | Lewis County | Single Family - Highly Impacted | Pool Heat | New | 42.67% | 42.67% | 42.67% | 42.67% | 42.67% | 42.67% | 42.67% | 42.67% | 42.67% | 42.67% | 42.67% | 42.67% | 42.67% | 42.67% | 42.67% | 42.67% | 42.67% | 42.67% | 42.67% | 42.67% | 42.67% | 42.67% | 42.67% | 42.67% | 42.67% | 42.67% | 42.67% | 42.67%
Lewis CountyManufactured | Lewis CountyManufacturedWater Heat GT 55 Gal | Lewis County | Manufactured | Water Heat GT 55 Gal | New | 10.33% | 10.33% | 10.33% | 10.33% | 10.33% | 10.33% | 10.33% | 10.33% | 10.33% | 10.33% | 10.33% | 10.33% | 10.33% | 10.33% | 10.33% | 10.33% | 10.33% | 10.33% | 10.33% | 10.33% | 10.33% | 10.33% | 10.33% | 10.33% | 10.33% | 10.33% | 10.33% | 10.33%
Lewis CountyManufactured - Highly Impacted | Lewis CountyManufactured - Highly ImpactedWater Heat GT 55 Gal | Lewis County | Manufactured - Highly Impacted | Water Heat GT 55 Gal | New | 4.261% | 4.261% | 4.261% | 4.261% | 4.261% | 4.261% | 4.261% | 4.261% | 4.261% | 4.261% | 4.261% | 4.261% | 4.261% | 4.261% | 4.261% | 4.261% | 4.261% | 4.261% | 4.261% | 4.261% | 4.261% | 4.261% | 4.261% | 4.261% | 4.261% | 4.261% | 4.261% | 4.261%
Lewis CountyMultifamily | Lewis CountyMultifamilyWater Heat GT 55 Gal | Lewis County | Multifamily | Water Heat GT 55 Gal | New | 16.78% | 16.78% | 16.78% | 16.78% | 16.78% | 16.78% | 16.78% | 16.78% | 16.78% | 16.78% | 16.78% | 16.78% | 16.78% | 16.78% | 16.78% | 16.78% | 16.78% | 16.78% | 16.78% | 16.78% | 16.78% | 16.78% | 16.78% | 16.78% | 16.78% | 16.78% | 16.78% | 16.78%
Lewis CountyMultifamily - Highly Impacted | Lewis CountyMultifamily - Highly ImpactedWater Heat GT 55 Gal | Lewis County | Multifamily - Highly Impacted | Water Heat GT 55 Gal | New | 14.58% | 14.58% | 14.58% | 14.58% | 14.58% | 14.58% | 14.58% | 14.58% | 14.58% | 14.58% | 14.58% | 14.58% | 14.58% | 14.58% | 14.58% | 14.58% | 14.58% | 14.58% | 14.58% | 14.58% | 14.58% | 14.58% | 14.58% | 14.58% | 14.58% | 14.58% | 14.58% | 14.58%
Lewis CountySingle Family | Lewis CountySingle FamilyWater Heat GT 55 Gal | Lewis County | Single Family | Water Heat GT 55 Gal | New | 82.34% | 82.34% | 82.34% | 82.34% | 82.34% | 82.34% | 82.34% | 82.34% | 82.34% | 82.34% | 82.34% | 82.34% | 82.34% | 82.34% | 82.34% | 82.34% | 82.34% | 82.34% | 82.34% | 82.34% | 82.34% | 82.34% | 82.34% | 82.34% | 82.34% | 82.34% | 82.34% | 82.34%
Lewis CountySingle Family - Highly Impacted | Lewis CountySingle Family - Highly ImpactedWater Heat GT 55 Gal | Lewis County | Single Family - Highly Impacted | Water Heat GT 55 Gal | New | 77.63% | 77.63% | 77.63% | 77.63% | 77.63% | 77.63% | 77.63% | 77.63% | 77.63% | 77.63% | 77.63% | 77.63% | 77.63% | 77.63% | 77.63% | 77.63% | 77.63% | 77.63% | 77.63% | 77.63% | 77.63% | 77.63% | 77.63% | 77.63% | 77.63% | 77.63% | 77.63% | 77.63%
Lewis CountyManufactured | Lewis CountyManufacturedWater Heat LE 55 Gal | Lewis County | Manufactured | Water Heat LE 55 Gal | New | 10.33% | 10.33% | 10.33% | 10.33% | 10.33% | 10.33% | 10.33% | 10.33% | 10.33% | 10.33% | 10.33% | 10.33% | 10.33% | 10.33% | 10.33% | 10.33% | 10.33% | 10.33% | 10.33% | 10.33% | 10.33% | 10.33% | 10.33% | 10.33% | 10.33% | 10.33% | 10.33% | 10.33%
Lewis CountyManufactured - Highly Impacted | Lewis CountyManufactured - Highly ImpactedWater Heat LE 55 Gal | Lewis County | Manufactured - Highly Impacted | Water Heat LE 55 Gal | New | 4.261% | 4.261% | 4.261% | 4.261% | 4.261% | 4.261% | 4.261% | 4.261% | 4.261% | 4.261% | 4.261% | 4.261% | 4.261% | 4.261% | 4.261% | 4.261% | 4.261% | 4.261% | 4.261% | 4.261% | 4.261% | 4.261% | 4.261% | 4.261% | 4.261% | 4.261% | 4.261% | 4.261%
Lewis CountyMultifamily | Lewis CountyMultifamilyWater Heat LE 55 Gal | Lewis County | Multifamily | Water Heat LE 55 Gal | New | 16.78% | 16.78% | 16.78% | 16.78% | 16.78% | 16.78% | 16.78% | 16.78% | 16.78% | 16.78% | 16.78% | 16.78% | 16.78% | 16.78% | 16.78% | 16.78% | 16.78% | 16.78% | 16.78% | 16.78% | 16.78% | 16.78% | 16.78% | 16.78% | 16.78% | 16.78% | 16.78% | 16.78%
Lewis CountyMultifamily - Highly Impacted | Lewis CountyMultifamily - Highly ImpactedWater Heat LE 55 Gal | Lewis County | Multifamily - Highly Impacted | Water Heat LE 55 Gal | New | 14.58% | 14.58% | 14.58% | 14.58% | 14.58% | 14.58% | 14.58% | 14.58% | 14.58% | 14.58% | 14.58% | 14.58% | 14.58% | 14.58% | 14.58% | 14.58% | 14.58% | 14.58% | 14.58% | 14.58% | 14.58% | 14.58% | 14.58% | 14.58% | 14.58% | 14.58% | 14.58% | 14.58%
Lewis CountySingle Family | Lewis CountySingle FamilyWater Heat LE 55 Gal | Lewis County | Single Family | Water Heat LE 55 Gal | New | 82.34% | 82.34% | 82.34% | 82.34% | 82.34% | 82.34% | 82.34% | 82.34% | 82.34% | 82.34% | 82.34% | 82.34% | 82.34% | 82.34% | 82.34% | 82.34% | 82.34% | 82.34% | 82.34% | 82.34% | 82.34% | 82.34% | 82.34% | 82.34% | 82.34% | 82.34% | 82.34% | 82.34%
Lewis CountySingle Family - Highly Impacted | Lewis CountySingle Family - Highly ImpactedWater Heat LE 55 Gal | Lewis County | Single Family - Highly Impacted | Water Heat LE 55 Gal | New | 77.63% | 77.63% | 77.63% | 77.63% | 77.63% | 77.63% | 77.63% | 77.63% | 77.63% | 77.63% | 77.63% | 77.63% | 77.63% | 77.63% | 77.63% | 77.63% | 77.63% | 77.63% | 77.63% | 77.63% | 77.63% | 77.63% | 77.63% | 77.63% | 77.63% | 77.63% | 77.63% | 77.63%
Pierce CountyManufactured | Pierce CountyManufacturedCooking Oven | Pierce County | Manufactured | Cooking Oven | New | 22.16% | 22.16% | 22.16% | 22.16% | 22.16% | 22.16% | 22.16% | 22.16% | 22.16% | 22.16% | 22.16% | 22.16% | 22.16% | 22.16% | 22.16% | 22.16% | 22.16% | 22.16% | 22.16% | 22.16% | 22.16% | 22.16% | 22.16% | 22.16% | 22.16% | 22.16% | 22.16% | 22.16%
Pierce CountyManufactured - Highly Impacted | Pierce CountyManufactured - Highly ImpactedCooking Oven | Pierce County | Manufactured - Highly Impacted | Cooking Oven | New | 25.3% | 25.3% | 25.3% | 25.3% | 25.3% | 25.3% | 25.3% | 25.3% | 25.3% | 25.3% | 25.3% | 25.3% | 25.3% | 25.3% | 25.3% | 25.3% | 25.3% | 25.3% | 25.3% | 25.3% | 25.3% | 25.3% | 25.3% | 25.3% | 25.3% | 25.3% | 25.3% | 25.3%
Pierce CountyMultifamily | Pierce CountyMultifamilyCooking Oven | Pierce County | Multifamily | Cooking Oven | New | 6.4% | 6.4% | 6.4% | 6.4% | 6.4% | 6.4% | 6.4% | 6.4% | 6.4% | 6.4% | 6.4% | 6.4% | 6.4% | 6.4% | 6.4% | 6.4% | 6.4% | 6.4% | 6.4% | 6.4% | 6.4% | 6.4% | 6.4% | 6.4% | 6.4% | 6.4% | 6.4% | 6.4%
Pierce CountyMultifamily - Highly Impacted | Pierce CountyMultifamily - Highly ImpactedCooking Oven | Pierce County | Multifamily - Highly Impacted | Cooking Oven | New | 7.29% | 7.29% | 7.29% | 7.29% | 7.29% | 7.29% | 7.29% | 7.29% | 7.29% | 7.29% | 7.29% | 7.29% | 7.29% | 7.29% | 7.29% | 7.29% | 7.29% | 7.29% | 7.29% | 7.29% | 7.29% | 7.29% | 7.29% | 7.29% | 7.29% | 7.29% | 7.29% | 7.29%
Pierce CountySingle Family | Pierce CountySingle FamilyCooking Oven | Pierce County | Single Family | Cooking Oven | New | 20.21% | 20.21% | 20.21% | 20.21% | 20.21% | 20.21% | 20.21% | 20.21% | 20.21% | 20.21% | 20.21% | 20.21% | 20.21% | 20.21% | 20.21% | 20.21% | 20.21% | 20.21% | 20.21% | 20.21% | 20.21% | 20.21% | 20.21% | 20.21% | 20.21% | 20.21% | 20.21% | 20.21%
Pierce CountySingle Family - Highly Impacted | Pierce CountySingle Family - Highly ImpactedCooking Oven | Pierce County | Single Family - Highly Impacted | Cooking Oven | New | 25.3% | 25.3% | 25.3% | 25.3% | 25.3% | 25.3% | 25.3% | 25.3% | 25.3% | 25.3% | 25.3% | 25.3% | 25.3% | 25.3% | 25.3% | 25.3% | 25.3% | 25.3% | 25.3% | 25.3% | 25.3% | 25.3% | 25.3% | 25.3% | 25.3% | 25.3% | 25.3% | 25.3%
Pierce CountyManufactured | Pierce CountyManufacturedCooking Range | Pierce County | Manufactured | Cooking Range | New | 73.27% | 73.27% | 73.27% | 73.27% | 73.27% | 73.27% | 73.27% | 73.27% | 73.27% | 73.27% | 73.27% | 73.27% | 73.27% | 73.27% | 73.27% | 73.27% | 73.27% | 73.27% | 73.27% | 73.27% | 73.27% | 73.27% | 73.27% | 73.27% | 73.27% | 73.27% | 73.27% | 73.27%
Pierce CountyManufactured - Highly Impacted | Pierce CountyManufactured - Highly ImpactedCooking Range | Pierce County | Manufactured - Highly Impacted | Cooking Range | New | 42.42% | 42.42% | 42.42% | 42.42% | 42.42% | 42.42% | 42.42% | 42.42% | 42.42% | 42.42% | 42.42% | 42.42% | 42.42% | 42.42% | 42.42% | 42.42% | 42.42% | 42.42% | 42.42% | 42.42% | 42.42% | 42.42% | 42.42% | 42.42% | 42.42% | 42.42% | 42.42% | 42.42%
Pierce CountyMultifamily | Pierce CountyMultifamilyCooking Range | Pierce County | Multifamily | Cooking Range | New | 29.66% | 29.66% | 29.66% | 29.66% | 29.66% | 29.66% | 29.66% | 29.66% | 29.66% | 29.66% | 29.66% | 29.66% | 29.66% | 29.66% | 29.66% | 29.66% | 29.66% | 29.66% | 29.66% | 29.66% | 29.66% | 29.66% | 29.66% | 29.66% | 29.66% | 29.66% | 29.66% | 29.66%
Pierce CountyMultifamily - Highly Impacted | Pierce CountyMultifamily - Highly ImpactedCooking Range | Pierce County | Multifamily - Highly Impacted | Cooking Range | New | 15.61% | 15.61% | 15.61% | 15.61% | 15.61% | 15.61% | 15.61% | 15.61% | 15.61% | 15.61% | 15.61% | 15.61% | 15.61% | 15.61% | 15.61% | 15.61% | 15.61% | 15.61% | 15.61% | 15.61% | 15.61% | 15.61% | 15.61% | 15.61% | 15.61% | 15.61% | 15.61% | 15.61%
Pierce CountySingle Family | Pierce CountySingle FamilyCooking Range | Pierce County | Single Family | Cooking Range | New | 68.05% | 68.05% | 68.05% | 68.05% | 68.05% | 68.05% | 68.05% | 68.05% | 68.05% | 68.05% | 68.05% | 68.05% | 68.05% | 68.05% | 68.05% | 68.05% | 68.05% | 68.05% | 68.05% | 68.05% | 68.05% | 68.05% | 68.05% | 68.05% | 68.05% | 68.05% | 68.05% | 68.05%
Pierce CountySingle Family - Highly Impacted | Pierce CountySingle Family - Highly ImpactedCooking Range | Pierce County | Single Family - Highly Impacted | Cooking Range | New | 42.42% | 42.42% | 42.42% | 42.42% | 42.42% | 42.42% | 42.42% | 42.42% | 42.42% | 42.42% | 42.42% | 42.42% | 42.42% | 42.42% | 42.42% | 42.42% | 42.42% | 42.42% | 42.42% | 42.42% | 42.42% | 42.42% | 42.42% | 42.42% | 42.42% | 42.42% | 42.42% | 42.42%
Pierce CountyManufactured | Pierce CountyManufacturedDryer | Pierce County | Manufactured | Dryer | New | 3.8% | 3.8% | 3.8% | 3.8% | 3.8% | 3.8% | 3.8% | 3.8% | 3.8% | 3.8% | 3.8% | 3.8% | 3.8% | 3.8% | 3.8% | 3.8% | 3.8% | 3.8% | 3.8% | 3.8% | 3.8% | 3.8% | 3.8% | 3.8% | 3.8% | 3.8% | 3.8% | 3.8%
Pierce CountyManufactured - Highly Impacted | Pierce CountyManufactured - Highly ImpactedDryer | Pierce County | Manufactured - Highly Impacted | Dryer | New | 1.105% | 1.105% | 1.105% | 1.105% | 1.105% | 1.105% | 1.105% | 1.105% | 1.105% | 1.105% | 1.105% | 1.105% | 1.105% | 1.105% | 1.105% | 1.105% | 1.105% | 1.105% | 1.105% | 1.105% | 1.105% | 1.105% | 1.105% | 1.105% | 1.105% | 1.105% | 1.105% | 1.105%
Pierce CountyMultifamily | Pierce CountyMultifamilyDryer | Pierce County | Multifamily | Dryer | New | 2.473% | 2.473% | 2.473% | 2.473% | 2.473% | 2.473% | 2.473% | 2.473% | 2.473% | 2.473% | 2.473% | 2.473% | 2.473% | 2.473% | 2.473% | 2.473% | 2.473% | 2.473% | 2.473% | 2.473% | 2.473% | 2.473% | 2.473% | 2.473% | 2.473% | 2.473% | 2.473% | 2.473%
Pierce CountyMultifamily - Highly Impacted | Pierce CountyMultifamily - Highly ImpactedDryer | Pierce County | Multifamily - Highly Impacted | Dryer | New | 2.864% | 2.864% | 2.864% | 2.864% | 2.864% | 2.864% | 2.864% | 2.864% | 2.864% | 2.864% | 2.864% | 2.864% | 2.864% | 2.864% | 2.864% | 2.864% | 2.864% | 2.864% | 2.864% | 2.864% | 2.864% | 2.864% | 2.864% | 2.864% | 2.864% | 2.864% | 2.864% | 2.864%
Pierce CountySingle Family | Pierce CountySingle FamilyDryer | Pierce County | Single Family | Dryer | New | 14.41% | 14.41% | 14.41% | 14.41% | 14.41% | 14.41% | 14.41% | 14.41% | 14.41% | 14.41% | 14.41% | 14.41% | 14.41% | 14.41% | 14.41% | 14.41% | 14.41% | 14.41% | 14.41% | 14.41% | 14.41% | 14.41% | 14.41% | 14.41% | 14.41% | 14.41% | 14.41% | 14.41%
Pierce CountySingle Family - Highly Impacted | Pierce CountySingle Family - Highly ImpactedDryer | Pierce County | Single Family - Highly Impacted | Dryer | New | 13.28% | 13.28% | 13.28% | 13.28% | 13.28% | 13.28% | 13.28% | 13.28% | 13.28% | 13.28% | 13.28% | 13.28% | 13.28% | 13.28% | 13.28% | 13.28% | 13.28% | 13.28% | 13.28% | 13.28% | 13.28% | 13.28% | 13.28% | 13.28% | 13.28% | 13.28% | 13.28% | 13.28%
Pierce CountyManufactured | Pierce CountyManufacturedHeat Central Gas Boiler | Pierce County | Manufactured | Heat Central Gas Boiler | New | 100% | 100% | 100% | 100% | 100% | 100% | 100% | 100% | 100% | 100% | 100% | 100% | 100% | 100% | 100% | 100% | 100% | 100% | 100% | 100% | 100% | 100% | 100% | 100% | 100% | 100% | 100% | 100%
Pierce CountyManufactured - Highly Impacted | Pierce CountyManufactured - Highly ImpactedHeat Central Gas Boiler | Pierce County | Manufactured - Highly Impacted | Heat Central Gas Boiler | New | 100% | 100% | 100% | 100% | 100% | 100% | 100% | 100% | 100% | 100% | 100% | 100% | 100% | 100% | 100% | 100% | 100% | 100% | 100% | 100% | 100% | 100% | 100% | 100% | 100% | 100% | 100% | 100%
Pierce CountyMultifamily | Pierce CountyMultifamilyHeat Central Gas Boiler | Pierce County | Multifamily | Heat Central Gas Boiler | New | 100% | 100% | 100% | 100% | 100% | 100% | 100% | 100% | 100% | 100% | 100% | 100% | 100% | 100% | 100% | 100% | 100% | 100% | 100% | 100% | 100% | 100% | 100% | 100% | 100% | 100% | 100% | 100%
Pierce CountyMultifamily - Highly Impacted | Pierce CountyMultifamily - Highly ImpactedHeat Central Gas Boiler | Pierce County | Multifamily - Highly Impacted | Heat Central Gas Boiler | New | 100% | 100% | 100% | 100% | 100% | 100% | 100% | 100% | 100% | 100% | 100% | 100% | 100% | 100% | 100% | 100% | 100% | 100% | 100% | 100% | 100% | 100% | 100% | 100% | 100% | 100% | 100% | 100%
Pierce CountySingle Family | Pierce CountySingle FamilyHeat Central Gas Boiler | Pierce County | Single Family | Heat Central Gas Boiler | New | 100% | 100% | 100% | 100% | 100% | 100% | 100% | 100% | 100% | 100% | 100% | 100% | 100% | 100% | 100% | 100% | 100% | 100% | 100% | 100% | 100% | 100% | 100% | 100% | 100% | 100% | 100% | 100%
Pierce CountySingle Family - Highly Impacted | Pierce CountySingle Family - Highly ImpactedHeat Central Gas Boiler | Pierce County | Single Family - Highly Impacted | Heat Central Gas Boiler | New | 100% | 100% | 100% | 100% | 100% | 100% | 100% | 100% | 100% | 100% | 100% | 100% | 100% | 100% | 100% | 100% | 100% | 100% | 100% | 100% | 100% | 100% | 100% | 100% | 100% | 100% | 100% | 100%
Pierce CountyManufactured | Pierce CountyManufacturedHeat Central Gas Furnace | Pierce County | Manufactured | Heat Central Gas Furnace | New | 100% | 100% | 100% | 100% | 100% | 100% | 100% | 100% | 100% | 100% | 100% | 100% | 100% | 100% | 100% | 100% | 100% | 100% | 100% | 100% | 100% | 100% | 100% | 100% | 100% | 100% | 100% | 100%
Pierce CountyManufactured - Highly Impacted | Pierce CountyManufactured - Highly ImpactedHeat Central Gas Furnace | Pierce County | Manufactured - Highly Impacted | Heat Central Gas Furnace | New | 100% | 100% | 100% | 100% | 100% | 100% | 100% | 100% | 100% | 100% | 100% | 100% | 100% | 100% | 100% | 100% | 100% | 100% | 100% | 100% | 100% | 100% | 100% | 100% | 100% | 100% | 100% | 100%
Pierce CountyMultifamily | Pierce CountyMultifamilyHeat Central Gas Furnace | Pierce County | Multifamily | Heat Central Gas Furnace | New | 100% | 100% | 100% | 100% | 100% | 100% | 100% | 100% | 100% | 100% | 100% | 100% | 100% | 100% | 100% | 100% | 100% | 100% | 100% | 100% | 100% | 100% | 100% | 100% | 100% | 100% | 100% | 100%
Pierce CountyMultifamily - Highly Impacted | Pierce CountyMultifamily - Highly ImpactedHeat Central Gas Furnace | Pierce County | Multifamily - Highly Impacted | Heat Central Gas Furnace | New | 100% | 100% | 100% | 100% | 100% | 100% | 100% | 100% | 100% | 100% | 100% | 100% | 100% | 100% | 100% | 100% | 100% | 100% | 100% | 100% | 100% | 100% | 100% | 100% | 100% | 100% | 100% | 100%
Pierce CountySingle Family | Pierce CountySingle FamilyHeat Central Gas Furnace | Pierce County | Single Family | Heat Central Gas Furnace | New | 100% | 100% | 100% | 100% | 100% | 100% | 100% | 100% | 100% | 100% | 100% | 100% | 100% | 100% | 100% | 100% | 100% | 100% | 100% | 100% | 100% | 100% | 100% | 100% | 100% | 100% | 100% | 100%
Pierce CountySingle Family - Highly Impacted | Pierce CountySingle Family - Highly ImpactedHeat Central Gas Furnace | Pierce County | Single Family - Highly Impacted | Heat Central Gas Furnace | New | 100% | 100% | 100% | 100% | 100% | 100% | 100% | 100% | 100% | 100% | 100% | 100% | 100% | 100% | 100% | 100% | 100% | 100% | 100% | 100% | 100% | 100% | 100% | 100% | 100% | 100% | 100% | 100%
Pierce CountyManufactured | Pierce CountyManufacturedHeat Room Gas | Pierce County | Manufactured | Heat Room Gas | New | 100% | 100% | 100% | 100% | 100% | 100% | 100% | 100% | 100% | 100% | 100% | 100% | 100% | 100% | 100% | 100% | 100% | 100% | 100% | 100% | 100% | 100% | 100% | 100% | 100% | 100% | 100% | 100%
Pierce CountyManufactured - Highly Impacted | Pierce CountyManufactured - Highly ImpactedHeat Room Gas | Pierce County | Manufactured - Highly Impacted | Heat Room Gas | New | 100% | 100% | 100% | 100% | 100% | 100% | 100% | 100% | 100% | 100% | 100% | 100% | 100% | 100% | 100% | 100% | 100% | 100% | 100% | 100% | 100% | 100% | 100% | 100% | 100% | 100% | 100% | 100%
Pierce CountyMultifamily | Pierce CountyMultifamilyHeat Room Gas | Pierce County | Multifamily | Heat Room Gas | New | 100% | 100% | 100% | 100% | 100% | 100% | 100% | 100% | 100% | 100% | 100% | 100% | 100% | 100% | 100% | 100% | 100% | 100% | 100% | 100% | 100% | 100% | 100% | 100% | 100% | 100% | 100% | 100%
Pierce CountyMultifamily - Highly Impacted | Pierce CountyMultifamily - Highly ImpactedHeat Room Gas | Pierce County | Multifamily - Highly Impacted | Heat Room Gas | New | 100% | 100% | 100% | 100% | 100% | 100% | 100% | 100% | 100% | 100% | 100% | 100% | 100% | 100% | 100% | 100% | 100% | 100% | 100% | 100% | 100% | 100% | 100% | 100% | 100% | 100% | 100% | 100%
Pierce CountySingle Family | Pierce CountySingle FamilyHeat Room Gas | Pierce County | Single Family | Heat Room Gas | New | 100% | 100% | 100% | 100% | 100% | 100% | 100% | 100% | 100% | 100% | 100% | 100% | 100% | 100% | 100% | 100% | 100% | 100% | 100% | 100% | 100% | 100% | 100% | 100% | 100% | 100% | 100% | 100%
Pierce CountySingle Family - Highly Impacted | Pierce CountySingle Family - Highly ImpactedHeat Room Gas | Pierce County | Single Family - Highly Impacted | Heat Room Gas | New | 100% | 100% | 100% | 100% | 100% | 100% | 100% | 100% | 100% | 100% | 100% | 100% | 100% | 100% | 100% | 100% | 100% | 100% | 100% | 100% | 100% | 100% | 100% | 100% | 100% | 100% | 100% | 100%
Pierce CountyManufactured | Pierce CountyManufacturedOther | Pierce County | Manufactured | Other | New | 100% | 100% | 100% | 100% | 100% | 100% | 100% | 100% | 100% | 100% | 100% | 100% | 100% | 100% | 100% | 100% | 100% | 100% | 100% | 100% | 100% | 100% | 100% | 100% | 100% | 100% | 100% | 100%
Pierce CountyManufactured - Highly Impacted | Pierce CountyManufactured - Highly ImpactedOther | Pierce County | Manufactured - Highly Impacted | Other | New | 100% | 100% | 100% | 100% | 100% | 100% | 100% | 100% | 100% | 100% | 100% | 100% | 100% | 100% | 100% | 100% | 100% | 100% | 100% | 100% | 100% | 100% | 100% | 100% | 100% | 100% | 100% | 100%
Pierce CountyMultifamily | Pierce CountyMultifamilyOther | Pierce County | Multifamily | Other | New | 100% | 100% | 100% | 100% | 100% | 100% | 100% | 100% | 100% | 100% | 100% | 100% | 100% | 100% | 100% | 100% | 100% | 100% | 100% | 100% | 100% | 100% | 100% | 100% | 100% | 100% | 100% | 100%
Pierce CountyMultifamily - Highly Impacted | Pierce CountyMultifamily - Highly ImpactedOther | Pierce County | Multifamily - Highly Impacted | Other | New | 100% | 100% | 100% | 100% | 100% | 100% | 100% | 100% | 100% | 100% | 100% | 100% | 100% | 100% | 100% | 100% | 100% | 100% | 100% | 100% | 100% | 100% | 100% | 100% | 100% | 100% | 100% | 100%
Pierce CountySingle Family | Pierce CountySingle FamilyOther | Pierce County | Single Family | Other | New | 100% | 100% | 100% | 100% | 100% | 100% | 100% | 100% | 100% | 100% | 100% | 100% | 100% | 100% | 100% | 100% | 100% | 100% | 100% | 100% | 100% | 100% | 100% | 100% | 100% | 100% | 100% | 100%
Pierce CountySingle Family - Highly Impacted | Pierce CountySingle Family - Highly ImpactedOther | Pierce County | Single Family - Highly Impacted | Other | New | 100% | 100% | 100% | 100% | 100% | 100% | 100% | 100% | 100% | 100% | 100% | 100% | 100% | 100% | 100% | 100% | 100% | 100% | 100% | 100% | 100% | 100% | 100% | 100% | 100% | 100% | 100% | 100%
Pierce CountyManufactured | Pierce CountyManufacturedPool Heat | Pierce County | Manufactured | Pool Heat | New | 42.67% | 42.67% | 42.67% | 42.67% | 42.67% | 42.67% | 42.67% | 42.67% | 42.67% | 42.67% | 42.67% | 42.67% | 42.67% | 42.67% | 42.67% | 42.67% | 42.67% | 42.67% | 42.67% | 42.67% | 42.67% | 42.67% | 42.67% | 42.67% | 42.67% | 42.67% | 42.67% | 42.67%
Pierce CountyManufactured - Highly Impacted | Pierce CountyManufactured - Highly ImpactedPool Heat | Pierce County | Manufactured - Highly Impacted | Pool Heat | New | 42.67% | 42.67% | 42.67% | 42.67% | 42.67% | 42.67% | 42.67% | 42.67% | 42.67% | 42.67% | 42.67% | 42.67% | 42.67% | 42.67% | 42.67% | 42.67% | 42.67% | 42.67% | 42.67% | 42.67% | 42.67% | 42.67% | 42.67% | 42.67% | 42.67% | 42.67% | 42.67% | 42.67%
Pierce CountyMultifamily | Pierce CountyMultifamilyPool Heat | Pierce County | Multifamily | Pool Heat | New | bar: 0 2023 to 0 2050
Pierce CountyMultifamily - Highly Impacted | Pierce CountyMultifamily - Highly ImpactedPool Heat | Pierce County | Multifamily - Highly Impacted | Pool Heat | New | bar: 0 2023 to 0 2050
Pierce CountySingle Family | Pierce CountySingle FamilyPool Heat | Pierce County | Single Family | Pool Heat | New | 40.83% | 40.83% | 40.83% | 40.83% | 40.83% | 40.83% | 40.83% | 40.83% | 40.83% | 40.83% | 40.83% | 40.83% | 40.83% | 40.83% | 40.83% | 40.83% | 40.83% | 40.83% | 40.83% | 40.83% | 40.83% | 40.83% | 40.83% | 40.83% | 40.83% | 40.83% | 40.83% | 40.83%
Pierce CountySingle Family - Highly Impacted | Pierce CountySingle Family - Highly ImpactedPool Heat | Pierce County | Single Family - Highly Impacted | Pool Heat | New | 42.67% | 42.67% | 42.67% | 42.67% | 42.67% | 42.67% | 42.67% | 42.67% | 42.67% | 42.67% | 42.67% | 42.67% | 42.67% | 42.67% | 42.67% | 42.67% | 42.67% | 42.67% | 42.67% | 42.67% | 42.67% | 42.67% | 42.67% | 42.67% | 42.67% | 42.67% | 42.67% | 42.67%
Pierce CountyManufactured | Pierce CountyManufacturedWater Heat GT 55 Gal | Pierce County | Manufactured | Water Heat GT 55 Gal | New | 10.33% | 10.33% | 10.33% | 10.33% | 10.33% | 10.33% | 10.33% | 10.33% | 10.33% | 10.33% | 10.33% | 10.33% | 10.33% | 10.33% | 10.33% | 10.33% | 10.33% | 10.33% | 10.33% | 10.33% | 10.33% | 10.33% | 10.33% | 10.33% | 10.33% | 10.33% | 10.33% | 10.33%
Pierce CountyManufactured - Highly Impacted | Pierce CountyManufactured - Highly ImpactedWater Heat GT 55 Gal | Pierce County | Manufactured - Highly Impacted | Water Heat GT 55 Gal | New | 4.261% | 4.261% | 4.261% | 4.261% | 4.261% | 4.261% | 4.261% | 4.261% | 4.261% | 4.261% | 4.261% | 4.261% | 4.261% | 4.261% | 4.261% | 4.261% | 4.261% | 4.261% | 4.261% | 4.261% | 4.261% | 4.261% | 4.261% | 4.261% | 4.261% | 4.261% | 4.261% | 4.261%
Pierce CountyMultifamily | Pierce CountyMultifamilyWater Heat GT 55 Gal | Pierce County | Multifamily | Water Heat GT 55 Gal | New | 16.78% | 16.78% | 16.78% | 16.78% | 16.78% | 16.78% | 16.78% | 16.78% | 16.78% | 16.78% | 16.78% | 16.78% | 16.78% | 16.78% | 16.78% | 16.78% | 16.78% | 16.78% | 16.78% | 16.78% | 16.78% | 16.78% | 16.78% | 16.78% | 16.78% | 16.78% | 16.78% | 16.78%
Pierce CountyMultifamily - Highly Impacted | Pierce CountyMultifamily - Highly ImpactedWater Heat GT 55 Gal | Pierce County | Multifamily - Highly Impacted | Water Heat GT 55 Gal | New | 14.58% | 14.58% | 14.58% | 14.58% | 14.58% | 14.58% | 14.58% | 14.58% | 14.58% | 14.58% | 14.58% | 14.58% | 14.58% | 14.58% | 14.58% | 14.58% | 14.58% | 14.58% | 14.58% | 14.58% | 14.58% | 14.58% | 14.58% | 14.58% | 14.58% | 14.58% | 14.58% | 14.58%
Pierce CountySingle Family | Pierce CountySingle FamilyWater Heat GT 55 Gal | Pierce County | Single Family | Water Heat GT 55 Gal | New | 83.81% | 83.81% | 83.81% | 83.81% | 83.81% | 83.81% | 83.81% | 83.81% | 83.81% | 83.81% | 83.81% | 83.81% | 83.81% | 83.81% | 83.81% | 83.81% | 83.81% | 83.81% | 83.81% | 83.81% | 83.81% | 83.81% | 83.81% | 83.81% | 83.81% | 83.81% | 83.81% | 83.81%
Pierce CountySingle Family - Highly Impacted | Pierce CountySingle Family - Highly ImpactedWater Heat GT 55 Gal | Pierce County | Single Family - Highly Impacted | Water Heat GT 55 Gal | New | 77.63% | 77.63% | 77.63% | 77.63% | 77.63% | 77.63% | 77.63% | 77.63% | 77.63% | 77.63% | 77.63% | 77.63% | 77.63% | 77.63% | 77.63% | 77.63% | 77.63% | 77.63% | 77.63% | 77.63% | 77.63% | 77.63% | 77.63% | 77.63% | 77.63% | 77.63% | 77.63% | 77.63%
Pierce CountyManufactured | Pierce CountyManufacturedWater Heat LE 55 Gal | Pierce County | Manufactured | Water Heat LE 55 Gal | New | 10.33% | 10.33% | 10.33% | 10.33% | 10.33% | 10.33% | 10.33% | 10.33% | 10.33% | 10.33% | 10.33% | 10.33% | 10.33% | 10.33% | 10.33% | 10.33% | 10.33% | 10.33% | 10.33% | 10.33% | 10.33% | 10.33% | 10.33% | 10.33% | 10.33% | 10.33% | 10.33% | 10.33%
Pierce CountyManufactured - Highly Impacted | Pierce CountyManufactured - Highly ImpactedWater Heat LE 55 Gal | Pierce County | Manufactured - Highly Impacted | Water Heat LE 55 Gal | New | 4.261% | 4.261% | 4.261% | 4.261% | 4.261% | 4.261% | 4.261% | 4.261% | 4.261% | 4.261% | 4.261% | 4.261% | 4.261% | 4.261% | 4.261% | 4.261% | 4.261% | 4.261% | 4.261% | 4.261% | 4.261% | 4.261% | 4.261% | 4.261% | 4.261% | 4.261% | 4.261% | 4.261%
Pierce CountyMultifamily | Pierce CountyMultifamilyWater Heat LE 55 Gal | Pierce County | Multifamily | Water Heat LE 55 Gal | New | 16.78% | 16.78% | 16.78% | 16.78% | 16.78% | 16.78% | 16.78% | 16.78% | 16.78% | 16.78% | 16.78% | 16.78% | 16.78% | 16.78% | 16.78% | 16.78% | 16.78% | 16.78% | 16.78% | 16.78% | 16.78% | 16.78% | 16.78% | 16.78% | 16.78% | 16.78% | 16.78% | 16.78%
Pierce CountyMultifamily - Highly Impacted | Pierce CountyMultifamily - Highly ImpactedWater Heat LE 55 Gal | Pierce County | Multifamily - Highly Impacted | Water Heat LE 55 Gal | New | 14.58% | 14.58% | 14.58% | 14.58% | 14.58% | 14.58% | 14.58% | 14.58% | 14.58% | 14.58% | 14.58% | 14.58% | 14.58% | 14.58% | 14.58% | 14.58% | 14.58% | 14.58% | 14.58% | 14.58% | 14.58% | 14.58% | 14.58% | 14.58% | 14.58% | 14.58% | 14.58% | 14.58%
Pierce CountySingle Family | Pierce CountySingle FamilyWater Heat LE 55 Gal | Pierce County | Single Family | Water Heat LE 55 Gal | New | 83.81% | 83.81% | 83.81% | 83.81% | 83.81% | 83.81% | 83.81% | 83.81% | 83.81% | 83.81% | 83.81% | 83.81% | 83.81% | 83.81% | 83.81% | 83.81% | 83.81% | 83.81% | 83.81% | 83.81% | 83.81% | 83.81% | 83.81% | 83.81% | 83.81% | 83.81% | 83.81% | 83.81%
Pierce CountySingle Family - Highly Impacted | Pierce CountySingle Family - Highly ImpactedWater Heat LE 55 Gal | Pierce County | Single Family - Highly Impacted | Water Heat LE 55 Gal | New | 77.63% | 77.63% | 77.63% | 77.63% | 77.63% | 77.63% | 77.63% | 77.63% | 77.63% | 77.63% | 77.63% | 77.63% | 77.63% | 77.63% | 77.63% | 77.63% | 77.63% | 77.63% | 77.63% | 77.63% | 77.63% | 77.63% | 77.63% | 77.63% | 77.63% | 77.63% | 77.63% | 77.63%
Snohomish CountyManufactured | Snohomish CountyManufacturedCooking Oven | Snohomish County | Manufactured | Cooking Oven | New | 22.16% | 22.16% | 22.16% | 22.16% | 22.16% | 22.16% | 22.16% | 22.16% | 22.16% | 22.16% | 22.16% | 22.16% | 22.16% | 22.16% | 22.16% | 22.16% | 22.16% | 22.16% | 22.16% | 22.16% | 22.16% | 22.16% | 22.16% | 22.16% | 22.16% | 22.16% | 22.16% | 22.16%
Snohomish CountyManufactured - Highly Impacted | Snohomish CountyManufactured - Highly ImpactedCooking Oven | Snohomish County | Manufactured - Highly Impacted | Cooking Oven | New | 25.3% | 25.3% | 25.3% | 25.3% | 25.3% | 25.3% | 25.3% | 25.3% | 25.3% | 25.3% | 25.3% | 25.3% | 25.3% | 25.3% | 25.3% | 25.3% | 25.3% | 25.3% | 25.3% | 25.3% | 25.3% | 25.3% | 25.3% | 25.3% | 25.3% | 25.3% | 25.3% | 25.3%
Snohomish CountyMultifamily | Snohomish CountyMultifamilyCooking Oven | Snohomish County | Multifamily | Cooking Oven | New | 6.4% | 6.4% | 6.4% | 6.4% | 6.4% | 6.4% | 6.4% | 6.4% | 6.4% | 6.4% | 6.4% | 6.4% | 6.4% | 6.4% | 6.4% | 6.4% | 6.4% | 6.4% | 6.4% | 6.4% | 6.4% | 6.4% | 6.4% | 6.4% | 6.4% | 6.4% | 6.4% | 6.4%
Snohomish CountyMultifamily - Highly Impacted | Snohomish CountyMultifamily - Highly ImpactedCooking Oven | Snohomish County | Multifamily - Highly Impacted | Cooking Oven | New | 7.29% | 7.29% | 7.29% | 7.29% | 7.29% | 7.29% | 7.29% | 7.29% | 7.29% | 7.29% | 7.29% | 7.29% | 7.29% | 7.29% | 7.29% | 7.29% | 7.29% | 7.29% | 7.29% | 7.29% | 7.29% | 7.29% | 7.29% | 7.29% | 7.29% | 7.29% | 7.29% | 7.29%
Snohomish CountySingle Family | Snohomish CountySingle FamilyCooking Oven | Snohomish County | Single Family | Cooking Oven | New | 21.54% | 21.54% | 21.54% | 21.54% | 21.54% | 21.54% | 21.54% | 21.54% | 21.54% | 21.54% | 21.54% | 21.54% | 21.54% | 21.54% | 21.54% | 21.54% | 21.54% | 21.54% | 21.54% | 21.54% | 21.54% | 21.54% | 21.54% | 21.54% | 21.54% | 21.54% | 21.54% | 21.54%
Snohomish CountySingle Family - Highly Impacted | Snohomish CountySingle Family - Highly ImpactedCooking Oven | Snohomish County | Single Family - Highly Impacted | Cooking Oven | New | 25.3% | 25.3% | 25.3% | 25.3% | 25.3% | 25.3% | 25.3% | 25.3% | 25.3% | 25.3% | 25.3% | 25.3% | 25.3% | 25.3% | 25.3% | 25.3% | 25.3% | 25.3% | 25.3% | 25.3% | 25.3% | 25.3% | 25.3% | 25.3% | 25.3% | 25.3% | 25.3% | 25.3%
Snohomish CountyManufactured | Snohomish CountyManufacturedCooking Range | Snohomish County | Manufactured | Cooking Range | New | 73.27% | 73.27% | 73.27% | 73.27% | 73.27% | 73.27% | 73.27% | 73.27% | 73.27% | 73.27% | 73.27% | 73.27% | 73.27% | 73.27% | 73.27% | 73.27% | 73.27% | 73.27% | 73.27% | 73.27% | 73.27% | 73.27% | 73.27% | 73.27% | 73.27% | 73.27% | 73.27% | 73.27%
Snohomish CountyManufactured - Highly Impacted | Snohomish CountyManufactured - Highly ImpactedCooking Range | Snohomish County | Manufactured - Highly Impacted | Cooking Range | New | 42.42% | 42.42% | 42.42% | 42.42% | 42.42% | 42.42% | 42.42% | 42.42% | 42.42% | 42.42% | 42.42% | 42.42% | 42.42% | 42.42% | 42.42% | 42.42% | 42.42% | 42.42% | 42.42% | 42.42% | 42.42% | 42.42% | 42.42% | 42.42% | 42.42% | 42.42% | 42.42% | 42.42%
Snohomish CountyMultifamily | Snohomish CountyMultifamilyCooking Range | Snohomish County | Multifamily | Cooking Range | New | 29.66% | 29.66% | 29.66% | 29.66% | 29.66% | 29.66% | 29.66% | 29.66% | 29.66% | 29.66% | 29.66% | 29.66% | 29.66% | 29.66% | 29.66% | 29.66% | 29.66% | 29.66% | 29.66% | 29.66% | 29.66% | 29.66% | 29.66% | 29.66% | 29.66% | 29.66% | 29.66% | 29.66%
Snohomish CountyMultifamily - Highly Impacted | Snohomish CountyMultifamily - Highly ImpactedCooking Range | Snohomish County | Multifamily - Highly Impacted | Cooking Range | New | 15.61% | 15.61% | 15.61% | 15.61% | 15.61% | 15.61% | 15.61% | 15.61% | 15.61% | 15.61% | 15.61% | 15.61% | 15.61% | 15.61% | 15.61% | 15.61% | 15.61% | 15.61% | 15.61% | 15.61% | 15.61% | 15.61% | 15.61% | 15.61% | 15.61% | 15.61% | 15.61% | 15.61%
Snohomish CountySingle Family | Snohomish CountySingle FamilyCooking Range | Snohomish County | Single Family | Cooking Range | New | 74.26% | 74.26% | 74.26% | 74.26% | 74.26% | 74.26% | 74.26% | 74.26% | 74.26% | 74.26% | 74.26% | 74.26% | 74.26% | 74.26% | 74.26% | 74.26% | 74.26% | 74.26% | 74.26% | 74.26% | 74.26% | 74.26% | 74.26% | 74.26% | 74.26% | 74.26% | 74.26% | 74.26%
Snohomish CountySingle Family - Highly Impacted | Snohomish CountySingle Family - Highly ImpactedCooking Range | Snohomish County | Single Family - Highly Impacted | Cooking Range | New | 42.42% | 42.42% | 42.42% | 42.42% | 42.42% | 42.42% | 42.42% | 42.42% | 42.42% | 42.42% | 42.42% | 42.42% | 42.42% | 42.42% | 42.42% | 42.42% | 42.42% | 42.42% | 42.42% | 42.42% | 42.42% | 42.42% | 42.42% | 42.42% | 42.42% | 42.42% | 42.42% | 42.42%
Snohomish CountyManufactured | Snohomish CountyManufacturedDryer | Snohomish County | Manufactured | Dryer | New | 3.8% | 3.8% | 3.8% | 3.8% | 3.8% | 3.8% | 3.8% | 3.8% | 3.8% | 3.8% | 3.8% | 3.8% | 3.8% | 3.8% | 3.8% | 3.8% | 3.8% | 3.8% | 3.8% | 3.8% | 3.8% | 3.8% | 3.8% | 3.8% | 3.8% | 3.8% | 3.8% | 3.8%
Snohomish CountyManufactured - Highly Impacted | Snohomish CountyManufactured - Highly ImpactedDryer | Snohomish County | Manufactured - Highly Impacted | Dryer | New | 1.105% | 1.105% | 1.105% | 1.105% | 1.105% | 1.105% | 1.105% | 1.105% | 1.105% | 1.105% | 1.105% | 1.105% | 1.105% | 1.105% | 1.105% | 1.105% | 1.105% | 1.105% | 1.105% | 1.105% | 1.105% | 1.105% | 1.105% | 1.105% | 1.105% | 1.105% | 1.105% | 1.105%
Snohomish CountyMultifamily | Snohomish CountyMultifamilyDryer | Snohomish County | Multifamily | Dryer | New | 2.473% | 2.473% | 2.473% | 2.473% | 2.473% | 2.473% | 2.473% | 2.473% | 2.473% | 2.473% | 2.473% | 2.473% | 2.473% | 2.473% | 2.473% | 2.473% | 2.473% | 2.473% | 2.473% | 2.473% | 2.473% | 2.473% | 2.473% | 2.473% | 2.473% | 2.473% | 2.473% | 2.473%
Snohomish CountyMultifamily - Highly Impacted | Snohomish CountyMultifamily - Highly ImpactedDryer | Snohomish County | Multifamily - Highly Impacted | Dryer | New | 2.864% | 2.864% | 2.864% | 2.864% | 2.864% | 2.864% | 2.864% | 2.864% | 2.864% | 2.864% | 2.864% | 2.864% | 2.864% | 2.864% | 2.864% | 2.864% | 2.864% | 2.864% | 2.864% | 2.864% | 2.864% | 2.864% | 2.864% | 2.864% | 2.864% | 2.864% | 2.864% | 2.864%
Snohomish CountySingle Family | Snohomish CountySingle FamilyDryer | Snohomish County | Single Family | Dryer | New | 18.84% | 18.84% | 18.84% | 18.84% | 18.84% | 18.84% | 18.84% | 18.84% | 18.84% | 18.84% | 18.84% | 18.84% | 18.84% | 18.84% | 18.84% | 18.84% | 18.84% | 18.84% | 18.84% | 18.84% | 18.84% | 18.84% | 18.84% | 18.84% | 18.84% | 18.84% | 18.84% | 18.84%
Snohomish CountySingle Family - Highly Impacted | Snohomish CountySingle Family - Highly ImpactedDryer | Snohomish County | Single Family - Highly Impacted | Dryer | New | 13.28% | 13.28% | 13.28% | 13.28% | 13.28% | 13.28% | 13.28% | 13.28% | 13.28% | 13.28% | 13.28% | 13.28% | 13.28% | 13.28% | 13.28% | 13.28% | 13.28% | 13.28% | 13.28% | 13.28% | 13.28% | 13.28% | 13.28% | 13.28% | 13.28% | 13.28% | 13.28% | 13.28%
Snohomish CountyManufactured | Snohomish CountyManufacturedHeat Central Gas Boiler | Snohomish County | Manufactured | Heat Central Gas Boiler | New | 100% | 100% | 100% | 100% | 100% | 100% | 100% | 100% | 100% | 100% | 100% | 100% | 100% | 100% | 100% | 100% | 100% | 100% | 100% | 100% | 100% | 100% | 100% | 100% | 100% | 100% | 100% | 100%
Snohomish CountyManufactured - Highly Impacted | Snohomish CountyManufactured - Highly ImpactedHeat Central Gas Boiler | Snohomish County | Manufactured - Highly Impacted | Heat Central Gas Boiler | New | 100% | 100% | 100% | 100% | 100% | 100% | 100% | 100% | 100% | 100% | 100% | 100% | 100% | 100% | 100% | 100% | 100% | 100% | 100% | 100% | 100% | 100% | 100% | 100% | 100% | 100% | 100% | 100%
Snohomish CountyMultifamily | Snohomish CountyMultifamilyHeat Central Gas Boiler | Snohomish County | Multifamily | Heat Central Gas Boiler | New | 100% | 100% | 100% | 100% | 100% | 100% | 100% | 100% | 100% | 100% | 100% | 100% | 100% | 100% | 100% | 100% | 100% | 100% | 100% | 100% | 100% | 100% | 100% | 100% | 100% | 100% | 100% | 100%
Snohomish CountyMultifamily - Highly Impacted | Snohomish CountyMultifamily - Highly ImpactedHeat Central Gas Boiler | Snohomish County | Multifamily - Highly Impacted | Heat Central Gas Boiler | New | 100% | 100% | 100% | 100% | 100% | 100% | 100% | 100% | 100% | 100% | 100% | 100% | 100% | 100% | 100% | 100% | 100% | 100% | 100% | 100% | 100% | 100% | 100% | 100% | 100% | 100% | 100% | 100%
Snohomish CountySingle Family | Snohomish CountySingle FamilyHeat Central Gas Boiler | Snohomish County | Single Family | Heat Central Gas Boiler | New | 100% | 100% | 100% | 100% | 100% | 100% | 100% | 100% | 100% | 100% | 100% | 100% | 100% | 100% | 100% | 100% | 100% | 100% | 100% | 100% | 100% | 100% | 100% | 100% | 100% | 100% | 100% | 100%
Snohomish CountySingle Family - Highly Impacted | Snohomish CountySingle Family - Highly ImpactedHeat Central Gas Boiler | Snohomish County | Single Family - Highly Impacted | Heat Central Gas Boiler | New | 100% | 100% | 100% | 100% | 100% | 100% | 100% | 100% | 100% | 100% | 100% | 100% | 100% | 100% | 100% | 100% | 100% | 100% | 100% | 100% | 100% | 100% | 100% | 100% | 100% | 100% | 100% | 100%
Snohomish CountyManufactured | Snohomish CountyManufacturedHeat Central Gas Furnace | Snohomish County | Manufactured | Heat Central Gas Furnace | New | 100% | 100% | 100% | 100% | 100% | 100% | 100% | 100% | 100% | 100% | 100% | 100% | 100% | 100% | 100% | 100% | 100% | 100% | 100% | 100% | 100% | 100% | 100% | 100% | 100% | 100% | 100% | 100%
Snohomish CountyManufactured - Highly Impacted | Snohomish CountyManufactured - Highly ImpactedHeat Central Gas Furnace | Snohomish County | Manufactured - Highly Impacted | Heat Central Gas Furnace | New | 100% | 100% | 100% | 100% | 100% | 100% | 100% | 100% | 100% | 100% | 100% | 100% | 100% | 100% | 100% | 100% | 100% | 100% | 100% | 100% | 100% | 100% | 100% | 100% | 100% | 100% | 100% | 100%
Snohomish CountyMultifamily | Snohomish CountyMultifamilyHeat Central Gas Furnace | Snohomish County | Multifamily | Heat Central Gas Furnace | New | 100% | 100% | 100% | 100% | 100% | 100% | 100% | 100% | 100% | 100% | 100% | 100% | 100% | 100% | 100% | 100% | 100% | 100% | 100% | 100% | 100% | 100% | 100% | 100% | 100% | 100% | 100% | 100%
Snohomish CountyMultifamily - Highly Impacted | Snohomish CountyMultifamily - Highly ImpactedHeat Central Gas Furnace | Snohomish County | Multifamily - Highly Impacted | Heat Central Gas Furnace | New | 100% | 100% | 100% | 100% | 100% | 100% | 100% | 100% | 100% | 100% | 100% | 100% | 100% | 100% | 100% | 100% | 100% | 100% | 100% | 100% | 100% | 100% | 100% | 100% | 100% | 100% | 100% | 100%
Snohomish CountySingle Family | Snohomish CountySingle FamilyHeat Central Gas Furnace | Snohomish County | Single Family | Heat Central Gas Furnace | New | 100% | 100% | 100% | 100% | 100% | 100% | 100% | 100% | 100% | 100% | 100% | 100% | 100% | 100% | 100% | 100% | 100% | 100% | 100% | 100% | 100% | 100% | 100% | 100% | 100% | 100% | 100% | 100%
Snohomish CountySingle Family - Highly Impacted | Snohomish CountySingle Family - Highly ImpactedHeat Central Gas Furnace | Snohomish County | Single Family - Highly Impacted | Heat Central Gas Furnace | New | 100% | 100% | 100% | 100% | 100% | 100% | 100% | 100% | 100% | 100% | 100% | 100% | 100% | 100% | 100% | 100% | 100% | 100% | 100% | 100% | 100% | 100% | 100% | 100% | 100% | 100% | 100% | 100%
Snohomish CountyManufactured | Snohomish CountyManufacturedHeat Room Gas | Snohomish County | Manufactured | Heat Room Gas | New | 100% | 100% | 100% | 100% | 100% | 100% | 100% | 100% | 100% | 100% | 100% | 100% | 100% | 100% | 100% | 100% | 100% | 100% | 100% | 100% | 100% | 100% | 100% | 100% | 100% | 100% | 100% | 100%
Snohomish CountyManufactured - Highly Impacted | Snohomish CountyManufactured - Highly ImpactedHeat Room Gas | Snohomish County | Manufactured - Highly Impacted | Heat Room Gas | New | 100% | 100% | 100% | 100% | 100% | 100% | 100% | 100% | 100% | 100% | 100% | 100% | 100% | 100% | 100% | 100% | 100% | 100% | 100% | 100% | 100% | 100% | 100% | 100% | 100% | 100% | 100% | 100%
Snohomish CountyMultifamily | Snohomish CountyMultifamilyHeat Room Gas | Snohomish County | Multifamily | Heat Room Gas | New | 100% | 100% | 100% | 100% | 100% | 100% | 100% | 100% | 100% | 100% | 100% | 100% | 100% | 100% | 100% | 100% | 100% | 100% | 100% | 100% | 100% | 100% | 100% | 100% | 100% | 100% | 100% | 100%
Snohomish CountyMultifamily - Highly Impacted | Snohomish CountyMultifamily - Highly ImpactedHeat Room Gas | Snohomish County | Multifamily - Highly Impacted | Heat Room Gas | New | 100% | 100% | 100% | 100% | 100% | 100% | 100% | 100% | 100% | 100% | 100% | 100% | 100% | 100% | 100% | 100% | 100% | 100% | 100% | 100% | 100% | 100% | 100% | 100% | 100% | 100% | 100% | 100%
Snohomish CountySingle Family | Snohomish CountySingle FamilyHeat Room Gas | Snohomish County | Single Family | Heat Room Gas | New | 100% | 100% | 100% | 100% | 100% | 100% | 100% | 100% | 100% | 100% | 100% | 100% | 100% | 100% | 100% | 100% | 100% | 100% | 100% | 100% | 100% | 100% | 100% | 100% | 100% | 100% | 100% | 100%
Snohomish CountySingle Family - Highly Impacted | Snohomish CountySingle Family - Highly ImpactedHeat Room Gas | Snohomish County | Single Family - Highly Impacted | Heat Room Gas | New | 100% | 100% | 100% | 100% | 100% | 100% | 100% | 100% | 100% | 100% | 100% | 100% | 100% | 100% | 100% | 100% | 100% | 100% | 100% | 100% | 100% | 100% | 100% | 100% | 100% | 100% | 100% | 100%
Snohomish CountyManufactured | Snohomish CountyManufacturedOther | Snohomish County | Manufactured | Other | New | 100% | 100% | 100% | 100% | 100% | 100% | 100% | 100% | 100% | 100% | 100% | 100% | 100% | 100% | 100% | 100% | 100% | 100% | 100% | 100% | 100% | 100% | 100% | 100% | 100% | 100% | 100% | 100%
Snohomish CountyManufactured - Highly Impacted | Snohomish CountyManufactured - Highly ImpactedOther | Snohomish County | Manufactured - Highly Impacted | Other | New | 100% | 100% | 100% | 100% | 100% | 100% | 100% | 100% | 100% | 100% | 100% | 100% | 100% | 100% | 100% | 100% | 100% | 100% | 100% | 100% | 100% | 100% | 100% | 100% | 100% | 100% | 100% | 100%
Snohomish CountyMultifamily | Snohomish CountyMultifamilyOther | Snohomish County | Multifamily | Other | New | 100% | 100% | 100% | 100% | 100% | 100% | 100% | 100% | 100% | 100% | 100% | 100% | 100% | 100% | 100% | 100% | 100% | 100% | 100% | 100% | 100% | 100% | 100% | 100% | 100% | 100% | 100% | 100%
Snohomish CountyMultifamily - Highly Impacted | Snohomish CountyMultifamily - Highly ImpactedOther | Snohomish County | Multifamily - Highly Impacted | Other | New | 100% | 100% | 100% | 100% | 100% | 100% | 100% | 100% | 100% | 100% | 100% | 100% | 100% | 100% | 100% | 100% | 100% | 100% | 100% | 100% | 100% | 100% | 100% | 100% | 100% | 100% | 100% | 100%
Snohomish CountySingle Family | Snohomish CountySingle FamilyOther | Snohomish County | Single Family | Other | New | 100% | 100% | 100% | 100% | 100% | 100% | 100% | 100% | 100% | 100% | 100% | 100% | 100% | 100% | 100% | 100% | 100% | 100% | 100% | 100% | 100% | 100% | 100% | 100% | 100% | 100% | 100% | 100%
Snohomish CountySingle Family - Highly Impacted | Snohomish CountySingle Family - Highly ImpactedOther | Snohomish County | Single Family - Highly Impacted | Other | New | 100% | 100% | 100% | 100% | 100% | 100% | 100% | 100% | 100% | 100% | 100% | 100% | 100% | 100% | 100% | 100% | 100% | 100% | 100% | 100% | 100% | 100% | 100% | 100% | 100% | 100% | 100% | 100%
Snohomish CountyManufactured | Snohomish CountyManufacturedPool Heat | Snohomish County | Manufactured | Pool Heat | New | 42.67% | 42.67% | 42.67% | 42.67% | 42.67% | 42.67% | 42.67% | 42.67% | 42.67% | 42.67% | 42.67% | 42.67% | 42.67% | 42.67% | 42.67% | 42.67% | 42.67% | 42.67% | 42.67% | 42.67% | 42.67% | 42.67% | 42.67% | 42.67% | 42.67% | 42.67% | 42.67% | 42.67%
Snohomish CountyManufactured - Highly Impacted | Snohomish CountyManufactured - Highly ImpactedPool Heat | Snohomish County | Manufactured - Highly Impacted | Pool Heat | New | 42.67% | 42.67% | 42.67% | 42.67% | 42.67% | 42.67% | 42.67% | 42.67% | 42.67% | 42.67% | 42.67% | 42.67% | 42.67% | 42.67% | 42.67% | 42.67% | 42.67% | 42.67% | 42.67% | 42.67% | 42.67% | 42.67% | 42.67% | 42.67% | 42.67% | 42.67% | 42.67% | 42.67%
Snohomish CountyMultifamily | Snohomish CountyMultifamilyPool Heat | Snohomish County | Multifamily | Pool Heat | New | bar: 0 2023 to 0 2050
Snohomish CountyMultifamily - Highly Impacted | Snohomish CountyMultifamily - Highly ImpactedPool Heat | Snohomish County | Multifamily - Highly Impacted | Pool Heat | New | bar: 0 2023 to 0 2050
Snohomish CountySingle Family | Snohomish CountySingle FamilyPool Heat | Snohomish County | Single Family | Pool Heat | New | 44.44% | 44.44% | 44.44% | 44.44% | 44.44% | 44.44% | 44.44% | 44.44% | 44.44% | 44.44% | 44.44% | 44.44% | 44.44% | 44.44% | 44.44% | 44.44% | 44.44% | 44.44% | 44.44% | 44.44% | 44.44% | 44.44% | 44.44% | 44.44% | 44.44% | 44.44% | 44.44% | 44.44%
Snohomish CountySingle Family - Highly Impacted | Snohomish CountySingle Family - Highly ImpactedPool Heat | Snohomish County | Single Family - Highly Impacted | Pool Heat | New | 42.67% | 42.67% | 42.67% | 42.67% | 42.67% | 42.67% | 42.67% | 42.67% | 42.67% | 42.67% | 42.67% | 42.67% | 42.67% | 42.67% | 42.67% | 42.67% | 42.67% | 42.67% | 42.67% | 42.67% | 42.67% | 42.67% | 42.67% | 42.67% | 42.67% | 42.67% | 42.67% | 42.67%
Snohomish CountyManufactured | Snohomish CountyManufacturedWater Heat GT 55 Gal | Snohomish County | Manufactured | Water Heat GT 55 Gal | New | 10.33% | 10.33% | 10.33% | 10.33% | 10.33% | 10.33% | 10.33% | 10.33% | 10.33% | 10.33% | 10.33% | 10.33% | 10.33% | 10.33% | 10.33% | 10.33% | 10.33% | 10.33% | 10.33% | 10.33% | 10.33% | 10.33% | 10.33% | 10.33% | 10.33% | 10.33% | 10.33% | 10.33%
Snohomish CountyManufactured - Highly Impacted | Snohomish CountyManufactured - Highly ImpactedWater Heat GT 55 Gal | Snohomish County | Manufactured - Highly Impacted | Water Heat GT 55 Gal | New | 4.261% | 4.261% | 4.261% | 4.261% | 4.261% | 4.261% | 4.261% | 4.261% | 4.261% | 4.261% | 4.261% | 4.261% | 4.261% | 4.261% | 4.261% | 4.261% | 4.261% | 4.261% | 4.261% | 4.261% | 4.261% | 4.261% | 4.261% | 4.261% | 4.261% | 4.261% | 4.261% | 4.261%
Snohomish CountyMultifamily | Snohomish CountyMultifamilyWater Heat GT 55 Gal | Snohomish County | Multifamily | Water Heat GT 55 Gal | New | 16.78% | 16.78% | 16.78% | 16.78% | 16.78% | 16.78% | 16.78% | 16.78% | 16.78% | 16.78% | 16.78% | 16.78% | 16.78% | 16.78% | 16.78% | 16.78% | 16.78% | 16.78% | 16.78% | 16.78% | 16.78% | 16.78% | 16.78% | 16.78% | 16.78% | 16.78% | 16.78% | 16.78%
Snohomish CountyMultifamily - Highly Impacted | Snohomish CountyMultifamily - Highly ImpactedWater Heat GT 55 Gal | Snohomish County | Multifamily - Highly Impacted | Water Heat GT 55 Gal | New | 14.58% | 14.58% | 14.58% | 14.58% | 14.58% | 14.58% | 14.58% | 14.58% | 14.58% | 14.58% | 14.58% | 14.58% | 14.58% | 14.58% | 14.58% | 14.58% | 14.58% | 14.58% | 14.58% | 14.58% | 14.58% | 14.58% | 14.58% | 14.58% | 14.58% | 14.58% | 14.58% | 14.58%
Snohomish CountySingle Family | Snohomish CountySingle FamilyWater Heat GT 55 Gal | Snohomish County | Single Family | Water Heat GT 55 Gal | New | 87.56% | 87.56% | 87.56% | 87.56% | 87.56% | 87.56% | 87.56% | 87.56% | 87.56% | 87.56% | 87.56% | 87.56% | 87.56% | 87.56% | 87.56% | 87.56% | 87.56% | 87.56% | 87.56% | 87.56% | 87.56% | 87.56% | 87.56% | 87.56% | 87.56% | 87.56% | 87.56% | 87.56%
Snohomish CountySingle Family - Highly Impacted | Snohomish CountySingle Family - Highly ImpactedWater Heat GT 55 Gal | Snohomish County | Single Family - Highly Impacted | Water Heat GT 55 Gal | New | 77.63% | 77.63% | 77.63% | 77.63% | 77.63% | 77.63% | 77.63% | 77.63% | 77.63% | 77.63% | 77.63% | 77.63% | 77.63% | 77.63% | 77.63% | 77.63% | 77.63% | 77.63% | 77.63% | 77.63% | 77.63% | 77.63% | 77.63% | 77.63% | 77.63% | 77.63% | 77.63% | 77.63%
Snohomish CountyManufactured | Snohomish CountyManufacturedWater Heat LE 55 Gal | Snohomish County | Manufactured | Water Heat LE 55 Gal | New | 10.33% | 10.33% | 10.33% | 10.33% | 10.33% | 10.33% | 10.33% | 10.33% | 10.33% | 10.33% | 10.33% | 10.33% | 10.33% | 10.33% | 10.33% | 10.33% | 10.33% | 10.33% | 10.33% | 10.33% | 10.33% | 10.33% | 10.33% | 10.33% | 10.33% | 10.33% | 10.33% | 10.33%
Snohomish CountyManufactured - Highly Impacted | Snohomish CountyManufactured - Highly ImpactedWater Heat LE 55 Gal | Snohomish County | Manufactured - Highly Impacted | Water Heat LE 55 Gal | New | 4.261% | 4.261% | 4.261% | 4.261% | 4.261% | 4.261% | 4.261% | 4.261% | 4.261% | 4.261% | 4.261% | 4.261% | 4.261% | 4.261% | 4.261% | 4.261% | 4.261% | 4.261% | 4.261% | 4.261% | 4.261% | 4.261% | 4.261% | 4.261% | 4.261% | 4.261% | 4.261% | 4.261%
Snohomish CountyMultifamily | Snohomish CountyMultifamilyWater Heat LE 55 Gal | Snohomish County | Multifamily | Water Heat LE 55 Gal | New | 16.78% | 16.78% | 16.78% | 16.78% | 16.78% | 16.78% | 16.78% | 16.78% | 16.78% | 16.78% | 16.78% | 16.78% | 16.78% | 16.78% | 16.78% | 16.78% | 16.78% | 16.78% | 16.78% | 16.78% | 16.78% | 16.78% | 16.78% | 16.78% | 16.78% | 16.78% | 16.78% | 16.78%
Snohomish CountyMultifamily - Highly Impacted | Snohomish CountyMultifamily - Highly ImpactedWater Heat LE 55 Gal | Snohomish County | Multifamily - Highly Impacted | Water Heat LE 55 Gal | New | 14.58% | 14.58% | 14.58% | 14.58% | 14.58% | 14.58% | 14.58% | 14.58% | 14.58% | 14.58% | 14.58% | 14.58% | 14.58% | 14.58% | 14.58% | 14.58% | 14.58% | 14.58% | 14.58% | 14.58% | 14.58% | 14.58% | 14.58% | 14.58% | 14.58% | 14.58% | 14.58% | 14.58%
Snohomish CountySingle Family | Snohomish CountySingle FamilyWater Heat LE 55 Gal | Snohomish County | Single Family | Water Heat LE 55 Gal | New | 87.56% | 87.56% | 87.56% | 87.56% | 87.56% | 87.56% | 87.56% | 87.56% | 87.56% | 87.56% | 87.56% | 87.56% | 87.56% | 87.56% | 87.56% | 87.56% | 87.56% | 87.56% | 87.56% | 87.56% | 87.56% | 87.56% | 87.56% | 87.56% | 87.56% | 87.56% | 87.56% | 87.56%
Snohomish CountySingle Family - Highly Impacted | Snohomish CountySingle Family - Highly ImpactedWater Heat LE 55 Gal | Snohomish County | Single Family - Highly Impacted | Water Heat LE 55 Gal | New | 77.63% | 77.63% | 77.63% | 77.63% | 77.63% | 77.63% | 77.63% | 77.63% | 77.63% | 77.63% | 77.63% | 77.63% | 77.63% | 77.63% | 77.63% | 77.63% | 77.63% | 77.63% | 77.63% | 77.63% | 77.63% | 77.63% | 77.63% | 77.63% | 77.63% | 77.63% | 77.63% | 77.63%
Thurston CountyManufactured | Thurston CountyManufacturedCooking Oven | Thurston County | Manufactured | Cooking Oven | New | 22.16% | 22.16% | 22.16% | 22.16% | 22.16% | 22.16% | 22.16% | 22.16% | 22.16% | 22.16% | 22.16% | 22.16% | 22.16% | 22.16% | 22.16% | 22.16% | 22.16% | 22.16% | 22.16% | 22.16% | 22.16% | 22.16% | 22.16% | 22.16% | 22.16% | 22.16% | 22.16% | 22.16%
Thurston CountyManufactured - Highly Impacted | Thurston CountyManufactured - Highly ImpactedCooking Oven | Thurston County | Manufactured - Highly Impacted | Cooking Oven | New | 25.3% | 25.3% | 25.3% | 25.3% | 25.3% | 25.3% | 25.3% | 25.3% | 25.3% | 25.3% | 25.3% | 25.3% | 25.3% | 25.3% | 25.3% | 25.3% | 25.3% | 25.3% | 25.3% | 25.3% | 25.3% | 25.3% | 25.3% | 25.3% | 25.3% | 25.3% | 25.3% | 25.3%
Thurston CountyMultifamily | Thurston CountyMultifamilyCooking Oven | Thurston County | Multifamily | Cooking Oven | New | 6.4% | 6.4% | 6.4% | 6.4% | 6.4% | 6.4% | 6.4% | 6.4% | 6.4% | 6.4% | 6.4% | 6.4% | 6.4% | 6.4% | 6.4% | 6.4% | 6.4% | 6.4% | 6.4% | 6.4% | 6.4% | 6.4% | 6.4% | 6.4% | 6.4% | 6.4% | 6.4% | 6.4%
Thurston CountyMultifamily - Highly Impacted | Thurston CountyMultifamily - Highly ImpactedCooking Oven | Thurston County | Multifamily - Highly Impacted | Cooking Oven | New | 7.29% | 7.29% | 7.29% | 7.29% | 7.29% | 7.29% | 7.29% | 7.29% | 7.29% | 7.29% | 7.29% | 7.29% | 7.29% | 7.29% | 7.29% | 7.29% | 7.29% | 7.29% | 7.29% | 7.29% | 7.29% | 7.29% | 7.29% | 7.29% | 7.29% | 7.29% | 7.29% | 7.29%
Thurston CountySingle Family | Thurston CountySingle FamilyCooking Oven | Thurston County | Single Family | Cooking Oven | New | 27.82% | 27.82% | 27.82% | 27.82% | 27.82% | 27.82% | 27.82% | 27.82% | 27.82% | 27.82% | 27.82% | 27.82% | 27.82% | 27.82% | 27.82% | 27.82% | 27.82% | 27.82% | 27.82% | 27.82% | 27.82% | 27.82% | 27.82% | 27.82% | 27.82% | 27.82% | 27.82% | 27.82%
Thurston CountySingle Family - Highly Impacted | Thurston CountySingle Family - Highly ImpactedCooking Oven | Thurston County | Single Family - Highly Impacted | Cooking Oven | New | 25.3% | 25.3% | 25.3% | 25.3% | 25.3% | 25.3% | 25.3% | 25.3% | 25.3% | 25.3% | 25.3% | 25.3% | 25.3% | 25.3% | 25.3% | 25.3% | 25.3% | 25.3% | 25.3% | 25.3% | 25.3% | 25.3% | 25.3% | 25.3% | 25.3% | 25.3% | 25.3% | 25.3%
Thurston CountyManufactured | Thurston CountyManufacturedCooking Range | Thurston County | Manufactured | Cooking Range | New | 73.27% | 73.27% | 73.27% | 73.27% | 73.27% | 73.27% | 73.27% | 73.27% | 73.27% | 73.27% | 73.27% | 73.27% | 73.27% | 73.27% | 73.27% | 73.27% | 73.27% | 73.27% | 73.27% | 73.27% | 73.27% | 73.27% | 73.27% | 73.27% | 73.27% | 73.27% | 73.27% | 73.27%
Thurston CountyManufactured - Highly Impacted | Thurston CountyManufactured - Highly ImpactedCooking Range | Thurston County | Manufactured - Highly Impacted | Cooking Range | New | 42.42% | 42.42% | 42.42% | 42.42% | 42.42% | 42.42% | 42.42% | 42.42% | 42.42% | 42.42% | 42.42% | 42.42% | 42.42% | 42.42% | 42.42% | 42.42% | 42.42% | 42.42% | 42.42% | 42.42% | 42.42% | 42.42% | 42.42% | 42.42% | 42.42% | 42.42% | 42.42% | 42.42%
Thurston CountyMultifamily | Thurston CountyMultifamilyCooking Range | Thurston County | Multifamily | Cooking Range | New | 29.66% | 29.66% | 29.66% | 29.66% | 29.66% | 29.66% | 29.66% | 29.66% | 29.66% | 29.66% | 29.66% | 29.66% | 29.66% | 29.66% | 29.66% | 29.66% | 29.66% | 29.66% | 29.66% | 29.66% | 29.66% | 29.66% | 29.66% | 29.66% | 29.66% | 29.66% | 29.66% | 29.66%
Thurston CountyMultifamily - Highly Impacted | Thurston CountyMultifamily - Highly ImpactedCooking Range | Thurston County | Multifamily - Highly Impacted | Cooking Range | New | 15.61% | 15.61% | 15.61% | 15.61% | 15.61% | 15.61% | 15.61% | 15.61% | 15.61% | 15.61% | 15.61% | 15.61% | 15.61% | 15.61% | 15.61% | 15.61% | 15.61% | 15.61% | 15.61% | 15.61% | 15.61% | 15.61% | 15.61% | 15.61% | 15.61% | 15.61% | 15.61% | 15.61%
Thurston CountySingle Family | Thurston CountySingle FamilyCooking Range | Thurston County | Single Family | Cooking Range | New | 59.87% | 59.87% | 59.87% | 59.87% | 59.87% | 59.87% | 59.87% | 59.87% | 59.87% | 59.87% | 59.87% | 59.87% | 59.87% | 59.87% | 59.87% | 59.87% | 59.87% | 59.87% | 59.87% | 59.87% | 59.87% | 59.87% | 59.87% | 59.87% | 59.87% | 59.87% | 59.87% | 59.87%
Thurston CountySingle Family - Highly Impacted | Thurston CountySingle Family - Highly ImpactedCooking Range | Thurston County | Single Family - Highly Impacted | Cooking Range | New | 42.42% | 42.42% | 42.42% | 42.42% | 42.42% | 42.42% | 42.42% | 42.42% | 42.42% | 42.42% | 42.42% | 42.42% | 42.42% | 42.42% | 42.42% | 42.42% | 42.42% | 42.42% | 42.42% | 42.42% | 42.42% | 42.42% | 42.42% | 42.42% | 42.42% | 42.42% | 42.42% | 42.42%
Thurston CountyManufactured | Thurston CountyManufacturedDryer | Thurston County | Manufactured | Dryer | New | 3.8% | 3.8% | 3.8% | 3.8% | 3.8% | 3.8% | 3.8% | 3.8% | 3.8% | 3.8% | 3.8% | 3.8% | 3.8% | 3.8% | 3.8% | 3.8% | 3.8% | 3.8% | 3.8% | 3.8% | 3.8% | 3.8% | 3.8% | 3.8% | 3.8% | 3.8% | 3.8% | 3.8%
Thurston CountyManufactured - Highly Impacted | Thurston CountyManufactured - Highly ImpactedDryer | Thurston County | Manufactured - Highly Impacted | Dryer | New | 1.105% | 1.105% | 1.105% | 1.105% | 1.105% | 1.105% | 1.105% | 1.105% | 1.105% | 1.105% | 1.105% | 1.105% | 1.105% | 1.105% | 1.105% | 1.105% | 1.105% | 1.105% | 1.105% | 1.105% | 1.105% | 1.105% | 1.105% | 1.105% | 1.105% | 1.105% | 1.105% | 1.105%
Thurston CountyMultifamily | Thurston CountyMultifamilyDryer | Thurston County | Multifamily | Dryer | New | 2.473% | 2.473% | 2.473% | 2.473% | 2.473% | 2.473% | 2.473% | 2.473% | 2.473% | 2.473% | 2.473% | 2.473% | 2.473% | 2.473% | 2.473% | 2.473% | 2.473% | 2.473% | 2.473% | 2.473% | 2.473% | 2.473% | 2.473% | 2.473% | 2.473% | 2.473% | 2.473% | 2.473%
Thurston CountyMultifamily - Highly Impacted | Thurston CountyMultifamily - Highly ImpactedDryer | Thurston County | Multifamily - Highly Impacted | Dryer | New | 2.864% | 2.864% | 2.864% | 2.864% | 2.864% | 2.864% | 2.864% | 2.864% | 2.864% | 2.864% | 2.864% | 2.864% | 2.864% | 2.864% | 2.864% | 2.864% | 2.864% | 2.864% | 2.864% | 2.864% | 2.864% | 2.864% | 2.864% | 2.864% | 2.864% | 2.864% | 2.864% | 2.864%
Thurston CountySingle Family | Thurston CountySingle FamilyDryer | Thurston County | Single Family | Dryer | New | 9.474% | 9.474% | 9.474% | 9.474% | 9.474% | 9.474% | 9.474% | 9.474% | 9.474% | 9.474% | 9.474% | 9.474% | 9.474% | 9.474% | 9.474% | 9.474% | 9.474% | 9.474% | 9.474% | 9.474% | 9.474% | 9.474% | 9.474% | 9.474% | 9.474% | 9.474% | 9.474% | 9.474%
Thurston CountySingle Family - Highly Impacted | Thurston CountySingle Family - Highly ImpactedDryer | Thurston County | Single Family - Highly Impacted | Dryer | New | 13.28% | 13.28% | 13.28% | 13.28% | 13.28% | 13.28% | 13.28% | 13.28% | 13.28% | 13.28% | 13.28% | 13.28% | 13.28% | 13.28% | 13.28% | 13.28% | 13.28% | 13.28% | 13.28% | 13.28% | 13.28% | 13.28% | 13.28% | 13.28% | 13.28% | 13.28% | 13.28% | 13.28%
Thurston CountyManufactured | Thurston CountyManufacturedHeat Central Gas Boiler | Thurston County | Manufactured | Heat Central Gas Boiler | New | 100% | 100% | 100% | 100% | 100% | 100% | 100% | 100% | 100% | 100% | 100% | 100% | 100% | 100% | 100% | 100% | 100% | 100% | 100% | 100% | 100% | 100% | 100% | 100% | 100% | 100% | 100% | 100%
Thurston CountyManufactured - Highly Impacted | Thurston CountyManufactured - Highly ImpactedHeat Central Gas Boiler | Thurston County | Manufactured - Highly Impacted | Heat Central Gas Boiler | New | 100% | 100% | 100% | 100% | 100% | 100% | 100% | 100% | 100% | 100% | 100% | 100% | 100% | 100% | 100% | 100% | 100% | 100% | 100% | 100% | 100% | 100% | 100% | 100% | 100% | 100% | 100% | 100%
Thurston CountyMultifamily | Thurston CountyMultifamilyHeat Central Gas Boiler | Thurston County | Multifamily | Heat Central Gas Boiler | New | 100% | 100% | 100% | 100% | 100% | 100% | 100% | 100% | 100% | 100% | 100% | 100% | 100% | 100% | 100% | 100% | 100% | 100% | 100% | 100% | 100% | 100% | 100% | 100% | 100% | 100% | 100% | 100%
Thurston CountyMultifamily - Highly Impacted | Thurston CountyMultifamily - Highly ImpactedHeat Central Gas Boiler | Thurston County | Multifamily - Highly Impacted | Heat Central Gas Boiler | New | 100% | 100% | 100% | 100% | 100% | 100% | 100% | 100% | 100% | 100% | 100% | 100% | 100% | 100% | 100% | 100% | 100% | 100% | 100% | 100% | 100% | 100% | 100% | 100% | 100% | 100% | 100% | 100%
Thurston CountySingle Family | Thurston CountySingle FamilyHeat Central Gas Boiler | Thurston County | Single Family | Heat Central Gas Boiler | New | 100% | 100% | 100% | 100% | 100% | 100% | 100% | 100% | 100% | 100% | 100% | 100% | 100% | 100% | 100% | 100% | 100% | 100% | 100% | 100% | 100% | 100% | 100% | 100% | 100% | 100% | 100% | 100%
Thurston CountySingle Family - Highly Impacted | Thurston CountySingle Family - Highly ImpactedHeat Central Gas Boiler | Thurston County | Single Family - Highly Impacted | Heat Central Gas Boiler | New | 100% | 100% | 100% | 100% | 100% | 100% | 100% | 100% | 100% | 100% | 100% | 100% | 100% | 100% | 100% | 100% | 100% | 100% | 100% | 100% | 100% | 100% | 100% | 100% | 100% | 100% | 100% | 100%
Thurston CountyManufactured | Thurston CountyManufacturedHeat Central Gas Furnace | Thurston County | Manufactured | Heat Central Gas Furnace | New | 100% | 100% | 100% | 100% | 100% | 100% | 100% | 100% | 100% | 100% | 100% | 100% | 100% | 100% | 100% | 100% | 100% | 100% | 100% | 100% | 100% | 100% | 100% | 100% | 100% | 100% | 100% | 100%
Thurston CountyManufactured - Highly Impacted | Thurston CountyManufactured - Highly ImpactedHeat Central Gas Furnace | Thurston County | Manufactured - Highly Impacted | Heat Central Gas Furnace | New | 100% | 100% | 100% | 100% | 100% | 100% | 100% | 100% | 100% | 100% | 100% | 100% | 100% | 100% | 100% | 100% | 100% | 100% | 100% | 100% | 100% | 100% | 100% | 100% | 100% | 100% | 100% | 100%
Thurston CountyMultifamily | Thurston CountyMultifamilyHeat Central Gas Furnace | Thurston County | Multifamily | Heat Central Gas Furnace | New | 100% | 100% | 100% | 100% | 100% | 100% | 100% | 100% | 100% | 100% | 100% | 100% | 100% | 100% | 100% | 100% | 100% | 100% | 100% | 100% | 100% | 100% | 100% | 100% | 100% | 100% | 100% | 100%
Thurston CountyMultifamily - Highly Impacted | Thurston CountyMultifamily - Highly ImpactedHeat Central Gas Furnace | Thurston County | Multifamily - Highly Impacted | Heat Central Gas Furnace | New | 100% | 100% | 100% | 100% | 100% | 100% | 100% | 100% | 100% | 100% | 100% | 100% | 100% | 100% | 100% | 100% | 100% | 100% | 100% | 100% | 100% | 100% | 100% | 100% | 100% | 100% | 100% | 100%
Thurston CountySingle Family | Thurston CountySingle FamilyHeat Central Gas Furnace | Thurston County | Single Family | Heat Central Gas Furnace | New | 100% | 100% | 100% | 100% | 100% | 100% | 100% | 100% | 100% | 100% | 100% | 100% | 100% | 100% | 100% | 100% | 100% | 100% | 100% | 100% | 100% | 100% | 100% | 100% | 100% | 100% | 100% | 100%
Thurston CountySingle Family - Highly Impacted | Thurston CountySingle Family - Highly ImpactedHeat Central Gas Furnace | Thurston County | Single Family - Highly Impacted | Heat Central Gas Furnace | New | 100% | 100% | 100% | 100% | 100% | 100% | 100% | 100% | 100% | 100% | 100% | 100% | 100% | 100% | 100% | 100% | 100% | 100% | 100% | 100% | 100% | 100% | 100% | 100% | 100% | 100% | 100% | 100%
Thurston CountyManufactured | Thurston CountyManufacturedHeat Room Gas | Thurston County | Manufactured | Heat Room Gas | New | 100% | 100% | 100% | 100% | 100% | 100% | 100% | 100% | 100% | 100% | 100% | 100% | 100% | 100% | 100% | 100% | 100% | 100% | 100% | 100% | 100% | 100% | 100% | 100% | 100% | 100% | 100% | 100%
Thurston CountyManufactured - Highly Impacted | Thurston CountyManufactured - Highly ImpactedHeat Room Gas | Thurston County | Manufactured - Highly Impacted | Heat Room Gas | New | 100% | 100% | 100% | 100% | 100% | 100% | 100% | 100% | 100% | 100% | 100% | 100% | 100% | 100% | 100% | 100% | 100% | 100% | 100% | 100% | 100% | 100% | 100% | 100% | 100% | 100% | 100% | 100%
Thurston CountyMultifamily | Thurston CountyMultifamilyHeat Room Gas | Thurston County | Multifamily | Heat Room Gas | New | 100% | 100% | 100% | 100% | 100% | 100% | 100% | 100% | 100% | 100% | 100% | 100% | 100% | 100% | 100% | 100% | 100% | 100% | 100% | 100% | 100% | 100% | 100% | 100% | 100% | 100% | 100% | 100%
Thurston CountyMultifamily - Highly Impacted | Thurston CountyMultifamily - Highly ImpactedHeat Room Gas | Thurston County | Multifamily - Highly Impacted | Heat Room Gas | New | 100% | 100% | 100% | 100% | 100% | 100% | 100% | 100% | 100% | 100% | 100% | 100% | 100% | 100% | 100% | 100% | 100% | 100% | 100% | 100% | 100% | 100% | 100% | 100% | 100% | 100% | 100% | 100%
Thurston CountySingle Family | Thurston CountySingle FamilyHeat Room Gas | Thurston County | Single Family | Heat Room Gas | New | 100% | 100% | 100% | 100% | 100% | 100% | 100% | 100% | 100% | 100% | 100% | 100% | 100% | 100% | 100% | 100% | 100% | 100% | 100% | 100% | 100% | 100% | 100% | 100% | 100% | 100% | 100% | 100%
Thurston CountySingle Family - Highly Impacted | Thurston CountySingle Family - Highly ImpactedHeat Room Gas | Thurston County | Single Family - Highly Impacted | Heat Room Gas | New | 100% | 100% | 100% | 100% | 100% | 100% | 100% | 100% | 100% | 100% | 100% | 100% | 100% | 100% | 100% | 100% | 100% | 100% | 100% | 100% | 100% | 100% | 100% | 100% | 100% | 100% | 100% | 100%
Thurston CountyManufactured | Thurston CountyManufacturedOther | Thurston County | Manufactured | Other | New | 100% | 100% | 100% | 100% | 100% | 100% | 100% | 100% | 100% | 100% | 100% | 100% | 100% | 100% | 100% | 100% | 100% | 100% | 100% | 100% | 100% | 100% | 100% | 100% | 100% | 100% | 100% | 100%
Thurston CountyManufactured - Highly Impacted | Thurston CountyManufactured - Highly ImpactedOther | Thurston County | Manufactured - Highly Impacted | Other | New | 100% | 100% | 100% | 100% | 100% | 100% | 100% | 100% | 100% | 100% | 100% | 100% | 100% | 100% | 100% | 100% | 100% | 100% | 100% | 100% | 100% | 100% | 100% | 100% | 100% | 100% | 100% | 100%
Thurston CountyMultifamily | Thurston CountyMultifamilyOther | Thurston County | Multifamily | Other | New | 100% | 100% | 100% | 100% | 100% | 100% | 100% | 100% | 100% | 100% | 100% | 100% | 100% | 100% | 100% | 100% | 100% | 100% | 100% | 100% | 100% | 100% | 100% | 100% | 100% | 100% | 100% | 100%
Thurston CountyMultifamily - Highly Impacted | Thurston CountyMultifamily - Highly ImpactedOther | Thurston County | Multifamily - Highly Impacted | Other | New | 100% | 100% | 100% | 100% | 100% | 100% | 100% | 100% | 100% | 100% | 100% | 100% | 100% | 100% | 100% | 100% | 100% | 100% | 100% | 100% | 100% | 100% | 100% | 100% | 100% | 100% | 100% | 100%
Thurston CountySingle Family | Thurston CountySingle FamilyOther | Thurston County | Single Family | Other | New | 100% | 100% | 100% | 100% | 100% | 100% | 100% | 100% | 100% | 100% | 100% | 100% | 100% | 100% | 100% | 100% | 100% | 100% | 100% | 100% | 100% | 100% | 100% | 100% | 100% | 100% | 100% | 100%
Thurston CountySingle Family - Highly Impacted | Thurston CountySingle Family - Highly ImpactedOther | Thurston County | Single Family - Highly Impacted | Other | New | 100% | 100% | 100% | 100% | 100% | 100% | 100% | 100% | 100% | 100% | 100% | 100% | 100% | 100% | 100% | 100% | 100% | 100% | 100% | 100% | 100% | 100% | 100% | 100% | 100% | 100% | 100% | 100%
Thurston CountyManufactured | Thurston CountyManufacturedPool Heat | Thurston County | Manufactured | Pool Heat | New | 42.67% | 42.67% | 42.67% | 42.67% | 42.67% | 42.67% | 42.67% | 42.67% | 42.67% | 42.67% | 42.67% | 42.67% | 42.67% | 42.67% | 42.67% | 42.67% | 42.67% | 42.67% | 42.67% | 42.67% | 42.67% | 42.67% | 42.67% | 42.67% | 42.67% | 42.67% | 42.67% | 42.67%
Thurston CountyManufactured - Highly Impacted | Thurston CountyManufactured - Highly ImpactedPool Heat | Thurston County | Manufactured - Highly Impacted | Pool Heat | New | 42.67% | 42.67% | 42.67% | 42.67% | 42.67% | 42.67% | 42.67% | 42.67% | 42.67% | 42.67% | 42.67% | 42.67% | 42.67% | 42.67% | 42.67% | 42.67% | 42.67% | 42.67% | 42.67% | 42.67% | 42.67% | 42.67% | 42.67% | 42.67% | 42.67% | 42.67% | 42.67% | 42.67%
Thurston CountyMultifamily | Thurston CountyMultifamilyPool Heat | Thurston County | Multifamily | Pool Heat | New | bar: 0 2023 to 0 2050
Thurston CountyMultifamily - Highly Impacted | Thurston CountyMultifamily - Highly ImpactedPool Heat | Thurston County | Multifamily - Highly Impacted | Pool Heat | New | bar: 0 2023 to 0 2050
Thurston CountySingle Family | Thurston CountySingle FamilyPool Heat | Thurston County | Single Family | Pool Heat | New | 31.32% | 31.32% | 31.32% | 31.32% | 31.32% | 31.32% | 31.32% | 31.32% | 31.32% | 31.32% | 31.32% | 31.32% | 31.32% | 31.32% | 31.32% | 31.32% | 31.32% | 31.32% | 31.32% | 31.32% | 31.32% | 31.32% | 31.32% | 31.32% | 31.32% | 31.32% | 31.32% | 31.32%
Thurston CountySingle Family - Highly Impacted | Thurston CountySingle Family - Highly ImpactedPool Heat | Thurston County | Single Family - Highly Impacted | Pool Heat | New | 42.67% | 42.67% | 42.67% | 42.67% | 42.67% | 42.67% | 42.67% | 42.67% | 42.67% | 42.67% | 42.67% | 42.67% | 42.67% | 42.67% | 42.67% | 42.67% | 42.67% | 42.67% | 42.67% | 42.67% | 42.67% | 42.67% | 42.67% | 42.67% | 42.67% | 42.67% | 42.67% | 42.67%
Thurston CountyManufactured | Thurston CountyManufacturedWater Heat GT 55 Gal | Thurston County | Manufactured | Water Heat GT 55 Gal | New | 10.33% | 10.33% | 10.33% | 10.33% | 10.33% | 10.33% | 10.33% | 10.33% | 10.33% | 10.33% | 10.33% | 10.33% | 10.33% | 10.33% | 10.33% | 10.33% | 10.33% | 10.33% | 10.33% | 10.33% | 10.33% | 10.33% | 10.33% | 10.33% | 10.33% | 10.33% | 10.33% | 10.33%
Thurston CountyManufactured - Highly Impacted | Thurston CountyManufactured - Highly ImpactedWater Heat GT 55 Gal | Thurston County | Manufactured - Highly Impacted | Water Heat GT 55 Gal | New | 4.261% | 4.261% | 4.261% | 4.261% | 4.261% | 4.261% | 4.261% | 4.261% | 4.261% | 4.261% | 4.261% | 4.261% | 4.261% | 4.261% | 4.261% | 4.261% | 4.261% | 4.261% | 4.261% | 4.261% | 4.261% | 4.261% | 4.261% | 4.261% | 4.261% | 4.261% | 4.261% | 4.261%
Thurston CountyMultifamily | Thurston CountyMultifamilyWater Heat GT 55 Gal | Thurston County | Multifamily | Water Heat GT 55 Gal | New | 16.78% | 16.78% | 16.78% | 16.78% | 16.78% | 16.78% | 16.78% | 16.78% | 16.78% | 16.78% | 16.78% | 16.78% | 16.78% | 16.78% | 16.78% | 16.78% | 16.78% | 16.78% | 16.78% | 16.78% | 16.78% | 16.78% | 16.78% | 16.78% | 16.78% | 16.78% | 16.78% | 16.78%
Thurston CountyMultifamily - Highly Impacted | Thurston CountyMultifamily - Highly ImpactedWater Heat GT 55 Gal | Thurston County | Multifamily - Highly Impacted | Water Heat GT 55 Gal | New | 14.58% | 14.58% | 14.58% | 14.58% | 14.58% | 14.58% | 14.58% | 14.58% | 14.58% | 14.58% | 14.58% | 14.58% | 14.58% | 14.58% | 14.58% | 14.58% | 14.58% | 14.58% | 14.58% | 14.58% | 14.58% | 14.58% | 14.58% | 14.58% | 14.58% | 14.58% | 14.58% | 14.58%
Thurston CountySingle Family | Thurston CountySingle FamilyWater Heat GT 55 Gal | Thurston County | Single Family | Water Heat GT 55 Gal | New | 76.23% | 76.23% | 76.23% | 76.23% | 76.23% | 76.23% | 76.23% | 76.23% | 76.23% | 76.23% | 76.23% | 76.23% | 76.23% | 76.23% | 76.23% | 76.23% | 76.23% | 76.23% | 76.23% | 76.23% | 76.23% | 76.23% | 76.23% | 76.23% | 76.23% | 76.23% | 76.23% | 76.23%
Thurston CountySingle Family - Highly Impacted | Thurston CountySingle Family - Highly ImpactedWater Heat GT 55 Gal | Thurston County | Single Family - Highly Impacted | Water Heat GT 55 Gal | New | 77.63% | 77.63% | 77.63% | 77.63% | 77.63% | 77.63% | 77.63% | 77.63% | 77.63% | 77.63% | 77.63% | 77.63% | 77.63% | 77.63% | 77.63% | 77.63% | 77.63% | 77.63% | 77.63% | 77.63% | 77.63% | 77.63% | 77.63% | 77.63% | 77.63% | 77.63% | 77.63% | 77.63%
Thurston CountyManufactured | Thurston CountyManufacturedWater Heat LE 55 Gal | Thurston County | Manufactured | Water Heat LE 55 Gal | New | 10.33% | 10.33% | 10.33% | 10.33% | 10.33% | 10.33% | 10.33% | 10.33% | 10.33% | 10.33% | 10.33% | 10.33% | 10.33% | 10.33% | 10.33% | 10.33% | 10.33% | 10.33% | 10.33% | 10.33% | 10.33% | 10.33% | 10.33% | 10.33% | 10.33% | 10.33% | 10.33% | 10.33%
Thurston CountyManufactured - Highly Impacted | Thurston CountyManufactured - Highly ImpactedWater Heat LE 55 Gal | Thurston County | Manufactured - Highly Impacted | Water Heat LE 55 Gal | New | 4.261% | 4.261% | 4.261% | 4.261% | 4.261% | 4.261% | 4.261% | 4.261% | 4.261% | 4.261% | 4.261% | 4.261% | 4.261% | 4.261% | 4.261% | 4.261% | 4.261% | 4.261% | 4.261% | 4.261% | 4.261% | 4.261% | 4.261% | 4.261% | 4.261% | 4.261% | 4.261% | 4.261%
Thurston CountyMultifamily | Thurston CountyMultifamilyWater Heat LE 55 Gal | Thurston County | Multifamily | Water Heat LE 55 Gal | New | 16.78% | 16.78% | 16.78% | 16.78% | 16.78% | 16.78% | 16.78% | 16.78% | 16.78% | 16.78% | 16.78% | 16.78% | 16.78% | 16.78% | 16.78% | 16.78% | 16.78% | 16.78% | 16.78% | 16.78% | 16.78% | 16.78% | 16.78% | 16.78% | 16.78% | 16.78% | 16.78% | 16.78%
Thurston CountyMultifamily - Highly Impacted | Thurston CountyMultifamily - Highly ImpactedWater Heat LE 55 Gal | Thurston County | Multifamily - Highly Impacted | Water Heat LE 55 Gal | New | 14.58% | 14.58% | 14.58% | 14.58% | 14.58% | 14.58% | 14.58% | 14.58% | 14.58% | 14.58% | 14.58% | 14.58% | 14.58% | 14.58% | 14.58% | 14.58% | 14.58% | 14.58% | 14.58% | 14.58% | 14.58% | 14.58% | 14.58% | 14.58% | 14.58% | 14.58% | 14.58% | 14.58%
Thurston CountySingle Family | Thurston CountySingle FamilyWater Heat LE 55 Gal | Thurston County | Single Family | Water Heat LE 55 Gal | New | 76.23% | 76.23% | 76.23% | 76.23% | 76.23% | 76.23% | 76.23% | 76.23% | 76.23% | 76.23% | 76.23% | 76.23% | 76.23% | 76.23% | 76.23% | 76.23% | 76.23% | 76.23% | 76.23% | 76.23% | 76.23% | 76.23% | 76.23% | 76.23% | 76.23% | 76.23% | 76.23% | 76.23%
Thurston CountySingle Family - Highly Impacted | Thurston CountySingle Family - Highly ImpactedWater Heat LE 55 Gal | Thurston County | Single Family - Highly Impacted | Water Heat LE 55 Gal | New | 77.63% | 77.63% | 77.63% | 77.63% | 77.63% | 77.63% | 77.63% | 77.63% | 77.63% | 77.63% | 77.63% | 77.63% | 77.63% | 77.63% | 77.63% | 77.63% | 77.63% | 77.63% | 77.63% | 77.63% | 77.63% | 77.63% | 77.63% | 77.63% | 77.63% | 77.63% | 77.63% | 77.63%

## Saturations
[7 empty] | 0 | 0 | 0 | 0 | 0 | 0 | 0 | 0 | 0 | 0 | 0 | 0 | 0 | 0 | 0 | 0 | 0 | 0 | 0 | 0 | 0
RegionSegment | RegionSegmentEndUse | RegionSegmentEndUseVintage | Region | Segment | End Use | Construction Vintage | 2023 | 2024 | 2025 | 2026 | 2027 | 2028 | 2029 | 2030 | 2031 | 2032 | 2033 | 2034 | 2035 | 2036 | 2037 | 2038 | 2039 | 2040 | 2041 | 2042 | 2043 | 2044 | 2045 | 2046 | 2047 | 2048 | 2049 | 2050
King CountyManufactured | King CountyManufacturedCooking Oven | King CountyManufacturedCooking OvenExisting | King County | Manufactured | Cooking Oven | Existing | 100% | 100% | 100% | 100% | 100% | 100% | 100% | 100% | 100% | 100% | 100% | 100% | 100% | 100% | 100% | 100% | 100% | 100% | 100% | 100% | 100% | 100% | 100% | 100% | 100% | 100% | 100% | 100%
King CountyManufactured - Highly Impacted | King CountyManufactured - Highly ImpactedCooking Oven | King CountyManufactured - Highly ImpactedCooking OvenExisting | King County | Manufactured - Highly Impacted | Cooking Oven | Existing | 100% | 100% | 100% | 100% | 100% | 100% | 100% | 100% | 100% | 100% | 100% | 100% | 100% | 100% | 100% | 100% | 100% | 100% | 100% | 100% | 100% | 100% | 100% | 100% | 100% | 100% | 100% | 100%
King CountyMultifamily | King CountyMultifamilyCooking Oven | King CountyMultifamilyCooking OvenExisting | King County | Multifamily | Cooking Oven | Existing | 100% | 100% | 100% | 100% | 100% | 100% | 100% | 100% | 100% | 100% | 100% | 100% | 100% | 100% | 100% | 100% | 100% | 100% | 100% | 100% | 100% | 100% | 100% | 100% | 100% | 100% | 100% | 100%
King CountyMultifamily - Highly Impacted | King CountyMultifamily - Highly ImpactedCooking Oven | King CountyMultifamily - Highly ImpactedCooking OvenExisting | King County | Multifamily - Highly Impacted | Cooking Oven | Existing | 100% | 100% | 100% | 100% | 100% | 100% | 100% | 100% | 100% | 100% | 100% | 100% | 100% | 100% | 100% | 100% | 100% | 100% | 100% | 100% | 100% | 100% | 100% | 100% | 100% | 100% | 100% | 100%
King CountySingle Family | King CountySingle FamilyCooking Oven | King CountySingle FamilyCooking OvenExisting | King County | Single Family | Cooking Oven | Existing | 100% | 100% | 100% | 100% | 100% | 100% | 100% | 100% | 100% | 100% | 100% | 100% | 100% | 100% | 100% | 100% | 100% | 100% | 100% | 100% | 100% | 100% | 100% | 100% | 100% | 100% | 100% | 100%
King CountySingle Family - Highly Impacted | King CountySingle Family - Highly ImpactedCooking Oven | King CountySingle Family - Highly ImpactedCooking OvenExisting | King County | Single Family - Highly Impacted | Cooking Oven | Existing | 100% | 100% | 100% | 100% | 100% | 100% | 100% | 100% | 100% | 100% | 100% | 100% | 100% | 100% | 100% | 100% | 100% | 100% | 100% | 100% | 100% | 100% | 100% | 100% | 100% | 100% | 100% | 100%
King CountyManufactured | King CountyManufacturedCooking Range | King CountyManufacturedCooking RangeExisting | King County | Manufactured | Cooking Range | Existing | 100% | 100% | 100% | 100% | 100% | 100% | 100% | 100% | 100% | 100% | 100% | 100% | 100% | 100% | 100% | 100% | 100% | 100% | 100% | 100% | 100% | 100% | 100% | 100% | 100% | 100% | 100% | 100%
King CountyManufactured - Highly Impacted | King CountyManufactured - Highly ImpactedCooking Range | King CountyManufactured - Highly ImpactedCooking RangeExisting | King County | Manufactured - Highly Impacted | Cooking Range | Existing | 96.87% | 96.87% | 96.87% | 96.87% | 96.87% | 96.87% | 96.87% | 96.87% | 96.87% | 96.87% | 96.87% | 96.87% | 96.87% | 96.87% | 96.87% | 96.87% | 96.87% | 96.87% | 96.87% | 96.87% | 96.87% | 96.87% | 96.87% | 96.87% | 96.87% | 96.87% | 96.87% | 96.87%
King CountyMultifamily | King CountyMultifamilyCooking Range | King CountyMultifamilyCooking RangeExisting | King County | Multifamily | Cooking Range | Existing | 98.49% | 98.49% | 98.49% | 98.49% | 98.49% | 98.49% | 98.49% | 98.49% | 98.49% | 98.49% | 98.49% | 98.49% | 98.49% | 98.49% | 98.49% | 98.49% | 98.49% | 98.49% | 98.49% | 98.49% | 98.49% | 98.49% | 98.49% | 98.49% | 98.49% | 98.49% | 98.49% | 98.49%
King CountyMultifamily - Highly Impacted | King CountyMultifamily - Highly ImpactedCooking Range | King CountyMultifamily - Highly ImpactedCooking RangeExisting | King County | Multifamily - Highly Impacted | Cooking Range | Existing | 97.24% | 97.24% | 97.24% | 97.24% | 97.24% | 97.24% | 97.24% | 97.24% | 97.24% | 97.24% | 97.24% | 97.24% | 97.24% | 97.24% | 97.24% | 97.24% | 97.24% | 97.24% | 97.24% | 97.24% | 97.24% | 97.24% | 97.24% | 97.24% | 97.24% | 97.24% | 97.24% | 97.24%
King CountySingle Family | King CountySingle FamilyCooking Range | King CountySingle FamilyCooking RangeExisting | King County | Single Family | Cooking Range | Existing | 99.85% | 99.85% | 99.85% | 99.85% | 99.85% | 99.85% | 99.85% | 99.85% | 99.85% | 99.85% | 99.85% | 99.85% | 99.85% | 99.85% | 99.85% | 99.85% | 99.85% | 99.85% | 99.85% | 99.85% | 99.85% | 99.85% | 99.85% | 99.85% | 99.85% | 99.85% | 99.85% | 99.85%
King CountySingle Family - Highly Impacted | King CountySingle Family - Highly ImpactedCooking Range | King CountySingle Family - Highly ImpactedCooking RangeExisting | King County | Single Family - Highly Impacted | Cooking Range | Existing | 100% | 100% | 100% | 100% | 100% | 100% | 100% | 100% | 100% | 100% | 100% | 100% | 100% | 100% | 100% | 100% | 100% | 100% | 100% | 100% | 100% | 100% | 100% | 100% | 100% | 100% | 100% | 100%
King CountyManufactured | King CountyManufacturedDryer | King CountyManufacturedDryerExisting | King County | Manufactured | Dryer | Existing | 98.39% | 98.39% | 98.39% | 98.39% | 98.39% | 98.39% | 98.39% | 98.39% | 98.39% | 98.39% | 98.39% | 98.39% | 98.39% | 98.39% | 98.39% | 98.39% | 98.39% | 98.39% | 98.39% | 98.39% | 98.39% | 98.39% | 98.39% | 98.39% | 98.39% | 98.39% | 98.39% | 98.39%
King CountyManufactured - Highly Impacted | King CountyManufactured - Highly ImpactedDryer | King CountyManufactured - Highly ImpactedDryerExisting | King County | Manufactured - Highly Impacted | Dryer | Existing | 95.98% | 95.98% | 95.98% | 95.98% | 95.98% | 95.98% | 95.98% | 95.98% | 95.98% | 95.98% | 95.98% | 95.98% | 95.98% | 95.98% | 95.98% | 95.98% | 95.98% | 95.98% | 95.98% | 95.98% | 95.98% | 95.98% | 95.98% | 95.98% | 95.98% | 95.98% | 95.98% | 95.98%
King CountyMultifamily | King CountyMultifamilyDryer | King CountyMultifamilyDryerExisting | King County | Multifamily | Dryer | Existing | 87.61% | 87.61% | 87.61% | 87.61% | 87.61% | 87.61% | 87.61% | 87.61% | 87.61% | 87.61% | 87.61% | 87.61% | 87.61% | 87.61% | 87.61% | 87.61% | 87.61% | 87.61% | 87.61% | 87.61% | 87.61% | 87.61% | 87.61% | 87.61% | 87.61% | 87.61% | 87.61% | 87.61%
King CountyMultifamily - Highly Impacted | King CountyMultifamily - Highly ImpactedDryer | King CountyMultifamily - Highly ImpactedDryerExisting | King County | Multifamily - Highly Impacted | Dryer | Existing | 70.44% | 70.44% | 70.44% | 70.44% | 70.44% | 70.44% | 70.44% | 70.44% | 70.44% | 70.44% | 70.44% | 70.44% | 70.44% | 70.44% | 70.44% | 70.44% | 70.44% | 70.44% | 70.44% | 70.44% | 70.44% | 70.44% | 70.44% | 70.44% | 70.44% | 70.44% | 70.44% | 70.44%
King CountySingle Family | King CountySingle FamilyDryer | King CountySingle FamilyDryerExisting | King County | Single Family | Dryer | Existing | 99.4% | 99.4% | 99.4% | 99.4% | 99.4% | 99.4% | 99.4% | 99.4% | 99.4% | 99.4% | 99.4% | 99.4% | 99.4% | 99.4% | 99.4% | 99.4% | 99.4% | 99.4% | 99.4% | 99.4% | 99.4% | 99.4% | 99.4% | 99.4% | 99.4% | 99.4% | 99.4% | 99.4%
King CountySingle Family - Highly Impacted | King CountySingle Family - Highly ImpactedDryer | King CountySingle Family - Highly ImpactedDryerExisting | King County | Single Family - Highly Impacted | Dryer | Existing | 97.85% | 97.85% | 97.85% | 97.85% | 97.85% | 97.85% | 97.85% | 97.85% | 97.85% | 97.85% | 97.85% | 97.85% | 97.85% | 97.85% | 97.85% | 97.85% | 97.85% | 97.85% | 97.85% | 97.85% | 97.85% | 97.85% | 97.85% | 97.85% | 97.85% | 97.85% | 97.85% | 97.85%
King CountyManufactured | King CountyManufacturedHeat Central Gas Boiler | King CountyManufacturedHeat Central Gas BoilerExisting | King County | Manufactured | Heat Central Gas Boiler | Existing | bar: 2023 to 2050
King CountyManufactured - Highly Impacted | King CountyManufactured - Highly ImpactedHeat Central Gas Boiler | King CountyManufactured - Highly ImpactedHeat Central Gas BoilerExisting | King County | Manufactured - Highly Impacted | Heat Central Gas Boiler | Existing | bar: 2023 to 2050
King CountyMultifamily | King CountyMultifamilyHeat Central Gas Boiler | King CountyMultifamilyHeat Central Gas BoilerExisting | King County | Multifamily | Heat Central Gas Boiler | Existing | 1.738% | 1.738% | 1.738% | 1.738% | 1.738% | 1.738% | 1.738% | 1.738% | 1.738% | 1.738% | 1.738% | 1.738% | 1.738% | 1.738% | 1.738% | 1.738% | 1.738% | 1.738% | 1.738% | 1.738% | 1.738% | 1.738% | 1.738% | 1.738% | 1.738% | 1.738% | 1.738% | 1.738%
King CountyMultifamily - Highly Impacted | King CountyMultifamily - Highly ImpactedHeat Central Gas Boiler | King CountyMultifamily - Highly ImpactedHeat Central Gas BoilerExisting | King County | Multifamily - Highly Impacted | Heat Central Gas Boiler | Existing | 12.5% | 12.5% | 12.5% | 12.5% | 12.5% | 12.5% | 12.5% | 12.5% | 12.5% | 12.5% | 12.5% | 12.5% | 12.5% | 12.5% | 12.5% | 12.5% | 12.5% | 12.5% | 12.5% | 12.5% | 12.5% | 12.5% | 12.5% | 12.5% | 12.5% | 12.5% | 12.5% | 12.5%
King CountySingle Family | King CountySingle FamilyHeat Central Gas Boiler | King CountySingle FamilyHeat Central Gas BoilerExisting | King County | Single Family | Heat Central Gas Boiler | Existing | 3.792% | 3.792% | 3.792% | 3.792% | 3.792% | 3.792% | 3.792% | 3.792% | 3.792% | 3.792% | 3.792% | 3.792% | 3.792% | 3.792% | 3.792% | 3.792% | 3.792% | 3.792% | 3.792% | 3.792% | 3.792% | 3.792% | 3.792% | 3.792% | 3.792% | 3.792% | 3.792% | 3.792%
King CountySingle Family - Highly Impacted | King CountySingle Family - Highly ImpactedHeat Central Gas Boiler | King CountySingle Family - Highly ImpactedHeat Central Gas BoilerExisting | King County | Single Family - Highly Impacted | Heat Central Gas Boiler | Existing | 1.325% | 1.325% | 1.325% | 1.325% | 1.325% | 1.325% | 1.325% | 1.325% | 1.325% | 1.325% | 1.325% | 1.325% | 1.325% | 1.325% | 1.325% | 1.325% | 1.325% | 1.325% | 1.325% | 1.325% | 1.325% | 1.325% | 1.325% | 1.325% | 1.325% | 1.325% | 1.325% | 1.325%
King CountyManufactured | King CountyManufacturedHeat Central Gas Furnace | King CountyManufacturedHeat Central Gas FurnaceExisting | King County | Manufactured | Heat Central Gas Furnace | Existing | 10.69% | 10.69% | 10.69% | 10.69% | 10.69% | 10.69% | 10.69% | 10.69% | 10.69% | 10.69% | 10.69% | 10.69% | 10.69% | 10.69% | 10.69% | 10.69% | 10.69% | 10.69% | 10.69% | 10.69% | 10.69% | 10.69% | 10.69% | 10.69% | 10.69% | 10.69% | 10.69% | 10.69%
King CountyManufactured - Highly Impacted | King CountyManufactured - Highly ImpactedHeat Central Gas Furnace | King CountyManufactured - Highly ImpactedHeat Central Gas FurnaceExisting | King County | Manufactured - Highly Impacted | Heat Central Gas Furnace | Existing | 9.719% | 9.719% | 9.719% | 9.719% | 9.719% | 9.719% | 9.719% | 9.719% | 9.719% | 9.719% | 9.719% | 9.719% | 9.719% | 9.719% | 9.719% | 9.719% | 9.719% | 9.719% | 9.719% | 9.719% | 9.719% | 9.719% | 9.719% | 9.719% | 9.719% | 9.719% | 9.719% | 9.719%
King CountyMultifamily | King CountyMultifamilyHeat Central Gas Furnace | King CountyMultifamilyHeat Central Gas FurnaceExisting | King County | Multifamily | Heat Central Gas Furnace | Existing | 5.365% | 5.365% | 5.365% | 5.365% | 5.365% | 5.365% | 5.365% | 5.365% | 5.365% | 5.365% | 5.365% | 5.365% | 5.365% | 5.365% | 5.365% | 5.365% | 5.365% | 5.365% | 5.365% | 5.365% | 5.365% | 5.365% | 5.365% | 5.365% | 5.365% | 5.365% | 5.365% | 5.365%
King CountyMultifamily - Highly Impacted | King CountyMultifamily - Highly ImpactedHeat Central Gas Furnace | King CountyMultifamily - Highly ImpactedHeat Central Gas FurnaceExisting | King County | Multifamily - Highly Impacted | Heat Central Gas Furnace | Existing | 5.7% | 5.7% | 5.7% | 5.7% | 5.7% | 5.7% | 5.7% | 5.7% | 5.7% | 5.7% | 5.7% | 5.7% | 5.7% | 5.7% | 5.7% | 5.7% | 5.7% | 5.7% | 5.7% | 5.7% | 5.7% | 5.7% | 5.7% | 5.7% | 5.7% | 5.7% | 5.7% | 5.7%
King CountySingle Family | King CountySingle FamilyHeat Central Gas Furnace | King CountySingle FamilyHeat Central Gas FurnaceExisting | King County | Single Family | Heat Central Gas Furnace | Existing | 71.19% | 71.19% | 71.19% | 71.19% | 71.19% | 71.19% | 71.19% | 71.19% | 71.19% | 71.19% | 71.19% | 71.19% | 71.19% | 71.19% | 71.19% | 71.19% | 71.19% | 71.19% | 71.19% | 71.19% | 71.19% | 71.19% | 71.19% | 71.19% | 71.19% | 71.19% | 71.19% | 71.19%
King CountySingle Family - Highly Impacted | King CountySingle Family - Highly ImpactedHeat Central Gas Furnace | King CountySingle Family - Highly ImpactedHeat Central Gas FurnaceExisting | King County | Single Family - Highly Impacted | Heat Central Gas Furnace | Existing | 73.24% | 73.24% | 73.24% | 73.24% | 73.24% | 73.24% | 73.24% | 73.24% | 73.24% | 73.24% | 73.24% | 73.24% | 73.24% | 73.24% | 73.24% | 73.24% | 73.24% | 73.24% | 73.24% | 73.24% | 73.24% | 73.24% | 73.24% | 73.24% | 73.24% | 73.24% | 73.24% | 73.24%
King CountyManufactured | King CountyManufacturedHeat Room Gas | King CountyManufacturedHeat Room GasExisting | King County | Manufactured | Heat Room Gas | Existing | 1.821% | 1.821% | 1.821% | 1.821% | 1.821% | 1.821% | 1.821% | 1.821% | 1.821% | 1.821% | 1.821% | 1.821% | 1.821% | 1.821% | 1.821% | 1.821% | 1.821% | 1.821% | 1.821% | 1.821% | 1.821% | 1.821% | 1.821% | 1.821% | 1.821% | 1.821% | 1.821% | 1.821%
King CountyManufactured - Highly Impacted | King CountyManufactured - Highly ImpactedHeat Room Gas | King CountyManufactured - Highly ImpactedHeat Room GasExisting | King County | Manufactured - Highly Impacted | Heat Room Gas | Existing | bar: 2023 to 2050
King CountyMultifamily | King CountyMultifamilyHeat Room Gas | King CountyMultifamilyHeat Room GasExisting | King County | Multifamily | Heat Room Gas | Existing | 4.171% | 4.171% | 4.171% | 4.171% | 4.171% | 4.171% | 4.171% | 4.171% | 4.171% | 4.171% | 4.171% | 4.171% | 4.171% | 4.171% | 4.171% | 4.171% | 4.171% | 4.171% | 4.171% | 4.171% | 4.171% | 4.171% | 4.171% | 4.171% | 4.171% | 4.171% | 4.171% | 4.171%
King CountyMultifamily - Highly Impacted | King CountyMultifamily - Highly ImpactedHeat Room Gas | King CountyMultifamily - Highly ImpactedHeat Room GasExisting | King County | Multifamily - Highly Impacted | Heat Room Gas | Existing | 3.206% | 3.206% | 3.206% | 3.206% | 3.206% | 3.206% | 3.206% | 3.206% | 3.206% | 3.206% | 3.206% | 3.206% | 3.206% | 3.206% | 3.206% | 3.206% | 3.206% | 3.206% | 3.206% | 3.206% | 3.206% | 3.206% | 3.206% | 3.206% | 3.206% | 3.206% | 3.206% | 3.206%
King CountySingle Family | King CountySingle FamilyHeat Room Gas | King CountySingle FamilyHeat Room GasExisting | King County | Single Family | Heat Room Gas | Existing | 3.631% | 3.631% | 3.631% | 3.631% | 3.631% | 3.631% | 3.631% | 3.631% | 3.631% | 3.631% | 3.631% | 3.631% | 3.631% | 3.631% | 3.631% | 3.631% | 3.631% | 3.631% | 3.631% | 3.631% | 3.631% | 3.631% | 3.631% | 3.631% | 3.631% | 3.631% | 3.631% | 3.631%
King CountySingle Family - Highly Impacted | King CountySingle Family - Highly ImpactedHeat Room Gas | King CountySingle Family - Highly ImpactedHeat Room GasExisting | King County | Single Family - Highly Impacted | Heat Room Gas | Existing | 6.66% | 6.66% | 6.66% | 6.66% | 6.66% | 6.66% | 6.66% | 6.66% | 6.66% | 6.66% | 6.66% | 6.66% | 6.66% | 6.66% | 6.66% | 6.66% | 6.66% | 6.66% | 6.66% | 6.66% | 6.66% | 6.66% | 6.66% | 6.66% | 6.66% | 6.66% | 6.66% | 6.66%
King CountyManufactured | King CountyManufacturedOther | King CountyManufacturedOtherExisting | King County | Manufactured | Other | Existing | 100% | 100% | 100% | 100% | 100% | 100% | 100% | 100% | 100% | 100% | 100% | 100% | 100% | 100% | 100% | 100% | 100% | 100% | 100% | 100% | 100% | 100% | 100% | 100% | 100% | 100% | 100% | 100%
King CountyManufactured - Highly Impacted | King CountyManufactured - Highly ImpactedOther | King CountyManufactured - Highly ImpactedOtherExisting | King County | Manufactured - Highly Impacted | Other | Existing | 100% | 100% | 100% | 100% | 100% | 100% | 100% | 100% | 100% | 100% | 100% | 100% | 100% | 100% | 100% | 100% | 100% | 100% | 100% | 100% | 100% | 100% | 100% | 100% | 100% | 100% | 100% | 100%
King CountyMultifamily | King CountyMultifamilyOther | King CountyMultifamilyOtherExisting | King County | Multifamily | Other | Existing | 100% | 100% | 100% | 100% | 100% | 100% | 100% | 100% | 100% | 100% | 100% | 100% | 100% | 100% | 100% | 100% | 100% | 100% | 100% | 100% | 100% | 100% | 100% | 100% | 100% | 100% | 100% | 100%
King CountyMultifamily - Highly Impacted | King CountyMultifamily - Highly ImpactedOther | King CountyMultifamily - Highly ImpactedOtherExisting | King County | Multifamily - Highly Impacted | Other | Existing | 100% | 100% | 100% | 100% | 100% | 100% | 100% | 100% | 100% | 100% | 100% | 100% | 100% | 100% | 100% | 100% | 100% | 100% | 100% | 100% | 100% | 100% | 100% | 100% | 100% | 100% | 100% | 100%
King CountySingle Family | King CountySingle FamilyOther | King CountySingle FamilyOtherExisting | King County | Single Family | Other | Existing | 100% | 100% | 100% | 100% | 100% | 100% | 100% | 100% | 100% | 100% | 100% | 100% | 100% | 100% | 100% | 100% | 100% | 100% | 100% | 100% | 100% | 100% | 100% | 100% | 100% | 100% | 100% | 100%
King CountySingle Family - Highly Impacted | King CountySingle Family - Highly ImpactedOther | King CountySingle Family - Highly ImpactedOtherExisting | King County | Single Family - Highly Impacted | Other | Existing | 100% | 100% | 100% | 100% | 100% | 100% | 100% | 100% | 100% | 100% | 100% | 100% | 100% | 100% | 100% | 100% | 100% | 100% | 100% | 100% | 100% | 100% | 100% | 100% | 100% | 100% | 100% | 100%
King CountyManufactured | King CountyManufacturedPool Heat | King CountyManufacturedPool HeatExisting | King County | Manufactured | Pool Heat | Existing | 1.85% | 1.85% | 1.85% | 1.85% | 1.85% | 1.85% | 1.85% | 1.85% | 1.85% | 1.85% | 1.85% | 1.85% | 1.85% | 1.85% | 1.85% | 1.85% | 1.85% | 1.85% | 1.85% | 1.85% | 1.85% | 1.85% | 1.85% | 1.85% | 1.85% | 1.85% | 1.85% | 1.85%
King CountyManufactured - Highly Impacted | King CountyManufactured - Highly ImpactedPool Heat | King CountyManufactured - Highly ImpactedPool HeatExisting | King County | Manufactured - Highly Impacted | Pool Heat | Existing | 1.875% | 1.875% | 1.875% | 1.875% | 1.875% | 1.875% | 1.875% | 1.875% | 1.875% | 1.875% | 1.875% | 1.875% | 1.875% | 1.875% | 1.875% | 1.875% | 1.875% | 1.875% | 1.875% | 1.875% | 1.875% | 1.875% | 1.875% | 1.875% | 1.875% | 1.875% | 1.875% | 1.875%
King CountyMultifamily | King CountyMultifamilyPool Heat | King CountyMultifamilyPool HeatExisting | King County | Multifamily | Pool Heat | Existing | bar: 2023 to 2050
King CountyMultifamily - Highly Impacted | King CountyMultifamily - Highly ImpactedPool Heat | King CountyMultifamily - Highly ImpactedPool HeatExisting | King County | Multifamily - Highly Impacted | Pool Heat | Existing | bar: 2023 to 2050
King CountySingle Family | King CountySingle FamilyPool Heat | King CountySingle FamilyPool HeatExisting | King County | Single Family | Pool Heat | Existing | 1.334% | 1.334% | 1.334% | 1.334% | 1.334% | 1.334% | 1.334% | 1.334% | 1.334% | 1.334% | 1.334% | 1.334% | 1.334% | 1.334% | 1.334% | 1.334% | 1.334% | 1.334% | 1.334% | 1.334% | 1.334% | 1.334% | 1.334% | 1.334% | 1.334% | 1.334% | 1.334% | 1.334%
King CountySingle Family - Highly Impacted | King CountySingle Family - Highly ImpactedPool Heat | King CountySingle Family - Highly ImpactedPool HeatExisting | King County | Single Family - Highly Impacted | Pool Heat | Existing | 1.875% | 1.875% | 1.875% | 1.875% | 1.875% | 1.875% | 1.875% | 1.875% | 1.875% | 1.875% | 1.875% | 1.875% | 1.875% | 1.875% | 1.875% | 1.875% | 1.875% | 1.875% | 1.875% | 1.875% | 1.875% | 1.875% | 1.875% | 1.875% | 1.875% | 1.875% | 1.875% | 1.875%
King CountyManufactured | King CountyManufacturedWater Heat GT 55 Gal | King CountyManufacturedWater Heat GT 55 GalExisting | King County | Manufactured | Water Heat GT 55 Gal | Existing | 19.58% | 19.58% | 19.58% | 19.58% | 19.58% | 19.58% | 19.58% | 19.58% | 19.58% | 19.58% | 19.58% | 19.58% | 19.58% | 19.58% | 19.58% | 19.58% | 19.58% | 19.58% | 19.58% | 19.58% | 19.58% | 19.58% | 19.58% | 19.58% | 19.58% | 19.58% | 19.58% | 19.58%
King CountyManufactured - Highly Impacted | King CountyManufactured - Highly ImpactedWater Heat GT 55 Gal | King CountyManufactured - Highly ImpactedWater Heat GT 55 GalExisting | King County | Manufactured - Highly Impacted | Water Heat GT 55 Gal | Existing | 19.58% | 19.58% | 19.58% | 19.58% | 19.58% | 19.58% | 19.58% | 19.58% | 19.58% | 19.58% | 19.58% | 19.58% | 19.58% | 19.58% | 19.58% | 19.58% | 19.58% | 19.58% | 19.58% | 19.58% | 19.58% | 19.58% | 19.58% | 19.58% | 19.58% | 19.58% | 19.58% | 19.58%
King CountyMultifamily | King CountyMultifamilyWater Heat GT 55 Gal | King CountyMultifamilyWater Heat GT 55 GalExisting | King County | Multifamily | Water Heat GT 55 Gal | Existing | 3.846% | 3.846% | 3.846% | 3.846% | 3.846% | 3.846% | 3.846% | 3.846% | 3.846% | 3.846% | 3.846% | 3.846% | 3.846% | 3.846% | 3.846% | 3.846% | 3.846% | 3.846% | 3.846% | 3.846% | 3.846% | 3.846% | 3.846% | 3.846% | 3.846% | 3.846% | 3.846% | 3.846%
King CountyMultifamily - Highly Impacted | King CountyMultifamily - Highly ImpactedWater Heat GT 55 Gal | King CountyMultifamily - Highly ImpactedWater Heat GT 55 GalExisting | King County | Multifamily - Highly Impacted | Water Heat GT 55 Gal | Existing | 3.846% | 3.846% | 3.846% | 3.846% | 3.846% | 3.846% | 3.846% | 3.846% | 3.846% | 3.846% | 3.846% | 3.846% | 3.846% | 3.846% | 3.846% | 3.846% | 3.846% | 3.846% | 3.846% | 3.846% | 3.846% | 3.846% | 3.846% | 3.846% | 3.846% | 3.846% | 3.846% | 3.846%
King CountySingle Family | King CountySingle FamilyWater Heat GT 55 Gal | King CountySingle FamilyWater Heat GT 55 GalExisting | King County | Single Family | Water Heat GT 55 Gal | Existing | 19.58% | 19.58% | 19.58% | 19.58% | 19.58% | 19.58% | 19.58% | 19.58% | 19.58% | 19.58% | 19.58% | 19.58% | 19.58% | 19.58% | 19.58% | 19.58% | 19.58% | 19.58% | 19.58% | 19.58% | 19.58% | 19.58% | 19.58% | 19.58% | 19.58% | 19.58% | 19.58% | 19.58%
King CountySingle Family - Highly Impacted | King CountySingle Family - Highly ImpactedWater Heat GT 55 Gal | King CountySingle Family - Highly ImpactedWater Heat GT 55 GalExisting | King County | Single Family - Highly Impacted | Water Heat GT 55 Gal | Existing | 19.58% | 19.58% | 19.58% | 19.58% | 19.58% | 19.58% | 19.58% | 19.58% | 19.58% | 19.58% | 19.58% | 19.58% | 19.58% | 19.58% | 19.58% | 19.58% | 19.58% | 19.58% | 19.58% | 19.58% | 19.58% | 19.58% | 19.58% | 19.58% | 19.58% | 19.58% | 19.58% | 19.58%
King CountyManufactured | King CountyManufacturedWater Heat LE 55 Gal | King CountyManufacturedWater Heat LE 55 GalExisting | King County | Manufactured | Water Heat LE 55 Gal | Existing | 79.04% | 79.04% | 79.04% | 79.04% | 79.04% | 79.04% | 79.04% | 79.04% | 79.04% | 79.04% | 79.04% | 79.04% | 79.04% | 79.04% | 79.04% | 79.04% | 79.04% | 79.04% | 79.04% | 79.04% | 79.04% | 79.04% | 79.04% | 79.04% | 79.04% | 79.04% | 79.04% | 79.04%
King CountyManufactured - Highly Impacted | King CountyManufactured - Highly ImpactedWater Heat LE 55 Gal | King CountyManufactured - Highly ImpactedWater Heat LE 55 GalExisting | King County | Manufactured - Highly Impacted | Water Heat LE 55 Gal | Existing | 79.04% | 79.04% | 79.04% | 79.04% | 79.04% | 79.04% | 79.04% | 79.04% | 79.04% | 79.04% | 79.04% | 79.04% | 79.04% | 79.04% | 79.04% | 79.04% | 79.04% | 79.04% | 79.04% | 79.04% | 79.04% | 79.04% | 79.04% | 79.04% | 79.04% | 79.04% | 79.04% | 79.04%
King CountyMultifamily | King CountyMultifamilyWater Heat LE 55 Gal | King CountyMultifamilyWater Heat LE 55 GalExisting | King County | Multifamily | Water Heat LE 55 Gal | Existing | 26.92% | 26.92% | 26.92% | 26.92% | 26.92% | 26.92% | 26.92% | 26.92% | 26.92% | 26.92% | 26.92% | 26.92% | 26.92% | 26.92% | 26.92% | 26.92% | 26.92% | 26.92% | 26.92% | 26.92% | 26.92% | 26.92% | 26.92% | 26.92% | 26.92% | 26.92% | 26.92% | 26.92%
King CountyMultifamily - Highly Impacted | King CountyMultifamily - Highly ImpactedWater Heat LE 55 Gal | King CountyMultifamily - Highly ImpactedWater Heat LE 55 GalExisting | King County | Multifamily - Highly Impacted | Water Heat LE 55 Gal | Existing | 26.92% | 26.92% | 26.92% | 26.92% | 26.92% | 26.92% | 26.92% | 26.92% | 26.92% | 26.92% | 26.92% | 26.92% | 26.92% | 26.92% | 26.92% | 26.92% | 26.92% | 26.92% | 26.92% | 26.92% | 26.92% | 26.92% | 26.92% | 26.92% | 26.92% | 26.92% | 26.92% | 26.92%
King CountySingle Family | King CountySingle FamilyWater Heat LE 55 Gal | King CountySingle FamilyWater Heat LE 55 GalExisting | King County | Single Family | Water Heat LE 55 Gal | Existing | 79.04% | 79.04% | 79.04% | 79.04% | 79.04% | 79.04% | 79.04% | 79.04% | 79.04% | 79.04% | 79.04% | 79.04% | 79.04% | 79.04% | 79.04% | 79.04% | 79.04% | 79.04% | 79.04% | 79.04% | 79.04% | 79.04% | 79.04% | 79.04% | 79.04% | 79.04% | 79.04% | 79.04%
King CountySingle Family - Highly Impacted | King CountySingle Family - Highly ImpactedWater Heat LE 55 Gal | King CountySingle Family - Highly ImpactedWater Heat LE 55 GalExisting | King County | Single Family - Highly Impacted | Water Heat LE 55 Gal | Existing | 79.04% | 79.04% | 79.04% | 79.04% | 79.04% | 79.04% | 79.04% | 79.04% | 79.04% | 79.04% | 79.04% | 79.04% | 79.04% | 79.04% | 79.04% | 79.04% | 79.04% | 79.04% | 79.04% | 79.04% | 79.04% | 79.04% | 79.04% | 79.04% | 79.04% | 79.04% | 79.04% | 79.04%
Kittitas CountyManufactured | Kittitas CountyManufacturedCooking Oven | Kittitas CountyManufacturedCooking OvenExisting | Kittitas County | Manufactured | Cooking Oven | Existing | 100% | 100% | 100% | 100% | 100% | 100% | 100% | 100% | 100% | 100% | 100% | 100% | 100% | 100% | 100% | 100% | 100% | 100% | 100% | 100% | 100% | 100% | 100% | 100% | 100% | 100% | 100% | 100%
Kittitas CountyManufactured - Highly Impacted | Kittitas CountyManufactured - Highly ImpactedCooking Oven | Kittitas CountyManufactured - Highly ImpactedCooking OvenExisting | Kittitas County | Manufactured - Highly Impacted | Cooking Oven | Existing | 100% | 100% | 100% | 100% | 100% | 100% | 100% | 100% | 100% | 100% | 100% | 100% | 100% | 100% | 100% | 100% | 100% | 100% | 100% | 100% | 100% | 100% | 100% | 100% | 100% | 100% | 100% | 100%
Kittitas CountyMultifamily | Kittitas CountyMultifamilyCooking Oven | Kittitas CountyMultifamilyCooking OvenExisting | Kittitas County | Multifamily | Cooking Oven | Existing | 100% | 100% | 100% | 100% | 100% | 100% | 100% | 100% | 100% | 100% | 100% | 100% | 100% | 100% | 100% | 100% | 100% | 100% | 100% | 100% | 100% | 100% | 100% | 100% | 100% | 100% | 100% | 100%
Kittitas CountyMultifamily - Highly Impacted | Kittitas CountyMultifamily - Highly ImpactedCooking Oven | Kittitas CountyMultifamily - Highly ImpactedCooking OvenExisting | Kittitas County | Multifamily - Highly Impacted | Cooking Oven | Existing | 100% | 100% | 100% | 100% | 100% | 100% | 100% | 100% | 100% | 100% | 100% | 100% | 100% | 100% | 100% | 100% | 100% | 100% | 100% | 100% | 100% | 100% | 100% | 100% | 100% | 100% | 100% | 100%
Kittitas CountySingle Family | Kittitas CountySingle FamilyCooking Oven | Kittitas CountySingle FamilyCooking OvenExisting | Kittitas County | Single Family | Cooking Oven | Existing | 100% | 100% | 100% | 100% | 100% | 100% | 100% | 100% | 100% | 100% | 100% | 100% | 100% | 100% | 100% | 100% | 100% | 100% | 100% | 100% | 100% | 100% | 100% | 100% | 100% | 100% | 100% | 100%
Kittitas CountySingle Family - Highly Impacted | Kittitas CountySingle Family - Highly ImpactedCooking Oven | Kittitas CountySingle Family - Highly ImpactedCooking OvenExisting | Kittitas County | Single Family - Highly Impacted | Cooking Oven | Existing | 100% | 100% | 100% | 100% | 100% | 100% | 100% | 100% | 100% | 100% | 100% | 100% | 100% | 100% | 100% | 100% | 100% | 100% | 100% | 100% | 100% | 100% | 100% | 100% | 100% | 100% | 100% | 100%
Kittitas CountyManufactured | Kittitas CountyManufacturedCooking Range | Kittitas CountyManufacturedCooking RangeExisting | Kittitas County | Manufactured | Cooking Range | Existing | 100% | 100% | 100% | 100% | 100% | 100% | 100% | 100% | 100% | 100% | 100% | 100% | 100% | 100% | 100% | 100% | 100% | 100% | 100% | 100% | 100% | 100% | 100% | 100% | 100% | 100% | 100% | 100%
Kittitas CountyManufactured - Highly Impacted | Kittitas CountyManufactured - Highly ImpactedCooking Range | Kittitas CountyManufactured - Highly ImpactedCooking RangeExisting | Kittitas County | Manufactured - Highly Impacted | Cooking Range | Existing | 96.87% | 96.87% | 96.87% | 96.87% | 96.87% | 96.87% | 96.87% | 96.87% | 96.87% | 96.87% | 96.87% | 96.87% | 96.87% | 96.87% | 96.87% | 96.87% | 96.87% | 96.87% | 96.87% | 96.87% | 96.87% | 96.87% | 96.87% | 96.87% | 96.87% | 96.87% | 96.87% | 96.87%
Kittitas CountyMultifamily | Kittitas CountyMultifamilyCooking Range | Kittitas CountyMultifamilyCooking RangeExisting | Kittitas County | Multifamily | Cooking Range | Existing | 98.49% | 98.49% | 98.49% | 98.49% | 98.49% | 98.49% | 98.49% | 98.49% | 98.49% | 98.49% | 98.49% | 98.49% | 98.49% | 98.49% | 98.49% | 98.49% | 98.49% | 98.49% | 98.49% | 98.49% | 98.49% | 98.49% | 98.49% | 98.49% | 98.49% | 98.49% | 98.49% | 98.49%
Kittitas CountyMultifamily - Highly Impacted | Kittitas CountyMultifamily - Highly ImpactedCooking Range | Kittitas CountyMultifamily - Highly ImpactedCooking RangeExisting | Kittitas County | Multifamily - Highly Impacted | Cooking Range | Existing | 97.24% | 97.24% | 97.24% | 97.24% | 97.24% | 97.24% | 97.24% | 97.24% | 97.24% | 97.24% | 97.24% | 97.24% | 97.24% | 97.24% | 97.24% | 97.24% | 97.24% | 97.24% | 97.24% | 97.24% | 97.24% | 97.24% | 97.24% | 97.24% | 97.24% | 97.24% | 97.24% | 97.24%
Kittitas CountySingle Family | Kittitas CountySingle FamilyCooking Range | Kittitas CountySingle FamilyCooking RangeExisting | Kittitas County | Single Family | Cooking Range | Existing | 100% | 100% | 100% | 100% | 100% | 100% | 100% | 100% | 100% | 100% | 100% | 100% | 100% | 100% | 100% | 100% | 100% | 100% | 100% | 100% | 100% | 100% | 100% | 100% | 100% | 100% | 100% | 100%
Kittitas CountySingle Family - Highly Impacted | Kittitas CountySingle Family - Highly ImpactedCooking Range | Kittitas CountySingle Family - Highly ImpactedCooking RangeExisting | Kittitas County | Single Family - Highly Impacted | Cooking Range | Existing | 100% | 100% | 100% | 100% | 100% | 100% | 100% | 100% | 100% | 100% | 100% | 100% | 100% | 100% | 100% | 100% | 100% | 100% | 100% | 100% | 100% | 100% | 100% | 100% | 100% | 100% | 100% | 100%
Kittitas CountyManufactured | Kittitas CountyManufacturedDryer | Kittitas CountyManufacturedDryerExisting | Kittitas County | Manufactured | Dryer | Existing | 98.39% | 98.39% | 98.39% | 98.39% | 98.39% | 98.39% | 98.39% | 98.39% | 98.39% | 98.39% | 98.39% | 98.39% | 98.39% | 98.39% | 98.39% | 98.39% | 98.39% | 98.39% | 98.39% | 98.39% | 98.39% | 98.39% | 98.39% | 98.39% | 98.39% | 98.39% | 98.39% | 98.39%
Kittitas CountyManufactured - Highly Impacted | Kittitas CountyManufactured - Highly ImpactedDryer | Kittitas CountyManufactured - Highly ImpactedDryerExisting | Kittitas County | Manufactured - Highly Impacted | Dryer | Existing | 95.98% | 95.98% | 95.98% | 95.98% | 95.98% | 95.98% | 95.98% | 95.98% | 95.98% | 95.98% | 95.98% | 95.98% | 95.98% | 95.98% | 95.98% | 95.98% | 95.98% | 95.98% | 95.98% | 95.98% | 95.98% | 95.98% | 95.98% | 95.98% | 95.98% | 95.98% | 95.98% | 95.98%
Kittitas CountyMultifamily | Kittitas CountyMultifamilyDryer | Kittitas CountyMultifamilyDryerExisting | Kittitas County | Multifamily | Dryer | Existing | 87.61% | 87.61% | 87.61% | 87.61% | 87.61% | 87.61% | 87.61% | 87.61% | 87.61% | 87.61% | 87.61% | 87.61% | 87.61% | 87.61% | 87.61% | 87.61% | 87.61% | 87.61% | 87.61% | 87.61% | 87.61% | 87.61% | 87.61% | 87.61% | 87.61% | 87.61% | 87.61% | 87.61%
Kittitas CountyMultifamily - Highly Impacted | Kittitas CountyMultifamily - Highly ImpactedDryer | Kittitas CountyMultifamily - Highly ImpactedDryerExisting | Kittitas County | Multifamily - Highly Impacted | Dryer | Existing | 70.44% | 70.44% | 70.44% | 70.44% | 70.44% | 70.44% | 70.44% | 70.44% | 70.44% | 70.44% | 70.44% | 70.44% | 70.44% | 70.44% | 70.44% | 70.44% | 70.44% | 70.44% | 70.44% | 70.44% | 70.44% | 70.44% | 70.44% | 70.44% | 70.44% | 70.44% | 70.44% | 70.44%
Kittitas CountySingle Family | Kittitas CountySingle FamilyDryer | Kittitas CountySingle FamilyDryerExisting | Kittitas County | Single Family | Dryer | Existing | 100% | 100% | 100% | 100% | 100% | 100% | 100% | 100% | 100% | 100% | 100% | 100% | 100% | 100% | 100% | 100% | 100% | 100% | 100% | 100% | 100% | 100% | 100% | 100% | 100% | 100% | 100% | 100%
Kittitas CountySingle Family - Highly Impacted | Kittitas CountySingle Family - Highly ImpactedDryer | Kittitas CountySingle Family - Highly ImpactedDryerExisting | Kittitas County | Single Family - Highly Impacted | Dryer | Existing | 97.85% | 97.85% | 97.85% | 97.85% | 97.85% | 97.85% | 97.85% | 97.85% | 97.85% | 97.85% | 97.85% | 97.85% | 97.85% | 97.85% | 97.85% | 97.85% | 97.85% | 97.85% | 97.85% | 97.85% | 97.85% | 97.85% | 97.85% | 97.85% | 97.85% | 97.85% | 97.85% | 97.85%
Kittitas CountyManufactured | Kittitas CountyManufacturedHeat Central Gas Boiler | Kittitas CountyManufacturedHeat Central Gas BoilerExisting | Kittitas County | Manufactured | Heat Central Gas Boiler | Existing | bar: 2023 to 2050
Kittitas CountyManufactured - Highly Impacted | Kittitas CountyManufactured - Highly ImpactedHeat Central Gas Boiler | Kittitas CountyManufactured - Highly ImpactedHeat Central Gas BoilerExisting | Kittitas County | Manufactured - Highly Impacted | Heat Central Gas Boiler | Existing | bar: 2023 to 2050
Kittitas CountyMultifamily | Kittitas CountyMultifamilyHeat Central Gas Boiler | Kittitas CountyMultifamilyHeat Central Gas BoilerExisting | Kittitas County | Multifamily | Heat Central Gas Boiler | Existing | 1.738% | 1.738% | 1.738% | 1.738% | 1.738% | 1.738% | 1.738% | 1.738% | 1.738% | 1.738% | 1.738% | 1.738% | 1.738% | 1.738% | 1.738% | 1.738% | 1.738% | 1.738% | 1.738% | 1.738% | 1.738% | 1.738% | 1.738% | 1.738% | 1.738% | 1.738% | 1.738% | 1.738%
Kittitas CountyMultifamily - Highly Impacted | Kittitas CountyMultifamily - Highly ImpactedHeat Central Gas Boiler | Kittitas CountyMultifamily - Highly ImpactedHeat Central Gas BoilerExisting | Kittitas County | Multifamily - Highly Impacted | Heat Central Gas Boiler | Existing | 12.5% | 12.5% | 12.5% | 12.5% | 12.5% | 12.5% | 12.5% | 12.5% | 12.5% | 12.5% | 12.5% | 12.5% | 12.5% | 12.5% | 12.5% | 12.5% | 12.5% | 12.5% | 12.5% | 12.5% | 12.5% | 12.5% | 12.5% | 12.5% | 12.5% | 12.5% | 12.5% | 12.5%
Kittitas CountySingle Family | Kittitas CountySingle FamilyHeat Central Gas Boiler | Kittitas CountySingle FamilyHeat Central Gas BoilerExisting | Kittitas County | Single Family | Heat Central Gas Boiler | Existing | bar: 2023 to 2050
Kittitas CountySingle Family - Highly Impacted | Kittitas CountySingle Family - Highly ImpactedHeat Central Gas Boiler | Kittitas CountySingle Family - Highly ImpactedHeat Central Gas BoilerExisting | Kittitas County | Single Family - Highly Impacted | Heat Central Gas Boiler | Existing | 1.325% | 1.325% | 1.325% | 1.325% | 1.325% | 1.325% | 1.325% | 1.325% | 1.325% | 1.325% | 1.325% | 1.325% | 1.325% | 1.325% | 1.325% | 1.325% | 1.325% | 1.325% | 1.325% | 1.325% | 1.325% | 1.325% | 1.325% | 1.325% | 1.325% | 1.325% | 1.325% | 1.325%
Kittitas CountyManufactured | Kittitas CountyManufacturedHeat Central Gas Furnace | Kittitas CountyManufacturedHeat Central Gas FurnaceExisting | Kittitas County | Manufactured | Heat Central Gas Furnace | Existing | 10.69% | 10.69% | 10.69% | 10.69% | 10.69% | 10.69% | 10.69% | 10.69% | 10.69% | 10.69% | 10.69% | 10.69% | 10.69% | 10.69% | 10.69% | 10.69% | 10.69% | 10.69% | 10.69% | 10.69% | 10.69% | 10.69% | 10.69% | 10.69% | 10.69% | 10.69% | 10.69% | 10.69%
Kittitas CountyManufactured - Highly Impacted | Kittitas CountyManufactured - Highly ImpactedHeat Central Gas Furnace | Kittitas CountyManufactured - Highly ImpactedHeat Central Gas FurnaceExisting | Kittitas County | Manufactured - Highly Impacted | Heat Central Gas Furnace | Existing | 9.719% | 9.719% | 9.719% | 9.719% | 9.719% | 9.719% | 9.719% | 9.719% | 9.719% | 9.719% | 9.719% | 9.719% | 9.719% | 9.719% | 9.719% | 9.719% | 9.719% | 9.719% | 9.719% | 9.719% | 9.719% | 9.719% | 9.719% | 9.719% | 9.719% | 9.719% | 9.719% | 9.719%
Kittitas CountyMultifamily | Kittitas CountyMultifamilyHeat Central Gas Furnace | Kittitas CountyMultifamilyHeat Central Gas FurnaceExisting | Kittitas County | Multifamily | Heat Central Gas Furnace | Existing | 5.365% | 5.365% | 5.365% | 5.365% | 5.365% | 5.365% | 5.365% | 5.365% | 5.365% | 5.365% | 5.365% | 5.365% | 5.365% | 5.365% | 5.365% | 5.365% | 5.365% | 5.365% | 5.365% | 5.365% | 5.365% | 5.365% | 5.365% | 5.365% | 5.365% | 5.365% | 5.365% | 5.365%
Kittitas CountyMultifamily - Highly Impacted | Kittitas CountyMultifamily - Highly ImpactedHeat Central Gas Furnace | Kittitas CountyMultifamily - Highly ImpactedHeat Central Gas FurnaceExisting | Kittitas County | Multifamily - Highly Impacted | Heat Central Gas Furnace | Existing | 5.7% | 5.7% | 5.7% | 5.7% | 5.7% | 5.7% | 5.7% | 5.7% | 5.7% | 5.7% | 5.7% | 5.7% | 5.7% | 5.7% | 5.7% | 5.7% | 5.7% | 5.7% | 5.7% | 5.7% | 5.7% | 5.7% | 5.7% | 5.7% | 5.7% | 5.7% | 5.7% | 5.7%
Kittitas CountySingle Family | Kittitas CountySingle FamilyHeat Central Gas Furnace | Kittitas CountySingle FamilyHeat Central Gas FurnaceExisting | Kittitas County | Single Family | Heat Central Gas Furnace | Existing | 36.18% | 36.18% | 36.18% | 36.18% | 36.18% | 36.18% | 36.18% | 36.18% | 36.18% | 36.18% | 36.18% | 36.18% | 36.18% | 36.18% | 36.18% | 36.18% | 36.18% | 36.18% | 36.18% | 36.18% | 36.18% | 36.18% | 36.18% | 36.18% | 36.18% | 36.18% | 36.18% | 36.18%
Kittitas CountySingle Family - Highly Impacted | Kittitas CountySingle Family - Highly ImpactedHeat Central Gas Furnace | Kittitas CountySingle Family - Highly ImpactedHeat Central Gas FurnaceExisting | Kittitas County | Single Family - Highly Impacted | Heat Central Gas Furnace | Existing | 73.24% | 73.24% | 73.24% | 73.24% | 73.24% | 73.24% | 73.24% | 73.24% | 73.24% | 73.24% | 73.24% | 73.24% | 73.24% | 73.24% | 73.24% | 73.24% | 73.24% | 73.24% | 73.24% | 73.24% | 73.24% | 73.24% | 73.24% | 73.24% | 73.24% | 73.24% | 73.24% | 73.24%
Kittitas CountyManufactured | Kittitas CountyManufacturedHeat Room Gas | Kittitas CountyManufacturedHeat Room GasExisting | Kittitas County | Manufactured | Heat Room Gas | Existing | 1.821% | 1.821% | 1.821% | 1.821% | 1.821% | 1.821% | 1.821% | 1.821% | 1.821% | 1.821% | 1.821% | 1.821% | 1.821% | 1.821% | 1.821% | 1.821% | 1.821% | 1.821% | 1.821% | 1.821% | 1.821% | 1.821% | 1.821% | 1.821% | 1.821% | 1.821% | 1.821% | 1.821%
Kittitas CountyManufactured - Highly Impacted | Kittitas CountyManufactured - Highly ImpactedHeat Room Gas | Kittitas CountyManufactured - Highly ImpactedHeat Room GasExisting | Kittitas County | Manufactured - Highly Impacted | Heat Room Gas | Existing | bar: 2023 to 2050
Kittitas CountyMultifamily | Kittitas CountyMultifamilyHeat Room Gas | Kittitas CountyMultifamilyHeat Room GasExisting | Kittitas County | Multifamily | Heat Room Gas | Existing | 4.171% | 4.171% | 4.171% | 4.171% | 4.171% | 4.171% | 4.171% | 4.171% | 4.171% | 4.171% | 4.171% | 4.171% | 4.171% | 4.171% | 4.171% | 4.171% | 4.171% | 4.171% | 4.171% | 4.171% | 4.171% | 4.171% | 4.171% | 4.171% | 4.171% | 4.171% | 4.171% | 4.171%
Kittitas CountyMultifamily - Highly Impacted | Kittitas CountyMultifamily - Highly ImpactedHeat Room Gas | Kittitas CountyMultifamily - Highly ImpactedHeat Room GasExisting | Kittitas County | Multifamily - Highly Impacted | Heat Room Gas | Existing | 3.206% | 3.206% | 3.206% | 3.206% | 3.206% | 3.206% | 3.206% | 3.206% | 3.206% | 3.206% | 3.206% | 3.206% | 3.206% | 3.206% | 3.206% | 3.206% | 3.206% | 3.206% | 3.206% | 3.206% | 3.206% | 3.206% | 3.206% | 3.206% | 3.206% | 3.206% | 3.206% | 3.206%
Kittitas CountySingle Family | Kittitas CountySingle FamilyHeat Room Gas | Kittitas CountySingle FamilyHeat Room GasExisting | Kittitas County | Single Family | Heat Room Gas | Existing | 9.821% | 9.821% | 9.821% | 9.821% | 9.821% | 9.821% | 9.821% | 9.821% | 9.821% | 9.821% | 9.821% | 9.821% | 9.821% | 9.821% | 9.821% | 9.821% | 9.821% | 9.821% | 9.821% | 9.821% | 9.821% | 9.821% | 9.821% | 9.821% | 9.821% | 9.821% | 9.821% | 9.821%
Kittitas CountySingle Family - Highly Impacted | Kittitas CountySingle Family - Highly ImpactedHeat Room Gas | Kittitas CountySingle Family - Highly ImpactedHeat Room GasExisting | Kittitas County | Single Family - Highly Impacted | Heat Room Gas | Existing | 6.66% | 6.66% | 6.66% | 6.66% | 6.66% | 6.66% | 6.66% | 6.66% | 6.66% | 6.66% | 6.66% | 6.66% | 6.66% | 6.66% | 6.66% | 6.66% | 6.66% | 6.66% | 6.66% | 6.66% | 6.66% | 6.66% | 6.66% | 6.66% | 6.66% | 6.66% | 6.66% | 6.66%
Kittitas CountyManufactured | Kittitas CountyManufacturedOther | Kittitas CountyManufacturedOtherExisting | Kittitas County | Manufactured | Other | Existing | 100% | 100% | 100% | 100% | 100% | 100% | 100% | 100% | 100% | 100% | 100% | 100% | 100% | 100% | 100% | 100% | 100% | 100% | 100% | 100% | 100% | 100% | 100% | 100% | 100% | 100% | 100% | 100%
Kittitas CountyManufactured - Highly Impacted | Kittitas CountyManufactured - Highly ImpactedOther | Kittitas CountyManufactured - Highly ImpactedOtherExisting | Kittitas County | Manufactured - Highly Impacted | Other | Existing | 100% | 100% | 100% | 100% | 100% | 100% | 100% | 100% | 100% | 100% | 100% | 100% | 100% | 100% | 100% | 100% | 100% | 100% | 100% | 100% | 100% | 100% | 100% | 100% | 100% | 100% | 100% | 100%
Kittitas CountyMultifamily | Kittitas CountyMultifamilyOther | Kittitas CountyMultifamilyOtherExisting | Kittitas County | Multifamily | Other | Existing | 100% | 100% | 100% | 100% | 100% | 100% | 100% | 100% | 100% | 100% | 100% | 100% | 100% | 100% | 100% | 100% | 100% | 100% | 100% | 100% | 100% | 100% | 100% | 100% | 100% | 100% | 100% | 100%
Kittitas CountyMultifamily - Highly Impacted | Kittitas CountyMultifamily - Highly ImpactedOther | Kittitas CountyMultifamily - Highly ImpactedOtherExisting | Kittitas County | Multifamily - Highly Impacted | Other | Existing | 100% | 100% | 100% | 100% | 100% | 100% | 100% | 100% | 100% | 100% | 100% | 100% | 100% | 100% | 100% | 100% | 100% | 100% | 100% | 100% | 100% | 100% | 100% | 100% | 100% | 100% | 100% | 100%
Kittitas CountySingle Family | Kittitas CountySingle FamilyOther | Kittitas CountySingle FamilyOtherExisting | Kittitas County | Single Family | Other | Existing | 100% | 100% | 100% | 100% | 100% | 100% | 100% | 100% | 100% | 100% | 100% | 100% | 100% | 100% | 100% | 100% | 100% | 100% | 100% | 100% | 100% | 100% | 100% | 100% | 100% | 100% | 100% | 100%
Kittitas CountySingle Family - Highly Impacted | Kittitas CountySingle Family - Highly ImpactedOther | Kittitas CountySingle Family - Highly ImpactedOtherExisting | Kittitas County | Single Family - Highly Impacted | Other | Existing | 100% | 100% | 100% | 100% | 100% | 100% | 100% | 100% | 100% | 100% | 100% | 100% | 100% | 100% | 100% | 100% | 100% | 100% | 100% | 100% | 100% | 100% | 100% | 100% | 100% | 100% | 100% | 100%
Kittitas CountyManufactured | Kittitas CountyManufacturedPool Heat | Kittitas CountyManufacturedPool HeatExisting | Kittitas County | Manufactured | Pool Heat | Existing | 1.85% | 1.85% | 1.85% | 1.85% | 1.85% | 1.85% | 1.85% | 1.85% | 1.85% | 1.85% | 1.85% | 1.85% | 1.85% | 1.85% | 1.85% | 1.85% | 1.85% | 1.85% | 1.85% | 1.85% | 1.85% | 1.85% | 1.85% | 1.85% | 1.85% | 1.85% | 1.85% | 1.85%
Kittitas CountyManufactured - Highly Impacted | Kittitas CountyManufactured - Highly ImpactedPool Heat | Kittitas CountyManufactured - Highly ImpactedPool HeatExisting | Kittitas County | Manufactured - Highly Impacted | Pool Heat | Existing | 1.875% | 1.875% | 1.875% | 1.875% | 1.875% | 1.875% | 1.875% | 1.875% | 1.875% | 1.875% | 1.875% | 1.875% | 1.875% | 1.875% | 1.875% | 1.875% | 1.875% | 1.875% | 1.875% | 1.875% | 1.875% | 1.875% | 1.875% | 1.875% | 1.875% | 1.875% | 1.875% | 1.875%
Kittitas CountyMultifamily | Kittitas CountyMultifamilyPool Heat | Kittitas CountyMultifamilyPool HeatExisting | Kittitas County | Multifamily | Pool Heat | Existing | bar: 2023 to 2050
Kittitas CountyMultifamily - Highly Impacted | Kittitas CountyMultifamily - Highly ImpactedPool Heat | Kittitas CountyMultifamily - Highly ImpactedPool HeatExisting | Kittitas County | Multifamily - Highly Impacted | Pool Heat | Existing | bar: 2023 to 2050
Kittitas CountySingle Family | Kittitas CountySingle FamilyPool Heat | Kittitas CountySingle FamilyPool HeatExisting | Kittitas County | Single Family | Pool Heat | Existing | bar: 2023 to 2050
Kittitas CountySingle Family - Highly Impacted | Kittitas CountySingle Family - Highly ImpactedPool Heat | Kittitas CountySingle Family - Highly ImpactedPool HeatExisting | Kittitas County | Single Family - Highly Impacted | Pool Heat | Existing | 1.875% | 1.875% | 1.875% | 1.875% | 1.875% | 1.875% | 1.875% | 1.875% | 1.875% | 1.875% | 1.875% | 1.875% | 1.875% | 1.875% | 1.875% | 1.875% | 1.875% | 1.875% | 1.875% | 1.875% | 1.875% | 1.875% | 1.875% | 1.875% | 1.875% | 1.875% | 1.875% | 1.875%
Kittitas CountyManufactured | Kittitas CountyManufacturedWater Heat GT 55 Gal | Kittitas CountyManufacturedWater Heat GT 55 GalExisting | Kittitas County | Manufactured | Water Heat GT 55 Gal | Existing | 19.58% | 19.58% | 19.58% | 19.58% | 19.58% | 19.58% | 19.58% | 19.58% | 19.58% | 19.58% | 19.58% | 19.58% | 19.58% | 19.58% | 19.58% | 19.58% | 19.58% | 19.58% | 19.58% | 19.58% | 19.58% | 19.58% | 19.58% | 19.58% | 19.58% | 19.58% | 19.58% | 19.58%
Kittitas CountyManufactured - Highly Impacted | Kittitas CountyManufactured - Highly ImpactedWater Heat GT 55 Gal | Kittitas CountyManufactured - Highly ImpactedWater Heat GT 55 GalExisting | Kittitas County | Manufactured - Highly Impacted | Water Heat GT 55 Gal | Existing | 19.58% | 19.58% | 19.58% | 19.58% | 19.58% | 19.58% | 19.58% | 19.58% | 19.58% | 19.58% | 19.58% | 19.58% | 19.58% | 19.58% | 19.58% | 19.58% | 19.58% | 19.58% | 19.58% | 19.58% | 19.58% | 19.58% | 19.58% | 19.58% | 19.58% | 19.58% | 19.58% | 19.58%
Kittitas CountyMultifamily | Kittitas CountyMultifamilyWater Heat GT 55 Gal | Kittitas CountyMultifamilyWater Heat GT 55 GalExisting | Kittitas County | Multifamily | Water Heat GT 55 Gal | Existing | 3.846% | 3.846% | 3.846% | 3.846% | 3.846% | 3.846% | 3.846% | 3.846% | 3.846% | 3.846% | 3.846% | 3.846% | 3.846% | 3.846% | 3.846% | 3.846% | 3.846% | 3.846% | 3.846% | 3.846% | 3.846% | 3.846% | 3.846% | 3.846% | 3.846% | 3.846% | 3.846% | 3.846%
Kittitas CountyMultifamily - Highly Impacted | Kittitas CountyMultifamily - Highly ImpactedWater Heat GT 55 Gal | Kittitas CountyMultifamily - Highly ImpactedWater Heat GT 55 GalExisting | Kittitas County | Multifamily - Highly Impacted | Water Heat GT 55 Gal | Existing | 3.846% | 3.846% | 3.846% | 3.846% | 3.846% | 3.846% | 3.846% | 3.846% | 3.846% | 3.846% | 3.846% | 3.846% | 3.846% | 3.846% | 3.846% | 3.846% | 3.846% | 3.846% | 3.846% | 3.846% | 3.846% | 3.846% | 3.846% | 3.846% | 3.846% | 3.846% | 3.846% | 3.846%
Kittitas CountySingle Family | Kittitas CountySingle FamilyWater Heat GT 55 Gal | Kittitas CountySingle FamilyWater Heat GT 55 GalExisting | Kittitas County | Single Family | Water Heat GT 55 Gal | Existing | 19.58% | 19.58% | 19.58% | 19.58% | 19.58% | 19.58% | 19.58% | 19.58% | 19.58% | 19.58% | 19.58% | 19.58% | 19.58% | 19.58% | 19.58% | 19.58% | 19.58% | 19.58% | 19.58% | 19.58% | 19.58% | 19.58% | 19.58% | 19.58% | 19.58% | 19.58% | 19.58% | 19.58%
Kittitas CountySingle Family - Highly Impacted | Kittitas CountySingle Family - Highly ImpactedWater Heat GT 55 Gal | Kittitas CountySingle Family - Highly ImpactedWater Heat GT 55 GalExisting | Kittitas County | Single Family - Highly Impacted | Water Heat GT 55 Gal | Existing | 19.58% | 19.58% | 19.58% | 19.58% | 19.58% | 19.58% | 19.58% | 19.58% | 19.58% | 19.58% | 19.58% | 19.58% | 19.58% | 19.58% | 19.58% | 19.58% | 19.58% | 19.58% | 19.58% | 19.58% | 19.58% | 19.58% | 19.58% | 19.58% | 19.58% | 19.58% | 19.58% | 19.58%
Kittitas CountyManufactured | Kittitas CountyManufacturedWater Heat LE 55 Gal | Kittitas CountyManufacturedWater Heat LE 55 GalExisting | Kittitas County | Manufactured | Water Heat LE 55 Gal | Existing | 79.04% | 79.04% | 79.04% | 79.04% | 79.04% | 79.04% | 79.04% | 79.04% | 79.04% | 79.04% | 79.04% | 79.04% | 79.04% | 79.04% | 79.04% | 79.04% | 79.04% | 79.04% | 79.04% | 79.04% | 79.04% | 79.04% | 79.04% | 79.04% | 79.04% | 79.04% | 79.04% | 79.04%
Kittitas CountyManufactured - Highly Impacted | Kittitas CountyManufactured - Highly ImpactedWater Heat LE 55 Gal | Kittitas CountyManufactured - Highly ImpactedWater Heat LE 55 GalExisting | Kittitas County | Manufactured - Highly Impacted | Water Heat LE 55 Gal | Existing | 79.04% | 79.04% | 79.04% | 79.04% | 79.04% | 79.04% | 79.04% | 79.04% | 79.04% | 79.04% | 79.04% | 79.04% | 79.04% | 79.04% | 79.04% | 79.04% | 79.04% | 79.04% | 79.04% | 79.04% | 79.04% | 79.04% | 79.04% | 79.04% | 79.04% | 79.04% | 79.04% | 79.04%
Kittitas CountyMultifamily | Kittitas CountyMultifamilyWater Heat LE 55 Gal | Kittitas CountyMultifamilyWater Heat LE 55 GalExisting | Kittitas County | Multifamily | Water Heat LE 55 Gal | Existing | 26.92% | 26.92% | 26.92% | 26.92% | 26.92% | 26.92% | 26.92% | 26.92% | 26.92% | 26.92% | 26.92% | 26.92% | 26.92% | 26.92% | 26.92% | 26.92% | 26.92% | 26.92% | 26.92% | 26.92% | 26.92% | 26.92% | 26.92% | 26.92% | 26.92% | 26.92% | 26.92% | 26.92%
Kittitas CountyMultifamily - Highly Impacted | Kittitas CountyMultifamily - Highly ImpactedWater Heat LE 55 Gal | Kittitas CountyMultifamily - Highly ImpactedWater Heat LE 55 GalExisting | Kittitas County | Multifamily - Highly Impacted | Water Heat LE 55 Gal | Existing | 26.92% | 26.92% | 26.92% | 26.92% | 26.92% | 26.92% | 26.92% | 26.92% | 26.92% | 26.92% | 26.92% | 26.92% | 26.92% | 26.92% | 26.92% | 26.92% | 26.92% | 26.92% | 26.92% | 26.92% | 26.92% | 26.92% | 26.92% | 26.92% | 26.92% | 26.92% | 26.92% | 26.92%
Kittitas CountySingle Family | Kittitas CountySingle FamilyWater Heat LE 55 Gal | Kittitas CountySingle FamilyWater Heat LE 55 GalExisting | Kittitas County | Single Family | Water Heat LE 55 Gal | Existing | 79.04% | 79.04% | 79.04% | 79.04% | 79.04% | 79.04% | 79.04% | 79.04% | 79.04% | 79.04% | 79.04% | 79.04% | 79.04% | 79.04% | 79.04% | 79.04% | 79.04% | 79.04% | 79.04% | 79.04% | 79.04% | 79.04% | 79.04% | 79.04% | 79.04% | 79.04% | 79.04% | 79.04%
Kittitas CountySingle Family - Highly Impacted | Kittitas CountySingle Family - Highly ImpactedWater Heat LE 55 Gal | Kittitas CountySingle Family - Highly ImpactedWater Heat LE 55 GalExisting | Kittitas County | Single Family - Highly Impacted | Water Heat LE 55 Gal | Existing | 79.04% | 79.04% | 79.04% | 79.04% | 79.04% | 79.04% | 79.04% | 79.04% | 79.04% | 79.04% | 79.04% | 79.04% | 79.04% | 79.04% | 79.04% | 79.04% | 79.04% | 79.04% | 79.04% | 79.04% | 79.04% | 79.04% | 79.04% | 79.04% | 79.04% | 79.04% | 79.04% | 79.04%
Lewis CountyManufactured | Lewis CountyManufacturedCooking Oven | Lewis CountyManufacturedCooking OvenExisting | Lewis County | Manufactured | Cooking Oven | Existing | 100% | 100% | 100% | 100% | 100% | 100% | 100% | 100% | 100% | 100% | 100% | 100% | 100% | 100% | 100% | 100% | 100% | 100% | 100% | 100% | 100% | 100% | 100% | 100% | 100% | 100% | 100% | 100%
Lewis CountyManufactured - Highly Impacted | Lewis CountyManufactured - Highly ImpactedCooking Oven | Lewis CountyManufactured - Highly ImpactedCooking OvenExisting | Lewis County | Manufactured - Highly Impacted | Cooking Oven | Existing | 100% | 100% | 100% | 100% | 100% | 100% | 100% | 100% | 100% | 100% | 100% | 100% | 100% | 100% | 100% | 100% | 100% | 100% | 100% | 100% | 100% | 100% | 100% | 100% | 100% | 100% | 100% | 100%
Lewis CountyMultifamily | Lewis CountyMultifamilyCooking Oven | Lewis CountyMultifamilyCooking OvenExisting | Lewis County | Multifamily | Cooking Oven | Existing | 100% | 100% | 100% | 100% | 100% | 100% | 100% | 100% | 100% | 100% | 100% | 100% | 100% | 100% | 100% | 100% | 100% | 100% | 100% | 100% | 100% | 100% | 100% | 100% | 100% | 100% | 100% | 100%
Lewis CountyMultifamily - Highly Impacted | Lewis CountyMultifamily - Highly ImpactedCooking Oven | Lewis CountyMultifamily - Highly ImpactedCooking OvenExisting | Lewis County | Multifamily - Highly Impacted | Cooking Oven | Existing | 100% | 100% | 100% | 100% | 100% | 100% | 100% | 100% | 100% | 100% | 100% | 100% | 100% | 100% | 100% | 100% | 100% | 100% | 100% | 100% | 100% | 100% | 100% | 100% | 100% | 100% | 100% | 100%
Lewis CountySingle Family | Lewis CountySingle FamilyCooking Oven | Lewis CountySingle FamilyCooking OvenExisting | Lewis County | Single Family | Cooking Oven | Existing | 100% | 100% | 100% | 100% | 100% | 100% | 100% | 100% | 100% | 100% | 100% | 100% | 100% | 100% | 100% | 100% | 100% | 100% | 100% | 100% | 100% | 100% | 100% | 100% | 100% | 100% | 100% | 100%
Lewis CountySingle Family - Highly Impacted | Lewis CountySingle Family - Highly ImpactedCooking Oven | Lewis CountySingle Family - Highly ImpactedCooking OvenExisting | Lewis County | Single Family - Highly Impacted | Cooking Oven | Existing | 100% | 100% | 100% | 100% | 100% | 100% | 100% | 100% | 100% | 100% | 100% | 100% | 100% | 100% | 100% | 100% | 100% | 100% | 100% | 100% | 100% | 100% | 100% | 100% | 100% | 100% | 100% | 100%
Lewis CountyManufactured | Lewis CountyManufacturedCooking Range | Lewis CountyManufacturedCooking RangeExisting | Lewis County | Manufactured | Cooking Range | Existing | 100% | 100% | 100% | 100% | 100% | 100% | 100% | 100% | 100% | 100% | 100% | 100% | 100% | 100% | 100% | 100% | 100% | 100% | 100% | 100% | 100% | 100% | 100% | 100% | 100% | 100% | 100% | 100%
Lewis CountyManufactured - Highly Impacted | Lewis CountyManufactured - Highly ImpactedCooking Range | Lewis CountyManufactured - Highly ImpactedCooking RangeExisting | Lewis County | Manufactured - Highly Impacted | Cooking Range | Existing | 96.87% | 96.87% | 96.87% | 96.87% | 96.87% | 96.87% | 96.87% | 96.87% | 96.87% | 96.87% | 96.87% | 96.87% | 96.87% | 96.87% | 96.87% | 96.87% | 96.87% | 96.87% | 96.87% | 96.87% | 96.87% | 96.87% | 96.87% | 96.87% | 96.87% | 96.87% | 96.87% | 96.87%
Lewis CountyMultifamily | Lewis CountyMultifamilyCooking Range | Lewis CountyMultifamilyCooking RangeExisting | Lewis County | Multifamily | Cooking Range | Existing | 98.49% | 98.49% | 98.49% | 98.49% | 98.49% | 98.49% | 98.49% | 98.49% | 98.49% | 98.49% | 98.49% | 98.49% | 98.49% | 98.49% | 98.49% | 98.49% | 98.49% | 98.49% | 98.49% | 98.49% | 98.49% | 98.49% | 98.49% | 98.49% | 98.49% | 98.49% | 98.49% | 98.49%
Lewis CountyMultifamily - Highly Impacted | Lewis CountyMultifamily - Highly ImpactedCooking Range | Lewis CountyMultifamily - Highly ImpactedCooking RangeExisting | Lewis County | Multifamily - Highly Impacted | Cooking Range | Existing | 97.24% | 97.24% | 97.24% | 97.24% | 97.24% | 97.24% | 97.24% | 97.24% | 97.24% | 97.24% | 97.24% | 97.24% | 97.24% | 97.24% | 97.24% | 97.24% | 97.24% | 97.24% | 97.24% | 97.24% | 97.24% | 97.24% | 97.24% | 97.24% | 97.24% | 97.24% | 97.24% | 97.24%
Lewis CountySingle Family | Lewis CountySingle FamilyCooking Range | Lewis CountySingle FamilyCooking RangeExisting | Lewis County | Single Family | Cooking Range | Existing | 100% | 100% | 100% | 100% | 100% | 100% | 100% | 100% | 100% | 100% | 100% | 100% | 100% | 100% | 100% | 100% | 100% | 100% | 100% | 100% | 100% | 100% | 100% | 100% | 100% | 100% | 100% | 100%
Lewis CountySingle Family - Highly Impacted | Lewis CountySingle Family - Highly ImpactedCooking Range | Lewis CountySingle Family - Highly ImpactedCooking RangeExisting | Lewis County | Single Family - Highly Impacted | Cooking Range | Existing | 100% | 100% | 100% | 100% | 100% | 100% | 100% | 100% | 100% | 100% | 100% | 100% | 100% | 100% | 100% | 100% | 100% | 100% | 100% | 100% | 100% | 100% | 100% | 100% | 100% | 100% | 100% | 100%
Lewis CountyManufactured | Lewis CountyManufacturedDryer | Lewis CountyManufacturedDryerExisting | Lewis County | Manufactured | Dryer | Existing | 98.39% | 98.39% | 98.39% | 98.39% | 98.39% | 98.39% | 98.39% | 98.39% | 98.39% | 98.39% | 98.39% | 98.39% | 98.39% | 98.39% | 98.39% | 98.39% | 98.39% | 98.39% | 98.39% | 98.39% | 98.39% | 98.39% | 98.39% | 98.39% | 98.39% | 98.39% | 98.39% | 98.39%
Lewis CountyManufactured - Highly Impacted | Lewis CountyManufactured - Highly ImpactedDryer | Lewis CountyManufactured - Highly ImpactedDryerExisting | Lewis County | Manufactured - Highly Impacted | Dryer | Existing | 95.98% | 95.98% | 95.98% | 95.98% | 95.98% | 95.98% | 95.98% | 95.98% | 95.98% | 95.98% | 95.98% | 95.98% | 95.98% | 95.98% | 95.98% | 95.98% | 95.98% | 95.98% | 95.98% | 95.98% | 95.98% | 95.98% | 95.98% | 95.98% | 95.98% | 95.98% | 95.98% | 95.98%
Lewis CountyMultifamily | Lewis CountyMultifamilyDryer | Lewis CountyMultifamilyDryerExisting | Lewis County | Multifamily | Dryer | Existing | 87.61% | 87.61% | 87.61% | 87.61% | 87.61% | 87.61% | 87.61% | 87.61% | 87.61% | 87.61% | 87.61% | 87.61% | 87.61% | 87.61% | 87.61% | 87.61% | 87.61% | 87.61% | 87.61% | 87.61% | 87.61% | 87.61% | 87.61% | 87.61% | 87.61% | 87.61% | 87.61% | 87.61%
Lewis CountyMultifamily - Highly Impacted | Lewis CountyMultifamily - Highly ImpactedDryer | Lewis CountyMultifamily - Highly ImpactedDryerExisting | Lewis County | Multifamily - Highly Impacted | Dryer | Existing | 70.44% | 70.44% | 70.44% | 70.44% | 70.44% | 70.44% | 70.44% | 70.44% | 70.44% | 70.44% | 70.44% | 70.44% | 70.44% | 70.44% | 70.44% | 70.44% | 70.44% | 70.44% | 70.44% | 70.44% | 70.44% | 70.44% | 70.44% | 70.44% | 70.44% | 70.44% | 70.44% | 70.44%
Lewis CountySingle Family | Lewis CountySingle FamilyDryer | Lewis CountySingle FamilyDryerExisting | Lewis County | Single Family | Dryer | Existing | 99.57% | 99.57% | 99.57% | 99.57% | 99.57% | 99.57% | 99.57% | 99.57% | 99.57% | 99.57% | 99.57% | 99.57% | 99.57% | 99.57% | 99.57% | 99.57% | 99.57% | 99.57% | 99.57% | 99.57% | 99.57% | 99.57% | 99.57% | 99.57% | 99.57% | 99.57% | 99.57% | 99.57%
Lewis CountySingle Family - Highly Impacted | Lewis CountySingle Family - Highly ImpactedDryer | Lewis CountySingle Family - Highly ImpactedDryerExisting | Lewis County | Single Family - Highly Impacted | Dryer | Existing | 97.85% | 97.85% | 97.85% | 97.85% | 97.85% | 97.85% | 97.85% | 97.85% | 97.85% | 97.85% | 97.85% | 97.85% | 97.85% | 97.85% | 97.85% | 97.85% | 97.85% | 97.85% | 97.85% | 97.85% | 97.85% | 97.85% | 97.85% | 97.85% | 97.85% | 97.85% | 97.85% | 97.85%
Lewis CountyManufactured | Lewis CountyManufacturedHeat Central Gas Boiler | Lewis CountyManufacturedHeat Central Gas BoilerExisting | Lewis County | Manufactured | Heat Central Gas Boiler | Existing | bar: 2023 to 2050
Lewis CountyManufactured - Highly Impacted | Lewis CountyManufactured - Highly ImpactedHeat Central Gas Boiler | Lewis CountyManufactured - Highly ImpactedHeat Central Gas BoilerExisting | Lewis County | Manufactured - Highly Impacted | Heat Central Gas Boiler | Existing | bar: 2023 to 2050
Lewis CountyMultifamily | Lewis CountyMultifamilyHeat Central Gas Boiler | Lewis CountyMultifamilyHeat Central Gas BoilerExisting | Lewis County | Multifamily | Heat Central Gas Boiler | Existing | 1.738% | 1.738% | 1.738% | 1.738% | 1.738% | 1.738% | 1.738% | 1.738% | 1.738% | 1.738% | 1.738% | 1.738% | 1.738% | 1.738% | 1.738% | 1.738% | 1.738% | 1.738% | 1.738% | 1.738% | 1.738% | 1.738% | 1.738% | 1.738% | 1.738% | 1.738% | 1.738% | 1.738%
Lewis CountyMultifamily - Highly Impacted | Lewis CountyMultifamily - Highly ImpactedHeat Central Gas Boiler | Lewis CountyMultifamily - Highly ImpactedHeat Central Gas BoilerExisting | Lewis County | Multifamily - Highly Impacted | Heat Central Gas Boiler | Existing | 12.5% | 12.5% | 12.5% | 12.5% | 12.5% | 12.5% | 12.5% | 12.5% | 12.5% | 12.5% | 12.5% | 12.5% | 12.5% | 12.5% | 12.5% | 12.5% | 12.5% | 12.5% | 12.5% | 12.5% | 12.5% | 12.5% | 12.5% | 12.5% | 12.5% | 12.5% | 12.5% | 12.5%
Lewis CountySingle Family | Lewis CountySingle FamilyHeat Central Gas Boiler | Lewis CountySingle FamilyHeat Central Gas BoilerExisting | Lewis County | Single Family | Heat Central Gas Boiler | Existing | 2.693% | 2.693% | 2.693% | 2.693% | 2.693% | 2.693% | 2.693% | 2.693% | 2.693% | 2.693% | 2.693% | 2.693% | 2.693% | 2.693% | 2.693% | 2.693% | 2.693% | 2.693% | 2.693% | 2.693% | 2.693% | 2.693% | 2.693% | 2.693% | 2.693% | 2.693% | 2.693% | 2.693%
Lewis CountySingle Family - Highly Impacted | Lewis CountySingle Family - Highly ImpactedHeat Central Gas Boiler | Lewis CountySingle Family - Highly ImpactedHeat Central Gas BoilerExisting | Lewis County | Single Family - Highly Impacted | Heat Central Gas Boiler | Existing | 1.325% | 1.325% | 1.325% | 1.325% | 1.325% | 1.325% | 1.325% | 1.325% | 1.325% | 1.325% | 1.325% | 1.325% | 1.325% | 1.325% | 1.325% | 1.325% | 1.325% | 1.325% | 1.325% | 1.325% | 1.325% | 1.325% | 1.325% | 1.325% | 1.325% | 1.325% | 1.325% | 1.325%
Lewis CountyManufactured | Lewis CountyManufacturedHeat Central Gas Furnace | Lewis CountyManufacturedHeat Central Gas FurnaceExisting | Lewis County | Manufactured | Heat Central Gas Furnace | Existing | 10.69% | 10.69% | 10.69% | 10.69% | 10.69% | 10.69% | 10.69% | 10.69% | 10.69% | 10.69% | 10.69% | 10.69% | 10.69% | 10.69% | 10.69% | 10.69% | 10.69% | 10.69% | 10.69% | 10.69% | 10.69% | 10.69% | 10.69% | 10.69% | 10.69% | 10.69% | 10.69% | 10.69%
Lewis CountyManufactured - Highly Impacted | Lewis CountyManufactured - Highly ImpactedHeat Central Gas Furnace | Lewis CountyManufactured - Highly ImpactedHeat Central Gas FurnaceExisting | Lewis County | Manufactured - Highly Impacted | Heat Central Gas Furnace | Existing | 9.719% | 9.719% | 9.719% | 9.719% | 9.719% | 9.719% | 9.719% | 9.719% | 9.719% | 9.719% | 9.719% | 9.719% | 9.719% | 9.719% | 9.719% | 9.719% | 9.719% | 9.719% | 9.719% | 9.719% | 9.719% | 9.719% | 9.719% | 9.719% | 9.719% | 9.719% | 9.719% | 9.719%
Lewis CountyMultifamily | Lewis CountyMultifamilyHeat Central Gas Furnace | Lewis CountyMultifamilyHeat Central Gas FurnaceExisting | Lewis County | Multifamily | Heat Central Gas Furnace | Existing | 5.365% | 5.365% | 5.365% | 5.365% | 5.365% | 5.365% | 5.365% | 5.365% | 5.365% | 5.365% | 5.365% | 5.365% | 5.365% | 5.365% | 5.365% | 5.365% | 5.365% | 5.365% | 5.365% | 5.365% | 5.365% | 5.365% | 5.365% | 5.365% | 5.365% | 5.365% | 5.365% | 5.365%
Lewis CountyMultifamily - Highly Impacted | Lewis CountyMultifamily - Highly ImpactedHeat Central Gas Furnace | Lewis CountyMultifamily - Highly ImpactedHeat Central Gas FurnaceExisting | Lewis County | Multifamily - Highly Impacted | Heat Central Gas Furnace | Existing | 5.7% | 5.7% | 5.7% | 5.7% | 5.7% | 5.7% | 5.7% | 5.7% | 5.7% | 5.7% | 5.7% | 5.7% | 5.7% | 5.7% | 5.7% | 5.7% | 5.7% | 5.7% | 5.7% | 5.7% | 5.7% | 5.7% | 5.7% | 5.7% | 5.7% | 5.7% | 5.7% | 5.7%
Lewis CountySingle Family | Lewis CountySingle FamilyHeat Central Gas Furnace | Lewis CountySingle FamilyHeat Central Gas FurnaceExisting | Lewis County | Single Family | Heat Central Gas Furnace | Existing | 71.66% | 71.66% | 71.66% | 71.66% | 71.66% | 71.66% | 71.66% | 71.66% | 71.66% | 71.66% | 71.66% | 71.66% | 71.66% | 71.66% | 71.66% | 71.66% | 71.66% | 71.66% | 71.66% | 71.66% | 71.66% | 71.66% | 71.66% | 71.66% | 71.66% | 71.66% | 71.66% | 71.66%
Lewis CountySingle Family - Highly Impacted | Lewis CountySingle Family - Highly ImpactedHeat Central Gas Furnace | Lewis CountySingle Family - Highly ImpactedHeat Central Gas FurnaceExisting | Lewis County | Single Family - Highly Impacted | Heat Central Gas Furnace | Existing | 73.24% | 73.24% | 73.24% | 73.24% | 73.24% | 73.24% | 73.24% | 73.24% | 73.24% | 73.24% | 73.24% | 73.24% | 73.24% | 73.24% | 73.24% | 73.24% | 73.24% | 73.24% | 73.24% | 73.24% | 73.24% | 73.24% | 73.24% | 73.24% | 73.24% | 73.24% | 73.24% | 73.24%
Lewis CountyManufactured | Lewis CountyManufacturedHeat Room Gas | Lewis CountyManufacturedHeat Room GasExisting | Lewis County | Manufactured | Heat Room Gas | Existing | 1.821% | 1.821% | 1.821% | 1.821% | 1.821% | 1.821% | 1.821% | 1.821% | 1.821% | 1.821% | 1.821% | 1.821% | 1.821% | 1.821% | 1.821% | 1.821% | 1.821% | 1.821% | 1.821% | 1.821% | 1.821% | 1.821% | 1.821% | 1.821% | 1.821% | 1.821% | 1.821% | 1.821%
Lewis CountyManufactured - Highly Impacted | Lewis CountyManufactured - Highly ImpactedHeat Room Gas | Lewis CountyManufactured - Highly ImpactedHeat Room GasExisting | Lewis County | Manufactured - Highly Impacted | Heat Room Gas | Existing | bar: 2023 to 2050
Lewis CountyMultifamily | Lewis CountyMultifamilyHeat Room Gas | Lewis CountyMultifamilyHeat Room GasExisting | Lewis County | Multifamily | Heat Room Gas | Existing | 4.171% | 4.171% | 4.171% | 4.171% | 4.171% | 4.171% | 4.171% | 4.171% | 4.171% | 4.171% | 4.171% | 4.171% | 4.171% | 4.171% | 4.171% | 4.171% | 4.171% | 4.171% | 4.171% | 4.171% | 4.171% | 4.171% | 4.171% | 4.171% | 4.171% | 4.171% | 4.171% | 4.171%
Lewis CountyMultifamily - Highly Impacted | Lewis CountyMultifamily - Highly ImpactedHeat Room Gas | Lewis CountyMultifamily - Highly ImpactedHeat Room GasExisting | Lewis County | Multifamily - Highly Impacted | Heat Room Gas | Existing | 3.206% | 3.206% | 3.206% | 3.206% | 3.206% | 3.206% | 3.206% | 3.206% | 3.206% | 3.206% | 3.206% | 3.206% | 3.206% | 3.206% | 3.206% | 3.206% | 3.206% | 3.206% | 3.206% | 3.206% | 3.206% | 3.206% | 3.206% | 3.206% | 3.206% | 3.206% | 3.206% | 3.206%
Lewis CountySingle Family | Lewis CountySingle FamilyHeat Room Gas | Lewis CountySingle FamilyHeat Room GasExisting | Lewis County | Single Family | Heat Room Gas | Existing | 3.491% | 3.491% | 3.491% | 3.491% | 3.491% | 3.491% | 3.491% | 3.491% | 3.491% | 3.491% | 3.491% | 3.491% | 3.491% | 3.491% | 3.491% | 3.491% | 3.491% | 3.491% | 3.491% | 3.491% | 3.491% | 3.491% | 3.491% | 3.491% | 3.491% | 3.491% | 3.491% | 3.491%
Lewis CountySingle Family - Highly Impacted | Lewis CountySingle Family - Highly ImpactedHeat Room Gas | Lewis CountySingle Family - Highly ImpactedHeat Room GasExisting | Lewis County | Single Family - Highly Impacted | Heat Room Gas | Existing | 6.66% | 6.66% | 6.66% | 6.66% | 6.66% | 6.66% | 6.66% | 6.66% | 6.66% | 6.66% | 6.66% | 6.66% | 6.66% | 6.66% | 6.66% | 6.66% | 6.66% | 6.66% | 6.66% | 6.66% | 6.66% | 6.66% | 6.66% | 6.66% | 6.66% | 6.66% | 6.66% | 6.66%
Lewis CountyManufactured | Lewis CountyManufacturedOther | Lewis CountyManufacturedOtherExisting | Lewis County | Manufactured | Other | Existing | 100% | 100% | 100% | 100% | 100% | 100% | 100% | 100% | 100% | 100% | 100% | 100% | 100% | 100% | 100% | 100% | 100% | 100% | 100% | 100% | 100% | 100% | 100% | 100% | 100% | 100% | 100% | 100%
Lewis CountyManufactured - Highly Impacted | Lewis CountyManufactured - Highly ImpactedOther | Lewis CountyManufactured - Highly ImpactedOtherExisting | Lewis County | Manufactured - Highly Impacted | Other | Existing | 100% | 100% | 100% | 100% | 100% | 100% | 100% | 100% | 100% | 100% | 100% | 100% | 100% | 100% | 100% | 100% | 100% | 100% | 100% | 100% | 100% | 100% | 100% | 100% | 100% | 100% | 100% | 100%
Lewis CountyMultifamily | Lewis CountyMultifamilyOther | Lewis CountyMultifamilyOtherExisting | Lewis County | Multifamily | Other | Existing | 100% | 100% | 100% | 100% | 100% | 100% | 100% | 100% | 100% | 100% | 100% | 100% | 100% | 100% | 100% | 100% | 100% | 100% | 100% | 100% | 100% | 100% | 100% | 100% | 100% | 100% | 100% | 100%
Lewis CountyMultifamily - Highly Impacted | Lewis CountyMultifamily - Highly ImpactedOther | Lewis CountyMultifamily - Highly ImpactedOtherExisting | Lewis County | Multifamily - Highly Impacted | Other | Existing | 100% | 100% | 100% | 100% | 100% | 100% | 100% | 100% | 100% | 100% | 100% | 100% | 100% | 100% | 100% | 100% | 100% | 100% | 100% | 100% | 100% | 100% | 100% | 100% | 100% | 100% | 100% | 100%
Lewis CountySingle Family | Lewis CountySingle FamilyOther | Lewis CountySingle FamilyOtherExisting | Lewis County | Single Family | Other | Existing | 100% | 100% | 100% | 100% | 100% | 100% | 100% | 100% | 100% | 100% | 100% | 100% | 100% | 100% | 100% | 100% | 100% | 100% | 100% | 100% | 100% | 100% | 100% | 100% | 100% | 100% | 100% | 100%
Lewis CountySingle Family - Highly Impacted | Lewis CountySingle Family - Highly ImpactedOther | Lewis CountySingle Family - Highly ImpactedOtherExisting | Lewis County | Single Family - Highly Impacted | Other | Existing | 100% | 100% | 100% | 100% | 100% | 100% | 100% | 100% | 100% | 100% | 100% | 100% | 100% | 100% | 100% | 100% | 100% | 100% | 100% | 100% | 100% | 100% | 100% | 100% | 100% | 100% | 100% | 100%
Lewis CountyManufactured | Lewis CountyManufacturedPool Heat | Lewis CountyManufacturedPool HeatExisting | Lewis County | Manufactured | Pool Heat | Existing | 1.85% | 1.85% | 1.85% | 1.85% | 1.85% | 1.85% | 1.85% | 1.85% | 1.85% | 1.85% | 1.85% | 1.85% | 1.85% | 1.85% | 1.85% | 1.85% | 1.85% | 1.85% | 1.85% | 1.85% | 1.85% | 1.85% | 1.85% | 1.85% | 1.85% | 1.85% | 1.85% | 1.85%
Lewis CountyManufactured - Highly Impacted | Lewis CountyManufactured - Highly ImpactedPool Heat | Lewis CountyManufactured - Highly ImpactedPool HeatExisting | Lewis County | Manufactured - Highly Impacted | Pool Heat | Existing | 1.875% | 1.875% | 1.875% | 1.875% | 1.875% | 1.875% | 1.875% | 1.875% | 1.875% | 1.875% | 1.875% | 1.875% | 1.875% | 1.875% | 1.875% | 1.875% | 1.875% | 1.875% | 1.875% | 1.875% | 1.875% | 1.875% | 1.875% | 1.875% | 1.875% | 1.875% | 1.875% | 1.875%
Lewis CountyMultifamily | Lewis CountyMultifamilyPool Heat | Lewis CountyMultifamilyPool HeatExisting | Lewis County | Multifamily | Pool Heat | Existing | bar: 2023 to 2050
Lewis CountyMultifamily - Highly Impacted | Lewis CountyMultifamily - Highly ImpactedPool Heat | Lewis CountyMultifamily - Highly ImpactedPool HeatExisting | Lewis County | Multifamily - Highly Impacted | Pool Heat | Existing | bar: 2023 to 2050
Lewis CountySingle Family | Lewis CountySingle FamilyPool Heat | Lewis CountySingle FamilyPool HeatExisting | Lewis County | Single Family | Pool Heat | Existing | 1.85% | 1.85% | 1.85% | 1.85% | 1.85% | 1.85% | 1.85% | 1.85% | 1.85% | 1.85% | 1.85% | 1.85% | 1.85% | 1.85% | 1.85% | 1.85% | 1.85% | 1.85% | 1.85% | 1.85% | 1.85% | 1.85% | 1.85% | 1.85% | 1.85% | 1.85% | 1.85% | 1.85%
Lewis CountySingle Family - Highly Impacted | Lewis CountySingle Family - Highly ImpactedPool Heat | Lewis CountySingle Family - Highly ImpactedPool HeatExisting | Lewis County | Single Family - Highly Impacted | Pool Heat | Existing | 1.875% | 1.875% | 1.875% | 1.875% | 1.875% | 1.875% | 1.875% | 1.875% | 1.875% | 1.875% | 1.875% | 1.875% | 1.875% | 1.875% | 1.875% | 1.875% | 1.875% | 1.875% | 1.875% | 1.875% | 1.875% | 1.875% | 1.875% | 1.875% | 1.875% | 1.875% | 1.875% | 1.875%
Lewis CountyManufactured | Lewis CountyManufacturedWater Heat GT 55 Gal | Lewis CountyManufacturedWater Heat GT 55 GalExisting | Lewis County | Manufactured | Water Heat GT 55 Gal | Existing | 19.58% | 19.58% | 19.58% | 19.58% | 19.58% | 19.58% | 19.58% | 19.58% | 19.58% | 19.58% | 19.58% | 19.58% | 19.58% | 19.58% | 19.58% | 19.58% | 19.58% | 19.58% | 19.58% | 19.58% | 19.58% | 19.58% | 19.58% | 19.58% | 19.58% | 19.58% | 19.58% | 19.58%
Lewis CountyManufactured - Highly Impacted | Lewis CountyManufactured - Highly ImpactedWater Heat GT 55 Gal | Lewis CountyManufactured - Highly ImpactedWater Heat GT 55 GalExisting | Lewis County | Manufactured - Highly Impacted | Water Heat GT 55 Gal | Existing | 19.58% | 19.58% | 19.58% | 19.58% | 19.58% | 19.58% | 19.58% | 19.58% | 19.58% | 19.58% | 19.58% | 19.58% | 19.58% | 19.58% | 19.58% | 19.58% | 19.58% | 19.58% | 19.58% | 19.58% | 19.58% | 19.58% | 19.58% | 19.58% | 19.58% | 19.58% | 19.58% | 19.58%
Lewis CountyMultifamily | Lewis CountyMultifamilyWater Heat GT 55 Gal | Lewis CountyMultifamilyWater Heat GT 55 GalExisting | Lewis County | Multifamily | Water Heat GT 55 Gal | Existing | 3.846% | 3.846% | 3.846% | 3.846% | 3.846% | 3.846% | 3.846% | 3.846% | 3.846% | 3.846% | 3.846% | 3.846% | 3.846% | 3.846% | 3.846% | 3.846% | 3.846% | 3.846% | 3.846% | 3.846% | 3.846% | 3.846% | 3.846% | 3.846% | 3.846% | 3.846% | 3.846% | 3.846%
Lewis CountyMultifamily - Highly Impacted | Lewis CountyMultifamily - Highly ImpactedWater Heat GT 55 Gal | Lewis CountyMultifamily - Highly ImpactedWater Heat GT 55 GalExisting | Lewis County | Multifamily - Highly Impacted | Water Heat GT 55 Gal | Existing | 3.846% | 3.846% | 3.846% | 3.846% | 3.846% | 3.846% | 3.846% | 3.846% | 3.846% | 3.846% | 3.846% | 3.846% | 3.846% | 3.846% | 3.846% | 3.846% | 3.846% | 3.846% | 3.846% | 3.846% | 3.846% | 3.846% | 3.846% | 3.846% | 3.846% | 3.846% | 3.846% | 3.846%
Lewis CountySingle Family | Lewis CountySingle FamilyWater Heat GT 55 Gal | Lewis CountySingle FamilyWater Heat GT 55 GalExisting | Lewis County | Single Family | Water Heat GT 55 Gal | Existing | 19.58% | 19.58% | 19.58% | 19.58% | 19.58% | 19.58% | 19.58% | 19.58% | 19.58% | 19.58% | 19.58% | 19.58% | 19.58% | 19.58% | 19.58% | 19.58% | 19.58% | 19.58% | 19.58% | 19.58% | 19.58% | 19.58% | 19.58% | 19.58% | 19.58% | 19.58% | 19.58% | 19.58%
Lewis CountySingle Family - Highly Impacted | Lewis CountySingle Family - Highly ImpactedWater Heat GT 55 Gal | Lewis CountySingle Family - Highly ImpactedWater Heat GT 55 GalExisting | Lewis County | Single Family - Highly Impacted | Water Heat GT 55 Gal | Existing | 19.58% | 19.58% | 19.58% | 19.58% | 19.58% | 19.58% | 19.58% | 19.58% | 19.58% | 19.58% | 19.58% | 19.58% | 19.58% | 19.58% | 19.58% | 19.58% | 19.58% | 19.58% | 19.58% | 19.58% | 19.58% | 19.58% | 19.58% | 19.58% | 19.58% | 19.58% | 19.58% | 19.58%
Lewis CountyManufactured | Lewis CountyManufacturedWater Heat LE 55 Gal | Lewis CountyManufacturedWater Heat LE 55 GalExisting | Lewis County | Manufactured | Water Heat LE 55 Gal | Existing | 79.04% | 79.04% | 79.04% | 79.04% | 79.04% | 79.04% | 79.04% | 79.04% | 79.04% | 79.04% | 79.04% | 79.04% | 79.04% | 79.04% | 79.04% | 79.04% | 79.04% | 79.04% | 79.04% | 79.04% | 79.04% | 79.04% | 79.04% | 79.04% | 79.04% | 79.04% | 79.04% | 79.04%
Lewis CountyManufactured - Highly Impacted | Lewis CountyManufactured - Highly ImpactedWater Heat LE 55 Gal | Lewis CountyManufactured - Highly ImpactedWater Heat LE 55 GalExisting | Lewis County | Manufactured - Highly Impacted | Water Heat LE 55 Gal | Existing | 79.04% | 79.04% | 79.04% | 79.04% | 79.04% | 79.04% | 79.04% | 79.04% | 79.04% | 79.04% | 79.04% | 79.04% | 79.04% | 79.04% | 79.04% | 79.04% | 79.04% | 79.04% | 79.04% | 79.04% | 79.04% | 79.04% | 79.04% | 79.04% | 79.04% | 79.04% | 79.04% | 79.04%
Lewis CountyMultifamily | Lewis CountyMultifamilyWater Heat LE 55 Gal | Lewis CountyMultifamilyWater Heat LE 55 GalExisting | Lewis County | Multifamily | Water Heat LE 55 Gal | Existing | 26.92% | 26.92% | 26.92% | 26.92% | 26.92% | 26.92% | 26.92% | 26.92% | 26.92% | 26.92% | 26.92% | 26.92% | 26.92% | 26.92% | 26.92% | 26.92% | 26.92% | 26.92% | 26.92% | 26.92% | 26.92% | 26.92% | 26.92% | 26.92% | 26.92% | 26.92% | 26.92% | 26.92%
Lewis CountyMultifamily - Highly Impacted | Lewis CountyMultifamily - Highly ImpactedWater Heat LE 55 Gal | Lewis CountyMultifamily - Highly ImpactedWater Heat LE 55 GalExisting | Lewis County | Multifamily - Highly Impacted | Water Heat LE 55 Gal | Existing | 26.92% | 26.92% | 26.92% | 26.92% | 26.92% | 26.92% | 26.92% | 26.92% | 26.92% | 26.92% | 26.92% | 26.92% | 26.92% | 26.92% | 26.92% | 26.92% | 26.92% | 26.92% | 26.92% | 26.92% | 26.92% | 26.92% | 26.92% | 26.92% | 26.92% | 26.92% | 26.92% | 26.92%
Lewis CountySingle Family | Lewis CountySingle FamilyWater Heat LE 55 Gal | Lewis CountySingle FamilyWater Heat LE 55 GalExisting | Lewis County | Single Family | Water Heat LE 55 Gal | Existing | 79.04% | 79.04% | 79.04% | 79.04% | 79.04% | 79.04% | 79.04% | 79.04% | 79.04% | 79.04% | 79.04% | 79.04% | 79.04% | 79.04% | 79.04% | 79.04% | 79.04% | 79.04% | 79.04% | 79.04% | 79.04% | 79.04% | 79.04% | 79.04% | 79.04% | 79.04% | 79.04% | 79.04%
Lewis CountySingle Family - Highly Impacted | Lewis CountySingle Family - Highly ImpactedWater Heat LE 55 Gal | Lewis CountySingle Family - Highly ImpactedWater Heat LE 55 GalExisting | Lewis County | Single Family - Highly Impacted | Water Heat LE 55 Gal | Existing | 79.04% | 79.04% | 79.04% | 79.04% | 79.04% | 79.04% | 79.04% | 79.04% | 79.04% | 79.04% | 79.04% | 79.04% | 79.04% | 79.04% | 79.04% | 79.04% | 79.04% | 79.04% | 79.04% | 79.04% | 79.04% | 79.04% | 79.04% | 79.04% | 79.04% | 79.04% | 79.04% | 79.04%
Pierce CountyManufactured | Pierce CountyManufacturedCooking Oven | Pierce CountyManufacturedCooking OvenExisting | Pierce County | Manufactured | Cooking Oven | Existing | 100% | 100% | 100% | 100% | 100% | 100% | 100% | 100% | 100% | 100% | 100% | 100% | 100% | 100% | 100% | 100% | 100% | 100% | 100% | 100% | 100% | 100% | 100% | 100% | 100% | 100% | 100% | 100%
Pierce CountyManufactured - Highly Impacted | Pierce CountyManufactured - Highly ImpactedCooking Oven | Pierce CountyManufactured - Highly ImpactedCooking OvenExisting | Pierce County | Manufactured - Highly Impacted | Cooking Oven | Existing | 100% | 100% | 100% | 100% | 100% | 100% | 100% | 100% | 100% | 100% | 100% | 100% | 100% | 100% | 100% | 100% | 100% | 100% | 100% | 100% | 100% | 100% | 100% | 100% | 100% | 100% | 100% | 100%
Pierce CountyMultifamily | Pierce CountyMultifamilyCooking Oven | Pierce CountyMultifamilyCooking OvenExisting | Pierce County | Multifamily | Cooking Oven | Existing | 100% | 100% | 100% | 100% | 100% | 100% | 100% | 100% | 100% | 100% | 100% | 100% | 100% | 100% | 100% | 100% | 100% | 100% | 100% | 100% | 100% | 100% | 100% | 100% | 100% | 100% | 100% | 100%
Pierce CountyMultifamily - Highly Impacted | Pierce CountyMultifamily - Highly ImpactedCooking Oven | Pierce CountyMultifamily - Highly ImpactedCooking OvenExisting | Pierce County | Multifamily - Highly Impacted | Cooking Oven | Existing | 100% | 100% | 100% | 100% | 100% | 100% | 100% | 100% | 100% | 100% | 100% | 100% | 100% | 100% | 100% | 100% | 100% | 100% | 100% | 100% | 100% | 100% | 100% | 100% | 100% | 100% | 100% | 100%
Pierce CountySingle Family | Pierce CountySingle FamilyCooking Oven | Pierce CountySingle FamilyCooking OvenExisting | Pierce County | Single Family | Cooking Oven | Existing | 100% | 100% | 100% | 100% | 100% | 100% | 100% | 100% | 100% | 100% | 100% | 100% | 100% | 100% | 100% | 100% | 100% | 100% | 100% | 100% | 100% | 100% | 100% | 100% | 100% | 100% | 100% | 100%
Pierce CountySingle Family - Highly Impacted | Pierce CountySingle Family - Highly ImpactedCooking Oven | Pierce CountySingle Family - Highly ImpactedCooking OvenExisting | Pierce County | Single Family - Highly Impacted | Cooking Oven | Existing | 100% | 100% | 100% | 100% | 100% | 100% | 100% | 100% | 100% | 100% | 100% | 100% | 100% | 100% | 100% | 100% | 100% | 100% | 100% | 100% | 100% | 100% | 100% | 100% | 100% | 100% | 100% | 100%
Pierce CountyManufactured | Pierce CountyManufacturedCooking Range | Pierce CountyManufacturedCooking RangeExisting | Pierce County | Manufactured | Cooking Range | Existing | 100% | 100% | 100% | 100% | 100% | 100% | 100% | 100% | 100% | 100% | 100% | 100% | 100% | 100% | 100% | 100% | 100% | 100% | 100% | 100% | 100% | 100% | 100% | 100% | 100% | 100% | 100% | 100%
Pierce CountyManufactured - Highly Impacted | Pierce CountyManufactured - Highly ImpactedCooking Range | Pierce CountyManufactured - Highly ImpactedCooking RangeExisting | Pierce County | Manufactured - Highly Impacted | Cooking Range | Existing | 96.87% | 96.87% | 96.87% | 96.87% | 96.87% | 96.87% | 96.87% | 96.87% | 96.87% | 96.87% | 96.87% | 96.87% | 96.87% | 96.87% | 96.87% | 96.87% | 96.87% | 96.87% | 96.87% | 96.87% | 96.87% | 96.87% | 96.87% | 96.87% | 96.87% | 96.87% | 96.87% | 96.87%
Pierce CountyMultifamily | Pierce CountyMultifamilyCooking Range | Pierce CountyMultifamilyCooking RangeExisting | Pierce County | Multifamily | Cooking Range | Existing | 98.49% | 98.49% | 98.49% | 98.49% | 98.49% | 98.49% | 98.49% | 98.49% | 98.49% | 98.49% | 98.49% | 98.49% | 98.49% | 98.49% | 98.49% | 98.49% | 98.49% | 98.49% | 98.49% | 98.49% | 98.49% | 98.49% | 98.49% | 98.49% | 98.49% | 98.49% | 98.49% | 98.49%
Pierce CountyMultifamily - Highly Impacted | Pierce CountyMultifamily - Highly ImpactedCooking Range | Pierce CountyMultifamily - Highly ImpactedCooking RangeExisting | Pierce County | Multifamily - Highly Impacted | Cooking Range | Existing | 97.24% | 97.24% | 97.24% | 97.24% | 97.24% | 97.24% | 97.24% | 97.24% | 97.24% | 97.24% | 97.24% | 97.24% | 97.24% | 97.24% | 97.24% | 97.24% | 97.24% | 97.24% | 97.24% | 97.24% | 97.24% | 97.24% | 97.24% | 97.24% | 97.24% | 97.24% | 97.24% | 97.24%
Pierce CountySingle Family | Pierce CountySingle FamilyCooking Range | Pierce CountySingle FamilyCooking RangeExisting | Pierce County | Single Family | Cooking Range | Existing | 100% | 100% | 100% | 100% | 100% | 100% | 100% | 100% | 100% | 100% | 100% | 100% | 100% | 100% | 100% | 100% | 100% | 100% | 100% | 100% | 100% | 100% | 100% | 100% | 100% | 100% | 100% | 100%
Pierce CountySingle Family - Highly Impacted | Pierce CountySingle Family - Highly ImpactedCooking Range | Pierce CountySingle Family - Highly ImpactedCooking RangeExisting | Pierce County | Single Family - Highly Impacted | Cooking Range | Existing | 100% | 100% | 100% | 100% | 100% | 100% | 100% | 100% | 100% | 100% | 100% | 100% | 100% | 100% | 100% | 100% | 100% | 100% | 100% | 100% | 100% | 100% | 100% | 100% | 100% | 100% | 100% | 100%
Pierce CountyManufactured | Pierce CountyManufacturedDryer | Pierce CountyManufacturedDryerExisting | Pierce County | Manufactured | Dryer | Existing | 98.39% | 98.39% | 98.39% | 98.39% | 98.39% | 98.39% | 98.39% | 98.39% | 98.39% | 98.39% | 98.39% | 98.39% | 98.39% | 98.39% | 98.39% | 98.39% | 98.39% | 98.39% | 98.39% | 98.39% | 98.39% | 98.39% | 98.39% | 98.39% | 98.39% | 98.39% | 98.39% | 98.39%
Pierce CountyManufactured - Highly Impacted | Pierce CountyManufactured - Highly ImpactedDryer | Pierce CountyManufactured - Highly ImpactedDryerExisting | Pierce County | Manufactured - Highly Impacted | Dryer | Existing | 95.98% | 95.98% | 95.98% | 95.98% | 95.98% | 95.98% | 95.98% | 95.98% | 95.98% | 95.98% | 95.98% | 95.98% | 95.98% | 95.98% | 95.98% | 95.98% | 95.98% | 95.98% | 95.98% | 95.98% | 95.98% | 95.98% | 95.98% | 95.98% | 95.98% | 95.98% | 95.98% | 95.98%
Pierce CountyMultifamily | Pierce CountyMultifamilyDryer | Pierce CountyMultifamilyDryerExisting | Pierce County | Multifamily | Dryer | Existing | 87.61% | 87.61% | 87.61% | 87.61% | 87.61% | 87.61% | 87.61% | 87.61% | 87.61% | 87.61% | 87.61% | 87.61% | 87.61% | 87.61% | 87.61% | 87.61% | 87.61% | 87.61% | 87.61% | 87.61% | 87.61% | 87.61% | 87.61% | 87.61% | 87.61% | 87.61% | 87.61% | 87.61%
Pierce CountyMultifamily - Highly Impacted | Pierce CountyMultifamily - Highly ImpactedDryer | Pierce CountyMultifamily - Highly ImpactedDryerExisting | Pierce County | Multifamily - Highly Impacted | Dryer | Existing | 70.44% | 70.44% | 70.44% | 70.44% | 70.44% | 70.44% | 70.44% | 70.44% | 70.44% | 70.44% | 70.44% | 70.44% | 70.44% | 70.44% | 70.44% | 70.44% | 70.44% | 70.44% | 70.44% | 70.44% | 70.44% | 70.44% | 70.44% | 70.44% | 70.44% | 70.44% | 70.44% | 70.44%
Pierce CountySingle Family | Pierce CountySingle FamilyDryer | Pierce CountySingle FamilyDryerExisting | Pierce County | Single Family | Dryer | Existing | 99.84% | 99.84% | 99.84% | 99.84% | 99.84% | 99.84% | 99.84% | 99.84% | 99.84% | 99.84% | 99.84% | 99.84% | 99.84% | 99.84% | 99.84% | 99.84% | 99.84% | 99.84% | 99.84% | 99.84% | 99.84% | 99.84% | 99.84% | 99.84% | 99.84% | 99.84% | 99.84% | 99.84%
Pierce CountySingle Family - Highly Impacted | Pierce CountySingle Family - Highly ImpactedDryer | Pierce CountySingle Family - Highly ImpactedDryerExisting | Pierce County | Single Family - Highly Impacted | Dryer | Existing | 97.85% | 97.85% | 97.85% | 97.85% | 97.85% | 97.85% | 97.85% | 97.85% | 97.85% | 97.85% | 97.85% | 97.85% | 97.85% | 97.85% | 97.85% | 97.85% | 97.85% | 97.85% | 97.85% | 97.85% | 97.85% | 97.85% | 97.85% | 97.85% | 97.85% | 97.85% | 97.85% | 97.85%
Pierce CountyManufactured | Pierce CountyManufacturedHeat Central Gas Boiler | Pierce CountyManufacturedHeat Central Gas BoilerExisting | Pierce County | Manufactured | Heat Central Gas Boiler | Existing | bar: 2023 to 2050
Pierce CountyManufactured - Highly Impacted | Pierce CountyManufactured - Highly ImpactedHeat Central Gas Boiler | Pierce CountyManufactured - Highly ImpactedHeat Central Gas BoilerExisting | Pierce County | Manufactured - Highly Impacted | Heat Central Gas Boiler | Existing | bar: 2023 to 2050
Pierce CountyMultifamily | Pierce CountyMultifamilyHeat Central Gas Boiler | Pierce CountyMultifamilyHeat Central Gas BoilerExisting | Pierce County | Multifamily | Heat Central Gas Boiler | Existing | 1.738% | 1.738% | 1.738% | 1.738% | 1.738% | 1.738% | 1.738% | 1.738% | 1.738% | 1.738% | 1.738% | 1.738% | 1.738% | 1.738% | 1.738% | 1.738% | 1.738% | 1.738% | 1.738% | 1.738% | 1.738% | 1.738% | 1.738% | 1.738% | 1.738% | 1.738% | 1.738% | 1.738%
Pierce CountyMultifamily - Highly Impacted | Pierce CountyMultifamily - Highly ImpactedHeat Central Gas Boiler | Pierce CountyMultifamily - Highly ImpactedHeat Central Gas BoilerExisting | Pierce County | Multifamily - Highly Impacted | Heat Central Gas Boiler | Existing | 12.5% | 12.5% | 12.5% | 12.5% | 12.5% | 12.5% | 12.5% | 12.5% | 12.5% | 12.5% | 12.5% | 12.5% | 12.5% | 12.5% | 12.5% | 12.5% | 12.5% | 12.5% | 12.5% | 12.5% | 12.5% | 12.5% | 12.5% | 12.5% | 12.5% | 12.5% | 12.5% | 12.5%
Pierce CountySingle Family | Pierce CountySingle FamilyHeat Central Gas Boiler | Pierce CountySingle FamilyHeat Central Gas BoilerExisting | Pierce County | Single Family | Heat Central Gas Boiler | Existing | 1.443% | 1.443% | 1.443% | 1.443% | 1.443% | 1.443% | 1.443% | 1.443% | 1.443% | 1.443% | 1.443% | 1.443% | 1.443% | 1.443% | 1.443% | 1.443% | 1.443% | 1.443% | 1.443% | 1.443% | 1.443% | 1.443% | 1.443% | 1.443% | 1.443% | 1.443% | 1.443% | 1.443%
Pierce CountySingle Family - Highly Impacted | Pierce CountySingle Family - Highly ImpactedHeat Central Gas Boiler | Pierce CountySingle Family - Highly ImpactedHeat Central Gas BoilerExisting | Pierce County | Single Family - Highly Impacted | Heat Central Gas Boiler | Existing | 1.325% | 1.325% | 1.325% | 1.325% | 1.325% | 1.325% | 1.325% | 1.325% | 1.325% | 1.325% | 1.325% | 1.325% | 1.325% | 1.325% | 1.325% | 1.325% | 1.325% | 1.325% | 1.325% | 1.325% | 1.325% | 1.325% | 1.325% | 1.325% | 1.325% | 1.325% | 1.325% | 1.325%
Pierce CountyManufactured | Pierce CountyManufacturedHeat Central Gas Furnace | Pierce CountyManufacturedHeat Central Gas FurnaceExisting | Pierce County | Manufactured | Heat Central Gas Furnace | Existing | 10.69% | 10.69% | 10.69% | 10.69% | 10.69% | 10.69% | 10.69% | 10.69% | 10.69% | 10.69% | 10.69% | 10.69% | 10.69% | 10.69% | 10.69% | 10.69% | 10.69% | 10.69% | 10.69% | 10.69% | 10.69% | 10.69% | 10.69% | 10.69% | 10.69% | 10.69% | 10.69% | 10.69%
Pierce CountyManufactured - Highly Impacted | Pierce CountyManufactured - Highly ImpactedHeat Central Gas Furnace | Pierce CountyManufactured - Highly ImpactedHeat Central Gas FurnaceExisting | Pierce County | Manufactured - Highly Impacted | Heat Central Gas Furnace | Existing | 9.719% | 9.719% | 9.719% | 9.719% | 9.719% | 9.719% | 9.719% | 9.719% | 9.719% | 9.719% | 9.719% | 9.719% | 9.719% | 9.719% | 9.719% | 9.719% | 9.719% | 9.719% | 9.719% | 9.719% | 9.719% | 9.719% | 9.719% | 9.719% | 9.719% | 9.719% | 9.719% | 9.719%
Pierce CountyMultifamily | Pierce CountyMultifamilyHeat Central Gas Furnace | Pierce CountyMultifamilyHeat Central Gas FurnaceExisting | Pierce County | Multifamily | Heat Central Gas Furnace | Existing | 5.365% | 5.365% | 5.365% | 5.365% | 5.365% | 5.365% | 5.365% | 5.365% | 5.365% | 5.365% | 5.365% | 5.365% | 5.365% | 5.365% | 5.365% | 5.365% | 5.365% | 5.365% | 5.365% | 5.365% | 5.365% | 5.365% | 5.365% | 5.365% | 5.365% | 5.365% | 5.365% | 5.365%
Pierce CountyMultifamily - Highly Impacted | Pierce CountyMultifamily - Highly ImpactedHeat Central Gas Furnace | Pierce CountyMultifamily - Highly ImpactedHeat Central Gas FurnaceExisting | Pierce County | Multifamily - Highly Impacted | Heat Central Gas Furnace | Existing | 5.7% | 5.7% | 5.7% | 5.7% | 5.7% | 5.7% | 5.7% | 5.7% | 5.7% | 5.7% | 5.7% | 5.7% | 5.7% | 5.7% | 5.7% | 5.7% | 5.7% | 5.7% | 5.7% | 5.7% | 5.7% | 5.7% | 5.7% | 5.7% | 5.7% | 5.7% | 5.7% | 5.7%
Pierce CountySingle Family | Pierce CountySingle FamilyHeat Central Gas Furnace | Pierce CountySingle FamilyHeat Central Gas FurnaceExisting | Pierce County | Single Family | Heat Central Gas Furnace | Existing | 69.88% | 69.88% | 69.88% | 69.88% | 69.88% | 69.88% | 69.88% | 69.88% | 69.88% | 69.88% | 69.88% | 69.88% | 69.88% | 69.88% | 69.88% | 69.88% | 69.88% | 69.88% | 69.88% | 69.88% | 69.88% | 69.88% | 69.88% | 69.88% | 69.88% | 69.88% | 69.88% | 69.88%
Pierce CountySingle Family - Highly Impacted | Pierce CountySingle Family - Highly ImpactedHeat Central Gas Furnace | Pierce CountySingle Family - Highly ImpactedHeat Central Gas FurnaceExisting | Pierce County | Single Family - Highly Impacted | Heat Central Gas Furnace | Existing | 73.24% | 73.24% | 73.24% | 73.24% | 73.24% | 73.24% | 73.24% | 73.24% | 73.24% | 73.24% | 73.24% | 73.24% | 73.24% | 73.24% | 73.24% | 73.24% | 73.24% | 73.24% | 73.24% | 73.24% | 73.24% | 73.24% | 73.24% | 73.24% | 73.24% | 73.24% | 73.24% | 73.24%
Pierce CountyManufactured | Pierce CountyManufacturedHeat Room Gas | Pierce CountyManufacturedHeat Room GasExisting | Pierce County | Manufactured | Heat Room Gas | Existing | 1.821% | 1.821% | 1.821% | 1.821% | 1.821% | 1.821% | 1.821% | 1.821% | 1.821% | 1.821% | 1.821% | 1.821% | 1.821% | 1.821% | 1.821% | 1.821% | 1.821% | 1.821% | 1.821% | 1.821% | 1.821% | 1.821% | 1.821% | 1.821% | 1.821% | 1.821% | 1.821% | 1.821%
Pierce CountyManufactured - Highly Impacted | Pierce CountyManufactured - Highly ImpactedHeat Room Gas | Pierce CountyManufactured - Highly ImpactedHeat Room GasExisting | Pierce County | Manufactured - Highly Impacted | Heat Room Gas | Existing | bar: 2023 to 2050
Pierce CountyMultifamily | Pierce CountyMultifamilyHeat Room Gas | Pierce CountyMultifamilyHeat Room GasExisting | Pierce County | Multifamily | Heat Room Gas | Existing | 4.171% | 4.171% | 4.171% | 4.171% | 4.171% | 4.171% | 4.171% | 4.171% | 4.171% | 4.171% | 4.171% | 4.171% | 4.171% | 4.171% | 4.171% | 4.171% | 4.171% | 4.171% | 4.171% | 4.171% | 4.171% | 4.171% | 4.171% | 4.171% | 4.171% | 4.171% | 4.171% | 4.171%
Pierce CountyMultifamily - Highly Impacted | Pierce CountyMultifamily - Highly ImpactedHeat Room Gas | Pierce CountyMultifamily - Highly ImpactedHeat Room GasExisting | Pierce County | Multifamily - Highly Impacted | Heat Room Gas | Existing | 3.206% | 3.206% | 3.206% | 3.206% | 3.206% | 3.206% | 3.206% | 3.206% | 3.206% | 3.206% | 3.206% | 3.206% | 3.206% | 3.206% | 3.206% | 3.206% | 3.206% | 3.206% | 3.206% | 3.206% | 3.206% | 3.206% | 3.206% | 3.206% | 3.206% | 3.206% | 3.206% | 3.206%
Pierce CountySingle Family | Pierce CountySingle FamilyHeat Room Gas | Pierce CountySingle FamilyHeat Room GasExisting | Pierce County | Single Family | Heat Room Gas | Existing | 3.327% | 3.327% | 3.327% | 3.327% | 3.327% | 3.327% | 3.327% | 3.327% | 3.327% | 3.327% | 3.327% | 3.327% | 3.327% | 3.327% | 3.327% | 3.327% | 3.327% | 3.327% | 3.327% | 3.327% | 3.327% | 3.327% | 3.327% | 3.327% | 3.327% | 3.327% | 3.327% | 3.327%
Pierce CountySingle Family - Highly Impacted | Pierce CountySingle Family - Highly ImpactedHeat Room Gas | Pierce CountySingle Family - Highly ImpactedHeat Room GasExisting | Pierce County | Single Family - Highly Impacted | Heat Room Gas | Existing | 6.66% | 6.66% | 6.66% | 6.66% | 6.66% | 6.66% | 6.66% | 6.66% | 6.66% | 6.66% | 6.66% | 6.66% | 6.66% | 6.66% | 6.66% | 6.66% | 6.66% | 6.66% | 6.66% | 6.66% | 6.66% | 6.66% | 6.66% | 6.66% | 6.66% | 6.66% | 6.66% | 6.66%
Pierce CountyManufactured | Pierce CountyManufacturedOther | Pierce CountyManufacturedOtherExisting | Pierce County | Manufactured | Other | Existing | 100% | 100% | 100% | 100% | 100% | 100% | 100% | 100% | 100% | 100% | 100% | 100% | 100% | 100% | 100% | 100% | 100% | 100% | 100% | 100% | 100% | 100% | 100% | 100% | 100% | 100% | 100% | 100%
Pierce CountyManufactured - Highly Impacted | Pierce CountyManufactured - Highly ImpactedOther | Pierce CountyManufactured - Highly ImpactedOtherExisting | Pierce County | Manufactured - Highly Impacted | Other | Existing | 100% | 100% | 100% | 100% | 100% | 100% | 100% | 100% | 100% | 100% | 100% | 100% | 100% | 100% | 100% | 100% | 100% | 100% | 100% | 100% | 100% | 100% | 100% | 100% | 100% | 100% | 100% | 100%
Pierce CountyMultifamily | Pierce CountyMultifamilyOther | Pierce CountyMultifamilyOtherExisting | Pierce County | Multifamily | Other | Existing | 100% | 100% | 100% | 100% | 100% | 100% | 100% | 100% | 100% | 100% | 100% | 100% | 100% | 100% | 100% | 100% | 100% | 100% | 100% | 100% | 100% | 100% | 100% | 100% | 100% | 100% | 100% | 100%
Pierce CountyMultifamily - Highly Impacted | Pierce CountyMultifamily - Highly ImpactedOther | Pierce CountyMultifamily - Highly ImpactedOtherExisting | Pierce County | Multifamily - Highly Impacted | Other | Existing | 100% | 100% | 100% | 100% | 100% | 100% | 100% | 100% | 100% | 100% | 100% | 100% | 100% | 100% | 100% | 100% | 100% | 100% | 100% | 100% | 100% | 100% | 100% | 100% | 100% | 100% | 100% | 100%
Pierce CountySingle Family | Pierce CountySingle FamilyOther | Pierce CountySingle FamilyOtherExisting | Pierce County | Single Family | Other | Existing | 100% | 100% | 100% | 100% | 100% | 100% | 100% | 100% | 100% | 100% | 100% | 100% | 100% | 100% | 100% | 100% | 100% | 100% | 100% | 100% | 100% | 100% | 100% | 100% | 100% | 100% | 100% | 100%
Pierce CountySingle Family - Highly Impacted | Pierce CountySingle Family - Highly ImpactedOther | Pierce CountySingle Family - Highly ImpactedOtherExisting | Pierce County | Single Family - Highly Impacted | Other | Existing | 100% | 100% | 100% | 100% | 100% | 100% | 100% | 100% | 100% | 100% | 100% | 100% | 100% | 100% | 100% | 100% | 100% | 100% | 100% | 100% | 100% | 100% | 100% | 100% | 100% | 100% | 100% | 100%
Pierce CountyManufactured | Pierce CountyManufacturedPool Heat | Pierce CountyManufacturedPool HeatExisting | Pierce County | Manufactured | Pool Heat | Existing | 1.85% | 1.85% | 1.85% | 1.85% | 1.85% | 1.85% | 1.85% | 1.85% | 1.85% | 1.85% | 1.85% | 1.85% | 1.85% | 1.85% | 1.85% | 1.85% | 1.85% | 1.85% | 1.85% | 1.85% | 1.85% | 1.85% | 1.85% | 1.85% | 1.85% | 1.85% | 1.85% | 1.85%
Pierce CountyManufactured - Highly Impacted | Pierce CountyManufactured - Highly ImpactedPool Heat | Pierce CountyManufactured - Highly ImpactedPool HeatExisting | Pierce County | Manufactured - Highly Impacted | Pool Heat | Existing | 1.875% | 1.875% | 1.875% | 1.875% | 1.875% | 1.875% | 1.875% | 1.875% | 1.875% | 1.875% | 1.875% | 1.875% | 1.875% | 1.875% | 1.875% | 1.875% | 1.875% | 1.875% | 1.875% | 1.875% | 1.875% | 1.875% | 1.875% | 1.875% | 1.875% | 1.875% | 1.875% | 1.875%
Pierce CountyMultifamily | Pierce CountyMultifamilyPool Heat | Pierce CountyMultifamilyPool HeatExisting | Pierce County | Multifamily | Pool Heat | Existing | bar: 2023 to 2050
Pierce CountyMultifamily - Highly Impacted | Pierce CountyMultifamily - Highly ImpactedPool Heat | Pierce CountyMultifamily - Highly ImpactedPool HeatExisting | Pierce County | Multifamily - Highly Impacted | Pool Heat | Existing | bar: 2023 to 2050
Pierce CountySingle Family | Pierce CountySingle FamilyPool Heat | Pierce CountySingle FamilyPool HeatExisting | Pierce County | Single Family | Pool Heat | Existing | 3.698% | 3.698% | 3.698% | 3.698% | 3.698% | 3.698% | 3.698% | 3.698% | 3.698% | 3.698% | 3.698% | 3.698% | 3.698% | 3.698% | 3.698% | 3.698% | 3.698% | 3.698% | 3.698% | 3.698% | 3.698% | 3.698% | 3.698% | 3.698% | 3.698% | 3.698% | 3.698% | 3.698%
Pierce CountySingle Family - Highly Impacted | Pierce CountySingle Family - Highly ImpactedPool Heat | Pierce CountySingle Family - Highly ImpactedPool HeatExisting | Pierce County | Single Family - Highly Impacted | Pool Heat | Existing | 1.875% | 1.875% | 1.875% | 1.875% | 1.875% | 1.875% | 1.875% | 1.875% | 1.875% | 1.875% | 1.875% | 1.875% | 1.875% | 1.875% | 1.875% | 1.875% | 1.875% | 1.875% | 1.875% | 1.875% | 1.875% | 1.875% | 1.875% | 1.875% | 1.875% | 1.875% | 1.875% | 1.875%
Pierce CountyManufactured | Pierce CountyManufacturedWater Heat GT 55 Gal | Pierce CountyManufacturedWater Heat GT 55 GalExisting | Pierce County | Manufactured | Water Heat GT 55 Gal | Existing | 19.58% | 19.58% | 19.58% | 19.58% | 19.58% | 19.58% | 19.58% | 19.58% | 19.58% | 19.58% | 19.58% | 19.58% | 19.58% | 19.58% | 19.58% | 19.58% | 19.58% | 19.58% | 19.58% | 19.58% | 19.58% | 19.58% | 19.58% | 19.58% | 19.58% | 19.58% | 19.58% | 19.58%
Pierce CountyManufactured - Highly Impacted | Pierce CountyManufactured - Highly ImpactedWater Heat GT 55 Gal | Pierce CountyManufactured - Highly ImpactedWater Heat GT 55 GalExisting | Pierce County | Manufactured - Highly Impacted | Water Heat GT 55 Gal | Existing | 19.58% | 19.58% | 19.58% | 19.58% | 19.58% | 19.58% | 19.58% | 19.58% | 19.58% | 19.58% | 19.58% | 19.58% | 19.58% | 19.58% | 19.58% | 19.58% | 19.58% | 19.58% | 19.58% | 19.58% | 19.58% | 19.58% | 19.58% | 19.58% | 19.58% | 19.58% | 19.58% | 19.58%
Pierce CountyMultifamily | Pierce CountyMultifamilyWater Heat GT 55 Gal | Pierce CountyMultifamilyWater Heat GT 55 GalExisting | Pierce County | Multifamily | Water Heat GT 55 Gal | Existing | 3.846% | 3.846% | 3.846% | 3.846% | 3.846% | 3.846% | 3.846% | 3.846% | 3.846% | 3.846% | 3.846% | 3.846% | 3.846% | 3.846% | 3.846% | 3.846% | 3.846% | 3.846% | 3.846% | 3.846% | 3.846% | 3.846% | 3.846% | 3.846% | 3.846% | 3.846% | 3.846% | 3.846%
Pierce CountyMultifamily - Highly Impacted | Pierce CountyMultifamily - Highly ImpactedWater Heat GT 55 Gal | Pierce CountyMultifamily - Highly ImpactedWater Heat GT 55 GalExisting | Pierce County | Multifamily - Highly Impacted | Water Heat GT 55 Gal | Existing | 3.846% | 3.846% | 3.846% | 3.846% | 3.846% | 3.846% | 3.846% | 3.846% | 3.846% | 3.846% | 3.846% | 3.846% | 3.846% | 3.846% | 3.846% | 3.846% | 3.846% | 3.846% | 3.846% | 3.846% | 3.846% | 3.846% | 3.846% | 3.846% | 3.846% | 3.846% | 3.846% | 3.846%
Pierce CountySingle Family | Pierce CountySingle FamilyWater Heat GT 55 Gal | Pierce CountySingle FamilyWater Heat GT 55 GalExisting | Pierce County | Single Family | Water Heat GT 55 Gal | Existing | 19.58% | 19.58% | 19.58% | 19.58% | 19.58% | 19.58% | 19.58% | 19.58% | 19.58% | 19.58% | 19.58% | 19.58% | 19.58% | 19.58% | 19.58% | 19.58% | 19.58% | 19.58% | 19.58% | 19.58% | 19.58% | 19.58% | 19.58% | 19.58% | 19.58% | 19.58% | 19.58% | 19.58%
Pierce CountySingle Family - Highly Impacted | Pierce CountySingle Family - Highly ImpactedWater Heat GT 55 Gal | Pierce CountySingle Family - Highly ImpactedWater Heat GT 55 GalExisting | Pierce County | Single Family - Highly Impacted | Water Heat GT 55 Gal | Existing | 19.58% | 19.58% | 19.58% | 19.58% | 19.58% | 19.58% | 19.58% | 19.58% | 19.58% | 19.58% | 19.58% | 19.58% | 19.58% | 19.58% | 19.58% | 19.58% | 19.58% | 19.58% | 19.58% | 19.58% | 19.58% | 19.58% | 19.58% | 19.58% | 19.58% | 19.58% | 19.58% | 19.58%
Pierce CountyManufactured | Pierce CountyManufacturedWater Heat LE 55 Gal | Pierce CountyManufacturedWater Heat LE 55 GalExisting | Pierce County | Manufactured | Water Heat LE 55 Gal | Existing | 79.04% | 79.04% | 79.04% | 79.04% | 79.04% | 79.04% | 79.04% | 79.04% | 79.04% | 79.04% | 79.04% | 79.04% | 79.04% | 79.04% | 79.04% | 79.04% | 79.04% | 79.04% | 79.04% | 79.04% | 79.04% | 79.04% | 79.04% | 79.04% | 79.04% | 79.04% | 79.04% | 79.04%
Pierce CountyManufactured - Highly Impacted | Pierce CountyManufactured - Highly ImpactedWater Heat LE 55 Gal | Pierce CountyManufactured - Highly ImpactedWater Heat LE 55 GalExisting | Pierce County | Manufactured - Highly Impacted | Water Heat LE 55 Gal | Existing | 79.04% | 79.04% | 79.04% | 79.04% | 79.04% | 79.04% | 79.04% | 79.04% | 79.04% | 79.04% | 79.04% | 79.04% | 79.04% | 79.04% | 79.04% | 79.04% | 79.04% | 79.04% | 79.04% | 79.04% | 79.04% | 79.04% | 79.04% | 79.04% | 79.04% | 79.04% | 79.04% | 79.04%
Pierce CountyMultifamily | Pierce CountyMultifamilyWater Heat LE 55 Gal | Pierce CountyMultifamilyWater Heat LE 55 GalExisting | Pierce County | Multifamily | Water Heat LE 55 Gal | Existing | 26.92% | 26.92% | 26.92% | 26.92% | 26.92% | 26.92% | 26.92% | 26.92% | 26.92% | 26.92% | 26.92% | 26.92% | 26.92% | 26.92% | 26.92% | 26.92% | 26.92% | 26.92% | 26.92% | 26.92% | 26.92% | 26.92% | 26.92% | 26.92% | 26.92% | 26.92% | 26.92% | 26.92%
Pierce CountyMultifamily - Highly Impacted | Pierce CountyMultifamily - Highly ImpactedWater Heat LE 55 Gal | Pierce CountyMultifamily - Highly ImpactedWater Heat LE 55 GalExisting | Pierce County | Multifamily - Highly Impacted | Water Heat LE 55 Gal | Existing | 26.92% | 26.92% | 26.92% | 26.92% | 26.92% | 26.92% | 26.92% | 26.92% | 26.92% | 26.92% | 26.92% | 26.92% | 26.92% | 26.92% | 26.92% | 26.92% | 26.92% | 26.92% | 26.92% | 26.92% | 26.92% | 26.92% | 26.92% | 26.92% | 26.92% | 26.92% | 26.92% | 26.92%
Pierce CountySingle Family | Pierce CountySingle FamilyWater Heat LE 55 Gal | Pierce CountySingle FamilyWater Heat LE 55 GalExisting | Pierce County | Single Family | Water Heat LE 55 Gal | Existing | 79.04% | 79.04% | 79.04% | 79.04% | 79.04% | 79.04% | 79.04% | 79.04% | 79.04% | 79.04% | 79.04% | 79.04% | 79.04% | 79.04% | 79.04% | 79.04% | 79.04% | 79.04% | 79.04% | 79.04% | 79.04% | 79.04% | 79.04% | 79.04% | 79.04% | 79.04% | 79.04% | 79.04%
Pierce CountySingle Family - Highly Impacted | Pierce CountySingle Family - Highly ImpactedWater Heat LE 55 Gal | Pierce CountySingle Family - Highly ImpactedWater Heat LE 55 GalExisting | Pierce County | Single Family - Highly Impacted | Water Heat LE 55 Gal | Existing | 79.04% | 79.04% | 79.04% | 79.04% | 79.04% | 79.04% | 79.04% | 79.04% | 79.04% | 79.04% | 79.04% | 79.04% | 79.04% | 79.04% | 79.04% | 79.04% | 79.04% | 79.04% | 79.04% | 79.04% | 79.04% | 79.04% | 79.04% | 79.04% | 79.04% | 79.04% | 79.04% | 79.04%
Snohomish CountyManufactured | Snohomish CountyManufacturedCooking Oven | Snohomish CountyManufacturedCooking OvenExisting | Snohomish County | Manufactured | Cooking Oven | Existing | 100% | 100% | 100% | 100% | 100% | 100% | 100% | 100% | 100% | 100% | 100% | 100% | 100% | 100% | 100% | 100% | 100% | 100% | 100% | 100% | 100% | 100% | 100% | 100% | 100% | 100% | 100% | 100%
Snohomish CountyManufactured - Highly Impacted | Snohomish CountyManufactured - Highly ImpactedCooking Oven | Snohomish CountyManufactured - Highly ImpactedCooking OvenExisting | Snohomish County | Manufactured - Highly Impacted | Cooking Oven | Existing | 100% | 100% | 100% | 100% | 100% | 100% | 100% | 100% | 100% | 100% | 100% | 100% | 100% | 100% | 100% | 100% | 100% | 100% | 100% | 100% | 100% | 100% | 100% | 100% | 100% | 100% | 100% | 100%
Snohomish CountyMultifamily | Snohomish CountyMultifamilyCooking Oven | Snohomish CountyMultifamilyCooking OvenExisting | Snohomish County | Multifamily | Cooking Oven | Existing | 100% | 100% | 100% | 100% | 100% | 100% | 100% | 100% | 100% | 100% | 100% | 100% | 100% | 100% | 100% | 100% | 100% | 100% | 100% | 100% | 100% | 100% | 100% | 100% | 100% | 100% | 100% | 100%
Snohomish CountyMultifamily - Highly Impacted | Snohomish CountyMultifamily - Highly ImpactedCooking Oven | Snohomish CountyMultifamily - Highly ImpactedCooking OvenExisting | Snohomish County | Multifamily - Highly Impacted | Cooking Oven | Existing | 100% | 100% | 100% | 100% | 100% | 100% | 100% | 100% | 100% | 100% | 100% | 100% | 100% | 100% | 100% | 100% | 100% | 100% | 100% | 100% | 100% | 100% | 100% | 100% | 100% | 100% | 100% | 100%
Snohomish CountySingle Family | Snohomish CountySingle FamilyCooking Oven | Snohomish CountySingle FamilyCooking OvenExisting | Snohomish County | Single Family | Cooking Oven | Existing | 100% | 100% | 100% | 100% | 100% | 100% | 100% | 100% | 100% | 100% | 100% | 100% | 100% | 100% | 100% | 100% | 100% | 100% | 100% | 100% | 100% | 100% | 100% | 100% | 100% | 100% | 100% | 100%
Snohomish CountySingle Family - Highly Impacted | Snohomish CountySingle Family - Highly ImpactedCooking Oven | Snohomish CountySingle Family - Highly ImpactedCooking OvenExisting | Snohomish County | Single Family - Highly Impacted | Cooking Oven | Existing | 100% | 100% | 100% | 100% | 100% | 100% | 100% | 100% | 100% | 100% | 100% | 100% | 100% | 100% | 100% | 100% | 100% | 100% | 100% | 100% | 100% | 100% | 100% | 100% | 100% | 100% | 100% | 100%
Snohomish CountyManufactured | Snohomish CountyManufacturedCooking Range | Snohomish CountyManufacturedCooking RangeExisting | Snohomish County | Manufactured | Cooking Range | Existing | 100% | 100% | 100% | 100% | 100% | 100% | 100% | 100% | 100% | 100% | 100% | 100% | 100% | 100% | 100% | 100% | 100% | 100% | 100% | 100% | 100% | 100% | 100% | 100% | 100% | 100% | 100% | 100%
Snohomish CountyManufactured - Highly Impacted | Snohomish CountyManufactured - Highly ImpactedCooking Range | Snohomish CountyManufactured - Highly ImpactedCooking RangeExisting | Snohomish County | Manufactured - Highly Impacted | Cooking Range | Existing | 96.87% | 96.87% | 96.87% | 96.87% | 96.87% | 96.87% | 96.87% | 96.87% | 96.87% | 96.87% | 96.87% | 96.87% | 96.87% | 96.87% | 96.87% | 96.87% | 96.87% | 96.87% | 96.87% | 96.87% | 96.87% | 96.87% | 96.87% | 96.87% | 96.87% | 96.87% | 96.87% | 96.87%
Snohomish CountyMultifamily | Snohomish CountyMultifamilyCooking Range | Snohomish CountyMultifamilyCooking RangeExisting | Snohomish County | Multifamily | Cooking Range | Existing | 98.49% | 98.49% | 98.49% | 98.49% | 98.49% | 98.49% | 98.49% | 98.49% | 98.49% | 98.49% | 98.49% | 98.49% | 98.49% | 98.49% | 98.49% | 98.49% | 98.49% | 98.49% | 98.49% | 98.49% | 98.49% | 98.49% | 98.49% | 98.49% | 98.49% | 98.49% | 98.49% | 98.49%
Snohomish CountyMultifamily - Highly Impacted | Snohomish CountyMultifamily - Highly ImpactedCooking Range | Snohomish CountyMultifamily - Highly ImpactedCooking RangeExisting | Snohomish County | Multifamily - Highly Impacted | Cooking Range | Existing | 97.24% | 97.24% | 97.24% | 97.24% | 97.24% | 97.24% | 97.24% | 97.24% | 97.24% | 97.24% | 97.24% | 97.24% | 97.24% | 97.24% | 97.24% | 97.24% | 97.24% | 97.24% | 97.24% | 97.24% | 97.24% | 97.24% | 97.24% | 97.24% | 97.24% | 97.24% | 97.24% | 97.24%
Snohomish CountySingle Family | Snohomish CountySingle FamilyCooking Range | Snohomish CountySingle FamilyCooking RangeExisting | Snohomish County | Single Family | Cooking Range | Existing | 100% | 100% | 100% | 100% | 100% | 100% | 100% | 100% | 100% | 100% | 100% | 100% | 100% | 100% | 100% | 100% | 100% | 100% | 100% | 100% | 100% | 100% | 100% | 100% | 100% | 100% | 100% | 100%
Snohomish CountySingle Family - Highly Impacted | Snohomish CountySingle Family - Highly ImpactedCooking Range | Snohomish CountySingle Family - Highly ImpactedCooking RangeExisting | Snohomish County | Single Family - Highly Impacted | Cooking Range | Existing | 100% | 100% | 100% | 100% | 100% | 100% | 100% | 100% | 100% | 100% | 100% | 100% | 100% | 100% | 100% | 100% | 100% | 100% | 100% | 100% | 100% | 100% | 100% | 100% | 100% | 100% | 100% | 100%
Snohomish CountyManufactured | Snohomish CountyManufacturedDryer | Snohomish CountyManufacturedDryerExisting | Snohomish County | Manufactured | Dryer | Existing | 98.39% | 98.39% | 98.39% | 98.39% | 98.39% | 98.39% | 98.39% | 98.39% | 98.39% | 98.39% | 98.39% | 98.39% | 98.39% | 98.39% | 98.39% | 98.39% | 98.39% | 98.39% | 98.39% | 98.39% | 98.39% | 98.39% | 98.39% | 98.39% | 98.39% | 98.39% | 98.39% | 98.39%
Snohomish CountyManufactured - Highly Impacted | Snohomish CountyManufactured - Highly ImpactedDryer | Snohomish CountyManufactured - Highly ImpactedDryerExisting | Snohomish County | Manufactured - Highly Impacted | Dryer | Existing | 95.98% | 95.98% | 95.98% | 95.98% | 95.98% | 95.98% | 95.98% | 95.98% | 95.98% | 95.98% | 95.98% | 95.98% | 95.98% | 95.98% | 95.98% | 95.98% | 95.98% | 95.98% | 95.98% | 95.98% | 95.98% | 95.98% | 95.98% | 95.98% | 95.98% | 95.98% | 95.98% | 95.98%
Snohomish CountyMultifamily | Snohomish CountyMultifamilyDryer | Snohomish CountyMultifamilyDryerExisting | Snohomish County | Multifamily | Dryer | Existing | 87.61% | 87.61% | 87.61% | 87.61% | 87.61% | 87.61% | 87.61% | 87.61% | 87.61% | 87.61% | 87.61% | 87.61% | 87.61% | 87.61% | 87.61% | 87.61% | 87.61% | 87.61% | 87.61% | 87.61% | 87.61% | 87.61% | 87.61% | 87.61% | 87.61% | 87.61% | 87.61% | 87.61%
Snohomish CountyMultifamily - Highly Impacted | Snohomish CountyMultifamily - Highly ImpactedDryer | Snohomish CountyMultifamily - Highly ImpactedDryerExisting | Snohomish County | Multifamily - Highly Impacted | Dryer | Existing | 70.44% | 70.44% | 70.44% | 70.44% | 70.44% | 70.44% | 70.44% | 70.44% | 70.44% | 70.44% | 70.44% | 70.44% | 70.44% | 70.44% | 70.44% | 70.44% | 70.44% | 70.44% | 70.44% | 70.44% | 70.44% | 70.44% | 70.44% | 70.44% | 70.44% | 70.44% | 70.44% | 70.44%
Snohomish CountySingle Family | Snohomish CountySingle FamilyDryer | Snohomish CountySingle FamilyDryerExisting | Snohomish County | Single Family | Dryer | Existing | 100% | 100% | 100% | 100% | 100% | 100% | 100% | 100% | 100% | 100% | 100% | 100% | 100% | 100% | 100% | 100% | 100% | 100% | 100% | 100% | 100% | 100% | 100% | 100% | 100% | 100% | 100% | 100%
Snohomish CountySingle Family - Highly Impacted | Snohomish CountySingle Family - Highly ImpactedDryer | Snohomish CountySingle Family - Highly ImpactedDryerExisting | Snohomish County | Single Family - Highly Impacted | Dryer | Existing | 97.85% | 97.85% | 97.85% | 97.85% | 97.85% | 97.85% | 97.85% | 97.85% | 97.85% | 97.85% | 97.85% | 97.85% | 97.85% | 97.85% | 97.85% | 97.85% | 97.85% | 97.85% | 97.85% | 97.85% | 97.85% | 97.85% | 97.85% | 97.85% | 97.85% | 97.85% | 97.85% | 97.85%
Snohomish CountyManufactured | Snohomish CountyManufacturedHeat Central Gas Boiler | Snohomish CountyManufacturedHeat Central Gas BoilerExisting | Snohomish County | Manufactured | Heat Central Gas Boiler | Existing | bar: 2023 to 2050
Snohomish CountyManufactured - Highly Impacted | Snohomish CountyManufactured - Highly ImpactedHeat Central Gas Boiler | Snohomish CountyManufactured - Highly ImpactedHeat Central Gas BoilerExisting | Snohomish County | Manufactured - Highly Impacted | Heat Central Gas Boiler | Existing | bar: 2023 to 2050
Snohomish CountyMultifamily | Snohomish CountyMultifamilyHeat Central Gas Boiler | Snohomish CountyMultifamilyHeat Central Gas BoilerExisting | Snohomish County | Multifamily | Heat Central Gas Boiler | Existing | 1.738% | 1.738% | 1.738% | 1.738% | 1.738% | 1.738% | 1.738% | 1.738% | 1.738% | 1.738% | 1.738% | 1.738% | 1.738% | 1.738% | 1.738% | 1.738% | 1.738% | 1.738% | 1.738% | 1.738% | 1.738% | 1.738% | 1.738% | 1.738% | 1.738% | 1.738% | 1.738% | 1.738%
Snohomish CountyMultifamily - Highly Impacted | Snohomish CountyMultifamily - Highly ImpactedHeat Central Gas Boiler | Snohomish CountyMultifamily - Highly ImpactedHeat Central Gas BoilerExisting | Snohomish County | Multifamily - Highly Impacted | Heat Central Gas Boiler | Existing | 12.5% | 12.5% | 12.5% | 12.5% | 12.5% | 12.5% | 12.5% | 12.5% | 12.5% | 12.5% | 12.5% | 12.5% | 12.5% | 12.5% | 12.5% | 12.5% | 12.5% | 12.5% | 12.5% | 12.5% | 12.5% | 12.5% | 12.5% | 12.5% | 12.5% | 12.5% | 12.5% | 12.5%
Snohomish CountySingle Family | Snohomish CountySingle FamilyHeat Central Gas Boiler | Snohomish CountySingle FamilyHeat Central Gas BoilerExisting | Snohomish County | Single Family | Heat Central Gas Boiler | Existing | 1.14% | 1.14% | 1.14% | 1.14% | 1.14% | 1.14% | 1.14% | 1.14% | 1.14% | 1.14% | 1.14% | 1.14% | 1.14% | 1.14% | 1.14% | 1.14% | 1.14% | 1.14% | 1.14% | 1.14% | 1.14% | 1.14% | 1.14% | 1.14% | 1.14% | 1.14% | 1.14% | 1.14%
Snohomish CountySingle Family - Highly Impacted | Snohomish CountySingle Family - Highly ImpactedHeat Central Gas Boiler | Snohomish CountySingle Family - Highly ImpactedHeat Central Gas BoilerExisting | Snohomish County | Single Family - Highly Impacted | Heat Central Gas Boiler | Existing | 1.325% | 1.325% | 1.325% | 1.325% | 1.325% | 1.325% | 1.325% | 1.325% | 1.325% | 1.325% | 1.325% | 1.325% | 1.325% | 1.325% | 1.325% | 1.325% | 1.325% | 1.325% | 1.325% | 1.325% | 1.325% | 1.325% | 1.325% | 1.325% | 1.325% | 1.325% | 1.325% | 1.325%
Snohomish CountyManufactured | Snohomish CountyManufacturedHeat Central Gas Furnace | Snohomish CountyManufacturedHeat Central Gas FurnaceExisting | Snohomish County | Manufactured | Heat Central Gas Furnace | Existing | 10.69% | 10.69% | 10.69% | 10.69% | 10.69% | 10.69% | 10.69% | 10.69% | 10.69% | 10.69% | 10.69% | 10.69% | 10.69% | 10.69% | 10.69% | 10.69% | 10.69% | 10.69% | 10.69% | 10.69% | 10.69% | 10.69% | 10.69% | 10.69% | 10.69% | 10.69% | 10.69% | 10.69%
Snohomish CountyManufactured - Highly Impacted | Snohomish CountyManufactured - Highly ImpactedHeat Central Gas Furnace | Snohomish CountyManufactured - Highly ImpactedHeat Central Gas FurnaceExisting | Snohomish County | Manufactured - Highly Impacted | Heat Central Gas Furnace | Existing | 9.719% | 9.719% | 9.719% | 9.719% | 9.719% | 9.719% | 9.719% | 9.719% | 9.719% | 9.719% | 9.719% | 9.719% | 9.719% | 9.719% | 9.719% | 9.719% | 9.719% | 9.719% | 9.719% | 9.719% | 9.719% | 9.719% | 9.719% | 9.719% | 9.719% | 9.719% | 9.719% | 9.719%
Snohomish CountyMultifamily | Snohomish CountyMultifamilyHeat Central Gas Furnace | Snohomish CountyMultifamilyHeat Central Gas FurnaceExisting | Snohomish County | Multifamily | Heat Central Gas Furnace | Existing | 5.365% | 5.365% | 5.365% | 5.365% | 5.365% | 5.365% | 5.365% | 5.365% | 5.365% | 5.365% | 5.365% | 5.365% | 5.365% | 5.365% | 5.365% | 5.365% | 5.365% | 5.365% | 5.365% | 5.365% | 5.365% | 5.365% | 5.365% | 5.365% | 5.365% | 5.365% | 5.365% | 5.365%
Snohomish CountyMultifamily - Highly Impacted | Snohomish CountyMultifamily - Highly ImpactedHeat Central Gas Furnace | Snohomish CountyMultifamily - Highly ImpactedHeat Central Gas FurnaceExisting | Snohomish County | Multifamily - Highly Impacted | Heat Central Gas Furnace | Existing | 5.7% | 5.7% | 5.7% | 5.7% | 5.7% | 5.7% | 5.7% | 5.7% | 5.7% | 5.7% | 5.7% | 5.7% | 5.7% | 5.7% | 5.7% | 5.7% | 5.7% | 5.7% | 5.7% | 5.7% | 5.7% | 5.7% | 5.7% | 5.7% | 5.7% | 5.7% | 5.7% | 5.7%
Snohomish CountySingle Family | Snohomish CountySingle FamilyHeat Central Gas Furnace | Snohomish CountySingle FamilyHeat Central Gas FurnaceExisting | Snohomish County | Single Family | Heat Central Gas Furnace | Existing | 77.36% | 77.36% | 77.36% | 77.36% | 77.36% | 77.36% | 77.36% | 77.36% | 77.36% | 77.36% | 77.36% | 77.36% | 77.36% | 77.36% | 77.36% | 77.36% | 77.36% | 77.36% | 77.36% | 77.36% | 77.36% | 77.36% | 77.36% | 77.36% | 77.36% | 77.36% | 77.36% | 77.36%
Snohomish CountySingle Family - Highly Impacted | Snohomish CountySingle Family - Highly ImpactedHeat Central Gas Furnace | Snohomish CountySingle Family - Highly ImpactedHeat Central Gas FurnaceExisting | Snohomish County | Single Family - Highly Impacted | Heat Central Gas Furnace | Existing | 73.24% | 73.24% | 73.24% | 73.24% | 73.24% | 73.24% | 73.24% | 73.24% | 73.24% | 73.24% | 73.24% | 73.24% | 73.24% | 73.24% | 73.24% | 73.24% | 73.24% | 73.24% | 73.24% | 73.24% | 73.24% | 73.24% | 73.24% | 73.24% | 73.24% | 73.24% | 73.24% | 73.24%
Snohomish CountyManufactured | Snohomish CountyManufacturedHeat Room Gas | Snohomish CountyManufacturedHeat Room GasExisting | Snohomish County | Manufactured | Heat Room Gas | Existing | 1.821% | 1.821% | 1.821% | 1.821% | 1.821% | 1.821% | 1.821% | 1.821% | 1.821% | 1.821% | 1.821% | 1.821% | 1.821% | 1.821% | 1.821% | 1.821% | 1.821% | 1.821% | 1.821% | 1.821% | 1.821% | 1.821% | 1.821% | 1.821% | 1.821% | 1.821% | 1.821% | 1.821%
Snohomish CountyManufactured - Highly Impacted | Snohomish CountyManufactured - Highly ImpactedHeat Room Gas | Snohomish CountyManufactured - Highly ImpactedHeat Room GasExisting | Snohomish County | Manufactured - Highly Impacted | Heat Room Gas | Existing | bar: 2023 to 2050
Snohomish CountyMultifamily | Snohomish CountyMultifamilyHeat Room Gas | Snohomish CountyMultifamilyHeat Room GasExisting | Snohomish County | Multifamily | Heat Room Gas | Existing | 4.171% | 4.171% | 4.171% | 4.171% | 4.171% | 4.171% | 4.171% | 4.171% | 4.171% | 4.171% | 4.171% | 4.171% | 4.171% | 4.171% | 4.171% | 4.171% | 4.171% | 4.171% | 4.171% | 4.171% | 4.171% | 4.171% | 4.171% | 4.171% | 4.171% | 4.171% | 4.171% | 4.171%
Snohomish CountyMultifamily - Highly Impacted | Snohomish CountyMultifamily - Highly ImpactedHeat Room Gas | Snohomish CountyMultifamily - Highly ImpactedHeat Room GasExisting | Snohomish County | Multifamily - Highly Impacted | Heat Room Gas | Existing | 3.206% | 3.206% | 3.206% | 3.206% | 3.206% | 3.206% | 3.206% | 3.206% | 3.206% | 3.206% | 3.206% | 3.206% | 3.206% | 3.206% | 3.206% | 3.206% | 3.206% | 3.206% | 3.206% | 3.206% | 3.206% | 3.206% | 3.206% | 3.206% | 3.206% | 3.206% | 3.206% | 3.206%
Snohomish CountySingle Family | Snohomish CountySingle FamilyHeat Room Gas | Snohomish CountySingle FamilyHeat Room GasExisting | Snohomish County | Single Family | Heat Room Gas | Existing | 3.583% | 3.583% | 3.583% | 3.583% | 3.583% | 3.583% | 3.583% | 3.583% | 3.583% | 3.583% | 3.583% | 3.583% | 3.583% | 3.583% | 3.583% | 3.583% | 3.583% | 3.583% | 3.583% | 3.583% | 3.583% | 3.583% | 3.583% | 3.583% | 3.583% | 3.583% | 3.583% | 3.583%
Snohomish CountySingle Family - Highly Impacted | Snohomish CountySingle Family - Highly ImpactedHeat Room Gas | Snohomish CountySingle Family - Highly ImpactedHeat Room GasExisting | Snohomish County | Single Family - Highly Impacted | Heat Room Gas | Existing | 6.66% | 6.66% | 6.66% | 6.66% | 6.66% | 6.66% | 6.66% | 6.66% | 6.66% | 6.66% | 6.66% | 6.66% | 6.66% | 6.66% | 6.66% | 6.66% | 6.66% | 6.66% | 6.66% | 6.66% | 6.66% | 6.66% | 6.66% | 6.66% | 6.66% | 6.66% | 6.66% | 6.66%
Snohomish CountyManufactured | Snohomish CountyManufacturedOther | Snohomish CountyManufacturedOtherExisting | Snohomish County | Manufactured | Other | Existing | 100% | 100% | 100% | 100% | 100% | 100% | 100% | 100% | 100% | 100% | 100% | 100% | 100% | 100% | 100% | 100% | 100% | 100% | 100% | 100% | 100% | 100% | 100% | 100% | 100% | 100% | 100% | 100%
Snohomish CountyManufactured - Highly Impacted | Snohomish CountyManufactured - Highly ImpactedOther | Snohomish CountyManufactured - Highly ImpactedOtherExisting | Snohomish County | Manufactured - Highly Impacted | Other | Existing | 100% | 100% | 100% | 100% | 100% | 100% | 100% | 100% | 100% | 100% | 100% | 100% | 100% | 100% | 100% | 100% | 100% | 100% | 100% | 100% | 100% | 100% | 100% | 100% | 100% | 100% | 100% | 100%
Snohomish CountyMultifamily | Snohomish CountyMultifamilyOther | Snohomish CountyMultifamilyOtherExisting | Snohomish County | Multifamily | Other | Existing | 100% | 100% | 100% | 100% | 100% | 100% | 100% | 100% | 100% | 100% | 100% | 100% | 100% | 100% | 100% | 100% | 100% | 100% | 100% | 100% | 100% | 100% | 100% | 100% | 100% | 100% | 100% | 100%
Snohomish CountyMultifamily - Highly Impacted | Snohomish CountyMultifamily - Highly ImpactedOther | Snohomish CountyMultifamily - Highly ImpactedOtherExisting | Snohomish County | Multifamily - Highly Impacted | Other | Existing | 100% | 100% | 100% | 100% | 100% | 100% | 100% | 100% | 100% | 100% | 100% | 100% | 100% | 100% | 100% | 100% | 100% | 100% | 100% | 100% | 100% | 100% | 100% | 100% | 100% | 100% | 100% | 100%
Snohomish CountySingle Family | Snohomish CountySingle FamilyOther | Snohomish CountySingle FamilyOtherExisting | Snohomish County | Single Family | Other | Existing | 100% | 100% | 100% | 100% | 100% | 100% | 100% | 100% | 100% | 100% | 100% | 100% | 100% | 100% | 100% | 100% | 100% | 100% | 100% | 100% | 100% | 100% | 100% | 100% | 100% | 100% | 100% | 100%
Snohomish CountySingle Family - Highly Impacted | Snohomish CountySingle Family - Highly ImpactedOther | Snohomish CountySingle Family - Highly ImpactedOtherExisting | Snohomish County | Single Family - Highly Impacted | Other | Existing | 100% | 100% | 100% | 100% | 100% | 100% | 100% | 100% | 100% | 100% | 100% | 100% | 100% | 100% | 100% | 100% | 100% | 100% | 100% | 100% | 100% | 100% | 100% | 100% | 100% | 100% | 100% | 100%
Snohomish CountyManufactured | Snohomish CountyManufacturedPool Heat | Snohomish CountyManufacturedPool HeatExisting | Snohomish County | Manufactured | Pool Heat | Existing | 1.85% | 1.85% | 1.85% | 1.85% | 1.85% | 1.85% | 1.85% | 1.85% | 1.85% | 1.85% | 1.85% | 1.85% | 1.85% | 1.85% | 1.85% | 1.85% | 1.85% | 1.85% | 1.85% | 1.85% | 1.85% | 1.85% | 1.85% | 1.85% | 1.85% | 1.85% | 1.85% | 1.85%
Snohomish CountyManufactured - Highly Impacted | Snohomish CountyManufactured - Highly ImpactedPool Heat | Snohomish CountyManufactured - Highly ImpactedPool HeatExisting | Snohomish County | Manufactured - Highly Impacted | Pool Heat | Existing | 1.875% | 1.875% | 1.875% | 1.875% | 1.875% | 1.875% | 1.875% | 1.875% | 1.875% | 1.875% | 1.875% | 1.875% | 1.875% | 1.875% | 1.875% | 1.875% | 1.875% | 1.875% | 1.875% | 1.875% | 1.875% | 1.875% | 1.875% | 1.875% | 1.875% | 1.875% | 1.875% | 1.875%
Snohomish CountyMultifamily | Snohomish CountyMultifamilyPool Heat | Snohomish CountyMultifamilyPool HeatExisting | Snohomish County | Multifamily | Pool Heat | Existing | bar: 2023 to 2050
Snohomish CountyMultifamily - Highly Impacted | Snohomish CountyMultifamily - Highly ImpactedPool Heat | Snohomish CountyMultifamily - Highly ImpactedPool HeatExisting | Snohomish County | Multifamily - Highly Impacted | Pool Heat | Existing | bar: 2023 to 2050
Snohomish CountySingle Family | Snohomish CountySingle FamilyPool Heat | Snohomish CountySingle FamilyPool HeatExisting | Snohomish County | Single Family | Pool Heat | Existing | 1.433% | 1.433% | 1.433% | 1.433% | 1.433% | 1.433% | 1.433% | 1.433% | 1.433% | 1.433% | 1.433% | 1.433% | 1.433% | 1.433% | 1.433% | 1.433% | 1.433% | 1.433% | 1.433% | 1.433% | 1.433% | 1.433% | 1.433% | 1.433% | 1.433% | 1.433% | 1.433% | 1.433%
Snohomish CountySingle Family - Highly Impacted | Snohomish CountySingle Family - Highly ImpactedPool Heat | Snohomish CountySingle Family - Highly ImpactedPool HeatExisting | Snohomish County | Single Family - Highly Impacted | Pool Heat | Existing | 1.875% | 1.875% | 1.875% | 1.875% | 1.875% | 1.875% | 1.875% | 1.875% | 1.875% | 1.875% | 1.875% | 1.875% | 1.875% | 1.875% | 1.875% | 1.875% | 1.875% | 1.875% | 1.875% | 1.875% | 1.875% | 1.875% | 1.875% | 1.875% | 1.875% | 1.875% | 1.875% | 1.875%
Snohomish CountyManufactured | Snohomish CountyManufacturedWater Heat GT 55 Gal | Snohomish CountyManufacturedWater Heat GT 55 GalExisting | Snohomish County | Manufactured | Water Heat GT 55 Gal | Existing | 19.58% | 19.58% | 19.58% | 19.58% | 19.58% | 19.58% | 19.58% | 19.58% | 19.58% | 19.58% | 19.58% | 19.58% | 19.58% | 19.58% | 19.58% | 19.58% | 19.58% | 19.58% | 19.58% | 19.58% | 19.58% | 19.58% | 19.58% | 19.58% | 19.58% | 19.58% | 19.58% | 19.58%
Snohomish CountyManufactured - Highly Impacted | Snohomish CountyManufactured - Highly ImpactedWater Heat GT 55 Gal | Snohomish CountyManufactured - Highly ImpactedWater Heat GT 55 GalExisting | Snohomish County | Manufactured - Highly Impacted | Water Heat GT 55 Gal | Existing | 19.58% | 19.58% | 19.58% | 19.58% | 19.58% | 19.58% | 19.58% | 19.58% | 19.58% | 19.58% | 19.58% | 19.58% | 19.58% | 19.58% | 19.58% | 19.58% | 19.58% | 19.58% | 19.58% | 19.58% | 19.58% | 19.58% | 19.58% | 19.58% | 19.58% | 19.58% | 19.58% | 19.58%
Snohomish CountyMultifamily | Snohomish CountyMultifamilyWater Heat GT 55 Gal | Snohomish CountyMultifamilyWater Heat GT 55 GalExisting | Snohomish County | Multifamily | Water Heat GT 55 Gal | Existing | 3.846% | 3.846% | 3.846% | 3.846% | 3.846% | 3.846% | 3.846% | 3.846% | 3.846% | 3.846% | 3.846% | 3.846% | 3.846% | 3.846% | 3.846% | 3.846% | 3.846% | 3.846% | 3.846% | 3.846% | 3.846% | 3.846% | 3.846% | 3.846% | 3.846% | 3.846% | 3.846% | 3.846%
Snohomish CountyMultifamily - Highly Impacted | Snohomish CountyMultifamily - Highly ImpactedWater Heat GT 55 Gal | Snohomish CountyMultifamily - Highly ImpactedWater Heat GT 55 GalExisting | Snohomish County | Multifamily - Highly Impacted | Water Heat GT 55 Gal | Existing | 3.846% | 3.846% | 3.846% | 3.846% | 3.846% | 3.846% | 3.846% | 3.846% | 3.846% | 3.846% | 3.846% | 3.846% | 3.846% | 3.846% | 3.846% | 3.846% | 3.846% | 3.846% | 3.846% | 3.846% | 3.846% | 3.846% | 3.846% | 3.846% | 3.846% | 3.846% | 3.846% | 3.846%
Snohomish CountySingle Family | Snohomish CountySingle FamilyWater Heat GT 55 Gal | Snohomish CountySingle FamilyWater Heat GT 55 GalExisting | Snohomish County | Single Family | Water Heat GT 55 Gal | Existing | 19.58% | 19.58% | 19.58% | 19.58% | 19.58% | 19.58% | 19.58% | 19.58% | 19.58% | 19.58% | 19.58% | 19.58% | 19.58% | 19.58% | 19.58% | 19.58% | 19.58% | 19.58% | 19.58% | 19.58% | 19.58% | 19.58% | 19.58% | 19.58% | 19.58% | 19.58% | 19.58% | 19.58%
Snohomish CountySingle Family - Highly Impacted | Snohomish CountySingle Family - Highly ImpactedWater Heat GT 55 Gal | Snohomish CountySingle Family - Highly ImpactedWater Heat GT 55 GalExisting | Snohomish County | Single Family - Highly Impacted | Water Heat GT 55 Gal | Existing | 19.58% | 19.58% | 19.58% | 19.58% | 19.58% | 19.58% | 19.58% | 19.58% | 19.58% | 19.58% | 19.58% | 19.58% | 19.58% | 19.58% | 19.58% | 19.58% | 19.58% | 19.58% | 19.58% | 19.58% | 19.58% | 19.58% | 19.58% | 19.58% | 19.58% | 19.58% | 19.58% | 19.58%
Snohomish CountyManufactured | Snohomish CountyManufacturedWater Heat LE 55 Gal | Snohomish CountyManufacturedWater Heat LE 55 GalExisting | Snohomish County | Manufactured | Water Heat LE 55 Gal | Existing | 79.04% | 79.04% | 79.04% | 79.04% | 79.04% | 79.04% | 79.04% | 79.04% | 79.04% | 79.04% | 79.04% | 79.04% | 79.04% | 79.04% | 79.04% | 79.04% | 79.04% | 79.04% | 79.04% | 79.04% | 79.04% | 79.04% | 79.04% | 79.04% | 79.04% | 79.04% | 79.04% | 79.04%
Snohomish CountyManufactured - Highly Impacted | Snohomish CountyManufactured - Highly ImpactedWater Heat LE 55 Gal | Snohomish CountyManufactured - Highly ImpactedWater Heat LE 55 GalExisting | Snohomish County | Manufactured - Highly Impacted | Water Heat LE 55 Gal | Existing | 79.04% | 79.04% | 79.04% | 79.04% | 79.04% | 79.04% | 79.04% | 79.04% | 79.04% | 79.04% | 79.04% | 79.04% | 79.04% | 79.04% | 79.04% | 79.04% | 79.04% | 79.04% | 79.04% | 79.04% | 79.04% | 79.04% | 79.04% | 79.04% | 79.04% | 79.04% | 79.04% | 79.04%
Snohomish CountyMultifamily | Snohomish CountyMultifamilyWater Heat LE 55 Gal | Snohomish CountyMultifamilyWater Heat LE 55 GalExisting | Snohomish County | Multifamily | Water Heat LE 55 Gal | Existing | 26.92% | 26.92% | 26.92% | 26.92% | 26.92% | 26.92% | 26.92% | 26.92% | 26.92% | 26.92% | 26.92% | 26.92% | 26.92% | 26.92% | 26.92% | 26.92% | 26.92% | 26.92% | 26.92% | 26.92% | 26.92% | 26.92% | 26.92% | 26.92% | 26.92% | 26.92% | 26.92% | 26.92%
Snohomish CountyMultifamily - Highly Impacted | Snohomish CountyMultifamily - Highly ImpactedWater Heat LE 55 Gal | Snohomish CountyMultifamily - Highly ImpactedWater Heat LE 55 GalExisting | Snohomish County | Multifamily - Highly Impacted | Water Heat LE 55 Gal | Existing | 26.92% | 26.92% | 26.92% | 26.92% | 26.92% | 26.92% | 26.92% | 26.92% | 26.92% | 26.92% | 26.92% | 26.92% | 26.92% | 26.92% | 26.92% | 26.92% | 26.92% | 26.92% | 26.92% | 26.92% | 26.92% | 26.92% | 26.92% | 26.92% | 26.92% | 26.92% | 26.92% | 26.92%
Snohomish CountySingle Family | Snohomish CountySingle FamilyWater Heat LE 55 Gal | Snohomish CountySingle FamilyWater Heat LE 55 GalExisting | Snohomish County | Single Family | Water Heat LE 55 Gal | Existing | 79.04% | 79.04% | 79.04% | 79.04% | 79.04% | 79.04% | 79.04% | 79.04% | 79.04% | 79.04% | 79.04% | 79.04% | 79.04% | 79.04% | 79.04% | 79.04% | 79.04% | 79.04% | 79.04% | 79.04% | 79.04% | 79.04% | 79.04% | 79.04% | 79.04% | 79.04% | 79.04% | 79.04%
Snohomish CountySingle Family - Highly Impacted | Snohomish CountySingle Family - Highly ImpactedWater Heat LE 55 Gal | Snohomish CountySingle Family - Highly ImpactedWater Heat LE 55 GalExisting | Snohomish County | Single Family - Highly Impacted | Water Heat LE 55 Gal | Existing | 79.04% | 79.04% | 79.04% | 79.04% | 79.04% | 79.04% | 79.04% | 79.04% | 79.04% | 79.04% | 79.04% | 79.04% | 79.04% | 79.04% | 79.04% | 79.04% | 79.04% | 79.04% | 79.04% | 79.04% | 79.04% | 79.04% | 79.04% | 79.04% | 79.04% | 79.04% | 79.04% | 79.04%
Thurston CountyManufactured | Thurston CountyManufacturedCooking Oven | Thurston CountyManufacturedCooking OvenExisting | Thurston County | Manufactured | Cooking Oven | Existing | 100% | 100% | 100% | 100% | 100% | 100% | 100% | 100% | 100% | 100% | 100% | 100% | 100% | 100% | 100% | 100% | 100% | 100% | 100% | 100% | 100% | 100% | 100% | 100% | 100% | 100% | 100% | 100%
Thurston CountyManufactured - Highly Impacted | Thurston CountyManufactured - Highly ImpactedCooking Oven | Thurston CountyManufactured - Highly ImpactedCooking OvenExisting | Thurston County | Manufactured - Highly Impacted | Cooking Oven | Existing | 100% | 100% | 100% | 100% | 100% | 100% | 100% | 100% | 100% | 100% | 100% | 100% | 100% | 100% | 100% | 100% | 100% | 100% | 100% | 100% | 100% | 100% | 100% | 100% | 100% | 100% | 100% | 100%
Thurston CountyMultifamily | Thurston CountyMultifamilyCooking Oven | Thurston CountyMultifamilyCooking OvenExisting | Thurston County | Multifamily | Cooking Oven | Existing | 100% | 100% | 100% | 100% | 100% | 100% | 100% | 100% | 100% | 100% | 100% | 100% | 100% | 100% | 100% | 100% | 100% | 100% | 100% | 100% | 100% | 100% | 100% | 100% | 100% | 100% | 100% | 100%
Thurston CountyMultifamily - Highly Impacted | Thurston CountyMultifamily - Highly ImpactedCooking Oven | Thurston CountyMultifamily - Highly ImpactedCooking OvenExisting | Thurston County | Multifamily - Highly Impacted | Cooking Oven | Existing | 100% | 100% | 100% | 100% | 100% | 100% | 100% | 100% | 100% | 100% | 100% | 100% | 100% | 100% | 100% | 100% | 100% | 100% | 100% | 100% | 100% | 100% | 100% | 100% | 100% | 100% | 100% | 100%
Thurston CountySingle Family | Thurston CountySingle FamilyCooking Oven | Thurston CountySingle FamilyCooking OvenExisting | Thurston County | Single Family | Cooking Oven | Existing | 100% | 100% | 100% | 100% | 100% | 100% | 100% | 100% | 100% | 100% | 100% | 100% | 100% | 100% | 100% | 100% | 100% | 100% | 100% | 100% | 100% | 100% | 100% | 100% | 100% | 100% | 100% | 100%
Thurston CountySingle Family - Highly Impacted | Thurston CountySingle Family - Highly ImpactedCooking Oven | Thurston CountySingle Family - Highly ImpactedCooking OvenExisting | Thurston County | Single Family - Highly Impacted | Cooking Oven | Existing | 100% | 100% | 100% | 100% | 100% | 100% | 100% | 100% | 100% | 100% | 100% | 100% | 100% | 100% | 100% | 100% | 100% | 100% | 100% | 100% | 100% | 100% | 100% | 100% | 100% | 100% | 100% | 100%
Thurston CountyManufactured | Thurston CountyManufacturedCooking Range | Thurston CountyManufacturedCooking RangeExisting | Thurston County | Manufactured | Cooking Range | Existing | 100% | 100% | 100% | 100% | 100% | 100% | 100% | 100% | 100% | 100% | 100% | 100% | 100% | 100% | 100% | 100% | 100% | 100% | 100% | 100% | 100% | 100% | 100% | 100% | 100% | 100% | 100% | 100%
Thurston CountyManufactured - Highly Impacted | Thurston CountyManufactured - Highly ImpactedCooking Range | Thurston CountyManufactured - Highly ImpactedCooking RangeExisting | Thurston County | Manufactured - Highly Impacted | Cooking Range | Existing | 96.87% | 96.87% | 96.87% | 96.87% | 96.87% | 96.87% | 96.87% | 96.87% | 96.87% | 96.87% | 96.87% | 96.87% | 96.87% | 96.87% | 96.87% | 96.87% | 96.87% | 96.87% | 96.87% | 96.87% | 96.87% | 96.87% | 96.87% | 96.87% | 96.87% | 96.87% | 96.87% | 96.87%
Thurston CountyMultifamily | Thurston CountyMultifamilyCooking Range | Thurston CountyMultifamilyCooking RangeExisting | Thurston County | Multifamily | Cooking Range | Existing | 98.49% | 98.49% | 98.49% | 98.49% | 98.49% | 98.49% | 98.49% | 98.49% | 98.49% | 98.49% | 98.49% | 98.49% | 98.49% | 98.49% | 98.49% | 98.49% | 98.49% | 98.49% | 98.49% | 98.49% | 98.49% | 98.49% | 98.49% | 98.49% | 98.49% | 98.49% | 98.49% | 98.49%
Thurston CountyMultifamily - Highly Impacted | Thurston CountyMultifamily - Highly ImpactedCooking Range | Thurston CountyMultifamily - Highly ImpactedCooking RangeExisting | Thurston County | Multifamily - Highly Impacted | Cooking Range | Existing | 97.24% | 97.24% | 97.24% | 97.24% | 97.24% | 97.24% | 97.24% | 97.24% | 97.24% | 97.24% | 97.24% | 97.24% | 97.24% | 97.24% | 97.24% | 97.24% | 97.24% | 97.24% | 97.24% | 97.24% | 97.24% | 97.24% | 97.24% | 97.24% | 97.24% | 97.24% | 97.24% | 97.24%
Thurston CountySingle Family | Thurston CountySingle FamilyCooking Range | Thurston CountySingle FamilyCooking RangeExisting | Thurston County | Single Family | Cooking Range | Existing | 100% | 100% | 100% | 100% | 100% | 100% | 100% | 100% | 100% | 100% | 100% | 100% | 100% | 100% | 100% | 100% | 100% | 100% | 100% | 100% | 100% | 100% | 100% | 100% | 100% | 100% | 100% | 100%
Thurston CountySingle Family - Highly Impacted | Thurston CountySingle Family - Highly ImpactedCooking Range | Thurston CountySingle Family - Highly ImpactedCooking RangeExisting | Thurston County | Single Family - Highly Impacted | Cooking Range | Existing | 100% | 100% | 100% | 100% | 100% | 100% | 100% | 100% | 100% | 100% | 100% | 100% | 100% | 100% | 100% | 100% | 100% | 100% | 100% | 100% | 100% | 100% | 100% | 100% | 100% | 100% | 100% | 100%
Thurston CountyManufactured | Thurston CountyManufacturedDryer | Thurston CountyManufacturedDryerExisting | Thurston County | Manufactured | Dryer | Existing | 98.39% | 98.39% | 98.39% | 98.39% | 98.39% | 98.39% | 98.39% | 98.39% | 98.39% | 98.39% | 98.39% | 98.39% | 98.39% | 98.39% | 98.39% | 98.39% | 98.39% | 98.39% | 98.39% | 98.39% | 98.39% | 98.39% | 98.39% | 98.39% | 98.39% | 98.39% | 98.39% | 98.39%
Thurston CountyManufactured - Highly Impacted | Thurston CountyManufactured - Highly ImpactedDryer | Thurston CountyManufactured - Highly ImpactedDryerExisting | Thurston County | Manufactured - Highly Impacted | Dryer | Existing | 95.98% | 95.98% | 95.98% | 95.98% | 95.98% | 95.98% | 95.98% | 95.98% | 95.98% | 95.98% | 95.98% | 95.98% | 95.98% | 95.98% | 95.98% | 95.98% | 95.98% | 95.98% | 95.98% | 95.98% | 95.98% | 95.98% | 95.98% | 95.98% | 95.98% | 95.98% | 95.98% | 95.98%
Thurston CountyMultifamily | Thurston CountyMultifamilyDryer | Thurston CountyMultifamilyDryerExisting | Thurston County | Multifamily | Dryer | Existing | 87.61% | 87.61% | 87.61% | 87.61% | 87.61% | 87.61% | 87.61% | 87.61% | 87.61% | 87.61% | 87.61% | 87.61% | 87.61% | 87.61% | 87.61% | 87.61% | 87.61% | 87.61% | 87.61% | 87.61% | 87.61% | 87.61% | 87.61% | 87.61% | 87.61% | 87.61% | 87.61% | 87.61%
Thurston CountyMultifamily - Highly Impacted | Thurston CountyMultifamily - Highly ImpactedDryer | Thurston CountyMultifamily - Highly ImpactedDryerExisting | Thurston County | Multifamily - Highly Impacted | Dryer | Existing | 70.44% | 70.44% | 70.44% | 70.44% | 70.44% | 70.44% | 70.44% | 70.44% | 70.44% | 70.44% | 70.44% | 70.44% | 70.44% | 70.44% | 70.44% | 70.44% | 70.44% | 70.44% | 70.44% | 70.44% | 70.44% | 70.44% | 70.44% | 70.44% | 70.44% | 70.44% | 70.44% | 70.44%
Thurston CountySingle Family | Thurston CountySingle FamilyDryer | Thurston CountySingle FamilyDryerExisting | Thurston County | Single Family | Dryer | Existing | 99.08% | 99.08% | 99.08% | 99.08% | 99.08% | 99.08% | 99.08% | 99.08% | 99.08% | 99.08% | 99.08% | 99.08% | 99.08% | 99.08% | 99.08% | 99.08% | 99.08% | 99.08% | 99.08% | 99.08% | 99.08% | 99.08% | 99.08% | 99.08% | 99.08% | 99.08% | 99.08% | 99.08%
Thurston CountySingle Family - Highly Impacted | Thurston CountySingle Family - Highly ImpactedDryer | Thurston CountySingle Family - Highly ImpactedDryerExisting | Thurston County | Single Family - Highly Impacted | Dryer | Existing | 97.85% | 97.85% | 97.85% | 97.85% | 97.85% | 97.85% | 97.85% | 97.85% | 97.85% | 97.85% | 97.85% | 97.85% | 97.85% | 97.85% | 97.85% | 97.85% | 97.85% | 97.85% | 97.85% | 97.85% | 97.85% | 97.85% | 97.85% | 97.85% | 97.85% | 97.85% | 97.85% | 97.85%
Thurston CountyManufactured | Thurston CountyManufacturedHeat Central Gas Boiler | Thurston CountyManufacturedHeat Central Gas BoilerExisting | Thurston County | Manufactured | Heat Central Gas Boiler | Existing | bar: 2023 to 2050
Thurston CountyManufactured - Highly Impacted | Thurston CountyManufactured - Highly ImpactedHeat Central Gas Boiler | Thurston CountyManufactured - Highly ImpactedHeat Central Gas BoilerExisting | Thurston County | Manufactured - Highly Impacted | Heat Central Gas Boiler | Existing | bar: 2023 to 2050
Thurston CountyMultifamily | Thurston CountyMultifamilyHeat Central Gas Boiler | Thurston CountyMultifamilyHeat Central Gas BoilerExisting | Thurston County | Multifamily | Heat Central Gas Boiler | Existing | 1.738% | 1.738% | 1.738% | 1.738% | 1.738% | 1.738% | 1.738% | 1.738% | 1.738% | 1.738% | 1.738% | 1.738% | 1.738% | 1.738% | 1.738% | 1.738% | 1.738% | 1.738% | 1.738% | 1.738% | 1.738% | 1.738% | 1.738% | 1.738% | 1.738% | 1.738% | 1.738% | 1.738%
Thurston CountyMultifamily - Highly Impacted | Thurston CountyMultifamily - Highly ImpactedHeat Central Gas Boiler | Thurston CountyMultifamily - Highly ImpactedHeat Central Gas BoilerExisting | Thurston County | Multifamily - Highly Impacted | Heat Central Gas Boiler | Existing | 12.5% | 12.5% | 12.5% | 12.5% | 12.5% | 12.5% | 12.5% | 12.5% | 12.5% | 12.5% | 12.5% | 12.5% | 12.5% | 12.5% | 12.5% | 12.5% | 12.5% | 12.5% | 12.5% | 12.5% | 12.5% | 12.5% | 12.5% | 12.5% | 12.5% | 12.5% | 12.5% | 12.5%
Thurston CountySingle Family | Thurston CountySingle FamilyHeat Central Gas Boiler | Thurston CountySingle FamilyHeat Central Gas BoilerExisting | Thurston County | Single Family | Heat Central Gas Boiler | Existing | 0.9488% | 0.9488% | 0.9488% | 0.9488% | 0.9488% | 0.9488% | 0.9488% | 0.9488% | 0.9488% | 0.9488% | 0.9488% | 0.9488% | 0.9488% | 0.9488% | 0.9488% | 0.9488% | 0.9488% | 0.9488% | 0.9488% | 0.9488% | 0.9488% | 0.9488% | 0.9488% | 0.9488% | 0.9488% | 0.9488% | 0.9488% | 0.9488%
Thurston CountySingle Family - Highly Impacted | Thurston CountySingle Family - Highly ImpactedHeat Central Gas Boiler | Thurston CountySingle Family - Highly ImpactedHeat Central Gas BoilerExisting | Thurston County | Single Family - Highly Impacted | Heat Central Gas Boiler | Existing | 1.325% | 1.325% | 1.325% | 1.325% | 1.325% | 1.325% | 1.325% | 1.325% | 1.325% | 1.325% | 1.325% | 1.325% | 1.325% | 1.325% | 1.325% | 1.325% | 1.325% | 1.325% | 1.325% | 1.325% | 1.325% | 1.325% | 1.325% | 1.325% | 1.325% | 1.325% | 1.325% | 1.325%
Thurston CountyManufactured | Thurston CountyManufacturedHeat Central Gas Furnace | Thurston CountyManufacturedHeat Central Gas FurnaceExisting | Thurston County | Manufactured | Heat Central Gas Furnace | Existing | 10.69% | 10.69% | 10.69% | 10.69% | 10.69% | 10.69% | 10.69% | 10.69% | 10.69% | 10.69% | 10.69% | 10.69% | 10.69% | 10.69% | 10.69% | 10.69% | 10.69% | 10.69% | 10.69% | 10.69% | 10.69% | 10.69% | 10.69% | 10.69% | 10.69% | 10.69% | 10.69% | 10.69%
Thurston CountyManufactured - Highly Impacted | Thurston CountyManufactured - Highly ImpactedHeat Central Gas Furnace | Thurston CountyManufactured - Highly ImpactedHeat Central Gas FurnaceExisting | Thurston County | Manufactured - Highly Impacted | Heat Central Gas Furnace | Existing | 9.719% | 9.719% | 9.719% | 9.719% | 9.719% | 9.719% | 9.719% | 9.719% | 9.719% | 9.719% | 9.719% | 9.719% | 9.719% | 9.719% | 9.719% | 9.719% | 9.719% | 9.719% | 9.719% | 9.719% | 9.719% | 9.719% | 9.719% | 9.719% | 9.719% | 9.719% | 9.719% | 9.719%
Thurston CountyMultifamily | Thurston CountyMultifamilyHeat Central Gas Furnace | Thurston CountyMultifamilyHeat Central Gas FurnaceExisting | Thurston County | Multifamily | Heat Central Gas Furnace | Existing | 5.365% | 5.365% | 5.365% | 5.365% | 5.365% | 5.365% | 5.365% | 5.365% | 5.365% | 5.365% | 5.365% | 5.365% | 5.365% | 5.365% | 5.365% | 5.365% | 5.365% | 5.365% | 5.365% | 5.365% | 5.365% | 5.365% | 5.365% | 5.365% | 5.365% | 5.365% | 5.365% | 5.365%
Thurston CountyMultifamily - Highly Impacted | Thurston CountyMultifamily - Highly ImpactedHeat Central Gas Furnace | Thurston CountyMultifamily - Highly ImpactedHeat Central Gas FurnaceExisting | Thurston County | Multifamily - Highly Impacted | Heat Central Gas Furnace | Existing | 5.7% | 5.7% | 5.7% | 5.7% | 5.7% | 5.7% | 5.7% | 5.7% | 5.7% | 5.7% | 5.7% | 5.7% | 5.7% | 5.7% | 5.7% | 5.7% | 5.7% | 5.7% | 5.7% | 5.7% | 5.7% | 5.7% | 5.7% | 5.7% | 5.7% | 5.7% | 5.7% | 5.7%
Thurston CountySingle Family | Thurston CountySingle FamilyHeat Central Gas Furnace | Thurston CountySingle FamilyHeat Central Gas FurnaceExisting | Thurston County | Single Family | Heat Central Gas Furnace | Existing | 66.91% | 66.91% | 66.91% | 66.91% | 66.91% | 66.91% | 66.91% | 66.91% | 66.91% | 66.91% | 66.91% | 66.91% | 66.91% | 66.91% | 66.91% | 66.91% | 66.91% | 66.91% | 66.91% | 66.91% | 66.91% | 66.91% | 66.91% | 66.91% | 66.91% | 66.91% | 66.91% | 66.91%
Thurston CountySingle Family - Highly Impacted | Thurston CountySingle Family - Highly ImpactedHeat Central Gas Furnace | Thurston CountySingle Family - Highly ImpactedHeat Central Gas FurnaceExisting | Thurston County | Single Family - Highly Impacted | Heat Central Gas Furnace | Existing | 73.24% | 73.24% | 73.24% | 73.24% | 73.24% | 73.24% | 73.24% | 73.24% | 73.24% | 73.24% | 73.24% | 73.24% | 73.24% | 73.24% | 73.24% | 73.24% | 73.24% | 73.24% | 73.24% | 73.24% | 73.24% | 73.24% | 73.24% | 73.24% | 73.24% | 73.24% | 73.24% | 73.24%
Thurston CountyManufactured | Thurston CountyManufacturedHeat Room Gas | Thurston CountyManufacturedHeat Room GasExisting | Thurston County | Manufactured | Heat Room Gas | Existing | 1.821% | 1.821% | 1.821% | 1.821% | 1.821% | 1.821% | 1.821% | 1.821% | 1.821% | 1.821% | 1.821% | 1.821% | 1.821% | 1.821% | 1.821% | 1.821% | 1.821% | 1.821% | 1.821% | 1.821% | 1.821% | 1.821% | 1.821% | 1.821% | 1.821% | 1.821% | 1.821% | 1.821%
Thurston CountyManufactured - Highly Impacted | Thurston CountyManufactured - Highly ImpactedHeat Room Gas | Thurston CountyManufactured - Highly ImpactedHeat Room GasExisting | Thurston County | Manufactured - Highly Impacted | Heat Room Gas | Existing | bar: 2023 to 2050
Thurston CountyMultifamily | Thurston CountyMultifamilyHeat Room Gas | Thurston CountyMultifamilyHeat Room GasExisting | Thurston County | Multifamily | Heat Room Gas | Existing | 4.171% | 4.171% | 4.171% | 4.171% | 4.171% | 4.171% | 4.171% | 4.171% | 4.171% | 4.171% | 4.171% | 4.171% | 4.171% | 4.171% | 4.171% | 4.171% | 4.171% | 4.171% | 4.171% | 4.171% | 4.171% | 4.171% | 4.171% | 4.171% | 4.171% | 4.171% | 4.171% | 4.171%
Thurston CountyMultifamily - Highly Impacted | Thurston CountyMultifamily - Highly ImpactedHeat Room Gas | Thurston CountyMultifamily - Highly ImpactedHeat Room GasExisting | Thurston County | Multifamily - Highly Impacted | Heat Room Gas | Existing | 3.206% | 3.206% | 3.206% | 3.206% | 3.206% | 3.206% | 3.206% | 3.206% | 3.206% | 3.206% | 3.206% | 3.206% | 3.206% | 3.206% | 3.206% | 3.206% | 3.206% | 3.206% | 3.206% | 3.206% | 3.206% | 3.206% | 3.206% | 3.206% | 3.206% | 3.206% | 3.206% | 3.206%
Thurston CountySingle Family | Thurston CountySingle FamilyHeat Room Gas | Thurston CountySingle FamilyHeat Room GasExisting | Thurston County | Single Family | Heat Room Gas | Existing | 2.265% | 2.265% | 2.265% | 2.265% | 2.265% | 2.265% | 2.265% | 2.265% | 2.265% | 2.265% | 2.265% | 2.265% | 2.265% | 2.265% | 2.265% | 2.265% | 2.265% | 2.265% | 2.265% | 2.265% | 2.265% | 2.265% | 2.265% | 2.265% | 2.265% | 2.265% | 2.265% | 2.265%
Thurston CountySingle Family - Highly Impacted | Thurston CountySingle Family - Highly ImpactedHeat Room Gas | Thurston CountySingle Family - Highly ImpactedHeat Room GasExisting | Thurston County | Single Family - Highly Impacted | Heat Room Gas | Existing | 6.66% | 6.66% | 6.66% | 6.66% | 6.66% | 6.66% | 6.66% | 6.66% | 6.66% | 6.66% | 6.66% | 6.66% | 6.66% | 6.66% | 6.66% | 6.66% | 6.66% | 6.66% | 6.66% | 6.66% | 6.66% | 6.66% | 6.66% | 6.66% | 6.66% | 6.66% | 6.66% | 6.66%
Thurston CountyManufactured | Thurston CountyManufacturedOther | Thurston CountyManufacturedOtherExisting | Thurston County | Manufactured | Other | Existing | 100% | 100% | 100% | 100% | 100% | 100% | 100% | 100% | 100% | 100% | 100% | 100% | 100% | 100% | 100% | 100% | 100% | 100% | 100% | 100% | 100% | 100% | 100% | 100% | 100% | 100% | 100% | 100%
Thurston CountyManufactured - Highly Impacted | Thurston CountyManufactured - Highly ImpactedOther | Thurston CountyManufactured - Highly ImpactedOtherExisting | Thurston County | Manufactured - Highly Impacted | Other | Existing | 100% | 100% | 100% | 100% | 100% | 100% | 100% | 100% | 100% | 100% | 100% | 100% | 100% | 100% | 100% | 100% | 100% | 100% | 100% | 100% | 100% | 100% | 100% | 100% | 100% | 100% | 100% | 100%
Thurston CountyMultifamily | Thurston CountyMultifamilyOther | Thurston CountyMultifamilyOtherExisting | Thurston County | Multifamily | Other | Existing | 100% | 100% | 100% | 100% | 100% | 100% | 100% | 100% | 100% | 100% | 100% | 100% | 100% | 100% | 100% | 100% | 100% | 100% | 100% | 100% | 100% | 100% | 100% | 100% | 100% | 100% | 100% | 100%
Thurston CountyMultifamily - Highly Impacted | Thurston CountyMultifamily - Highly ImpactedOther | Thurston CountyMultifamily - Highly ImpactedOtherExisting | Thurston County | Multifamily - Highly Impacted | Other | Existing | 100% | 100% | 100% | 100% | 100% | 100% | 100% | 100% | 100% | 100% | 100% | 100% | 100% | 100% | 100% | 100% | 100% | 100% | 100% | 100% | 100% | 100% | 100% | 100% | 100% | 100% | 100% | 100%
Thurston CountySingle Family | Thurston CountySingle FamilyOther | Thurston CountySingle FamilyOtherExisting | Thurston County | Single Family | Other | Existing | 100% | 100% | 100% | 100% | 100% | 100% | 100% | 100% | 100% | 100% | 100% | 100% | 100% | 100% | 100% | 100% | 100% | 100% | 100% | 100% | 100% | 100% | 100% | 100% | 100% | 100% | 100% | 100%
Thurston CountySingle Family - Highly Impacted | Thurston CountySingle Family - Highly ImpactedOther | Thurston CountySingle Family - Highly ImpactedOtherExisting | Thurston County | Single Family - Highly Impacted | Other | Existing | 100% | 100% | 100% | 100% | 100% | 100% | 100% | 100% | 100% | 100% | 100% | 100% | 100% | 100% | 100% | 100% | 100% | 100% | 100% | 100% | 100% | 100% | 100% | 100% | 100% | 100% | 100% | 100%
Thurston CountyManufactured | Thurston CountyManufacturedPool Heat | Thurston CountyManufacturedPool HeatExisting | Thurston County | Manufactured | Pool Heat | Existing | 1.85% | 1.85% | 1.85% | 1.85% | 1.85% | 1.85% | 1.85% | 1.85% | 1.85% | 1.85% | 1.85% | 1.85% | 1.85% | 1.85% | 1.85% | 1.85% | 1.85% | 1.85% | 1.85% | 1.85% | 1.85% | 1.85% | 1.85% | 1.85% | 1.85% | 1.85% | 1.85% | 1.85%
Thurston CountyManufactured - Highly Impacted | Thurston CountyManufactured - Highly ImpactedPool Heat | Thurston CountyManufactured - Highly ImpactedPool HeatExisting | Thurston County | Manufactured - Highly Impacted | Pool Heat | Existing | 1.875% | 1.875% | 1.875% | 1.875% | 1.875% | 1.875% | 1.875% | 1.875% | 1.875% | 1.875% | 1.875% | 1.875% | 1.875% | 1.875% | 1.875% | 1.875% | 1.875% | 1.875% | 1.875% | 1.875% | 1.875% | 1.875% | 1.875% | 1.875% | 1.875% | 1.875% | 1.875% | 1.875%
Thurston CountyMultifamily | Thurston CountyMultifamilyPool Heat | Thurston CountyMultifamilyPool HeatExisting | Thurston County | Multifamily | Pool Heat | Existing | bar: 2023 to 2050
Thurston CountyMultifamily - Highly Impacted | Thurston CountyMultifamily - Highly ImpactedPool Heat | Thurston CountyMultifamily - Highly ImpactedPool HeatExisting | Thurston County | Multifamily - Highly Impacted | Pool Heat | Existing | bar: 2023 to 2050
Thurston CountySingle Family | Thurston CountySingle FamilyPool Heat | Thurston CountySingle FamilyPool HeatExisting | Thurston County | Single Family | Pool Heat | Existing | 2.348% | 2.348% | 2.348% | 2.348% | 2.348% | 2.348% | 2.348% | 2.348% | 2.348% | 2.348% | 2.348% | 2.348% | 2.348% | 2.348% | 2.348% | 2.348% | 2.348% | 2.348% | 2.348% | 2.348% | 2.348% | 2.348% | 2.348% | 2.348% | 2.348% | 2.348% | 2.348% | 2.348%
Thurston CountySingle Family - Highly Impacted | Thurston CountySingle Family - Highly ImpactedPool Heat | Thurston CountySingle Family - Highly ImpactedPool HeatExisting | Thurston County | Single Family - Highly Impacted | Pool Heat | Existing | 1.875% | 1.875% | 1.875% | 1.875% | 1.875% | 1.875% | 1.875% | 1.875% | 1.875% | 1.875% | 1.875% | 1.875% | 1.875% | 1.875% | 1.875% | 1.875% | 1.875% | 1.875% | 1.875% | 1.875% | 1.875% | 1.875% | 1.875% | 1.875% | 1.875% | 1.875% | 1.875% | 1.875%
Thurston CountyManufactured | Thurston CountyManufacturedWater Heat GT 55 Gal | Thurston CountyManufacturedWater Heat GT 55 GalExisting | Thurston County | Manufactured | Water Heat GT 55 Gal | Existing | 19.58% | 19.58% | 19.58% | 19.58% | 19.58% | 19.58% | 19.58% | 19.58% | 19.58% | 19.58% | 19.58% | 19.58% | 19.58% | 19.58% | 19.58% | 19.58% | 19.58% | 19.58% | 19.58% | 19.58% | 19.58% | 19.58% | 19.58% | 19.58% | 19.58% | 19.58% | 19.58% | 19.58%
Thurston CountyManufactured - Highly Impacted | Thurston CountyManufactured - Highly ImpactedWater Heat GT 55 Gal | Thurston CountyManufactured - Highly ImpactedWater Heat GT 55 GalExisting | Thurston County | Manufactured - Highly Impacted | Water Heat GT 55 Gal | Existing | 19.58% | 19.58% | 19.58% | 19.58% | 19.58% | 19.58% | 19.58% | 19.58% | 19.58% | 19.58% | 19.58% | 19.58% | 19.58% | 19.58% | 19.58% | 19.58% | 19.58% | 19.58% | 19.58% | 19.58% | 19.58% | 19.58% | 19.58% | 19.58% | 19.58% | 19.58% | 19.58% | 19.58%
Thurston CountyMultifamily | Thurston CountyMultifamilyWater Heat GT 55 Gal | Thurston CountyMultifamilyWater Heat GT 55 GalExisting | Thurston County | Multifamily | Water Heat GT 55 Gal | Existing | 3.846% | 3.846% | 3.846% | 3.846% | 3.846% | 3.846% | 3.846% | 3.846% | 3.846% | 3.846% | 3.846% | 3.846% | 3.846% | 3.846% | 3.846% | 3.846% | 3.846% | 3.846% | 3.846% | 3.846% | 3.846% | 3.846% | 3.846% | 3.846% | 3.846% | 3.846% | 3.846% | 3.846%
Thurston CountyMultifamily - Highly Impacted | Thurston CountyMultifamily - Highly ImpactedWater Heat GT 55 Gal | Thurston CountyMultifamily - Highly ImpactedWater Heat GT 55 GalExisting | Thurston County | Multifamily - Highly Impacted | Water Heat GT 55 Gal | Existing | 3.846% | 3.846% | 3.846% | 3.846% | 3.846% | 3.846% | 3.846% | 3.846% | 3.846% | 3.846% | 3.846% | 3.846% | 3.846% | 3.846% | 3.846% | 3.846% | 3.846% | 3.846% | 3.846% | 3.846% | 3.846% | 3.846% | 3.846% | 3.846% | 3.846% | 3.846% | 3.846% | 3.846%
Thurston CountySingle Family | Thurston CountySingle FamilyWater Heat GT 55 Gal | Thurston CountySingle FamilyWater Heat GT 55 GalExisting | Thurston County | Single Family | Water Heat GT 55 Gal | Existing | 19.58% | 19.58% | 19.58% | 19.58% | 19.58% | 19.58% | 19.58% | 19.58% | 19.58% | 19.58% | 19.58% | 19.58% | 19.58% | 19.58% | 19.58% | 19.58% | 19.58% | 19.58% | 19.58% | 19.58% | 19.58% | 19.58% | 19.58% | 19.58% | 19.58% | 19.58% | 19.58% | 19.58%
Thurston CountySingle Family - Highly Impacted | Thurston CountySingle Family - Highly ImpactedWater Heat GT 55 Gal | Thurston CountySingle Family - Highly ImpactedWater Heat GT 55 GalExisting | Thurston County | Single Family - Highly Impacted | Water Heat GT 55 Gal | Existing | 19.58% | 19.58% | 19.58% | 19.58% | 19.58% | 19.58% | 19.58% | 19.58% | 19.58% | 19.58% | 19.58% | 19.58% | 19.58% | 19.58% | 19.58% | 19.58% | 19.58% | 19.58% | 19.58% | 19.58% | 19.58% | 19.58% | 19.58% | 19.58% | 19.58% | 19.58% | 19.58% | 19.58%
Thurston CountyManufactured | Thurston CountyManufacturedWater Heat LE 55 Gal | Thurston CountyManufacturedWater Heat LE 55 GalExisting | Thurston County | Manufactured | Water Heat LE 55 Gal | Existing | 79.04% | 79.04% | 79.04% | 79.04% | 79.04% | 79.04% | 79.04% | 79.04% | 79.04% | 79.04% | 79.04% | 79.04% | 79.04% | 79.04% | 79.04% | 79.04% | 79.04% | 79.04% | 79.04% | 79.04% | 79.04% | 79.04% | 79.04% | 79.04% | 79.04% | 79.04% | 79.04% | 79.04%
Thurston CountyManufactured - Highly Impacted | Thurston CountyManufactured - Highly ImpactedWater Heat LE 55 Gal | Thurston CountyManufactured - Highly ImpactedWater Heat LE 55 GalExisting | Thurston County | Manufactured - Highly Impacted | Water Heat LE 55 Gal | Existing | 79.04% | 79.04% | 79.04% | 79.04% | 79.04% | 79.04% | 79.04% | 79.04% | 79.04% | 79.04% | 79.04% | 79.04% | 79.04% | 79.04% | 79.04% | 79.04% | 79.04% | 79.04% | 79.04% | 79.04% | 79.04% | 79.04% | 79.04% | 79.04% | 79.04% | 79.04% | 79.04% | 79.04%
Thurston CountyMultifamily | Thurston CountyMultifamilyWater Heat LE 55 Gal | Thurston CountyMultifamilyWater Heat LE 55 GalExisting | Thurston County | Multifamily | Water Heat LE 55 Gal | Existing | 26.92% | 26.92% | 26.92% | 26.92% | 26.92% | 26.92% | 26.92% | 26.92% | 26.92% | 26.92% | 26.92% | 26.92% | 26.92% | 26.92% | 26.92% | 26.92% | 26.92% | 26.92% | 26.92% | 26.92% | 26.92% | 26.92% | 26.92% | 26.92% | 26.92% | 26.92% | 26.92% | 26.92%
Thurston CountyMultifamily - Highly Impacted | Thurston CountyMultifamily - Highly ImpactedWater Heat LE 55 Gal | Thurston CountyMultifamily - Highly ImpactedWater Heat LE 55 GalExisting | Thurston County | Multifamily - Highly Impacted | Water Heat LE 55 Gal | Existing | 26.92% | 26.92% | 26.92% | 26.92% | 26.92% | 26.92% | 26.92% | 26.92% | 26.92% | 26.92% | 26.92% | 26.92% | 26.92% | 26.92% | 26.92% | 26.92% | 26.92% | 26.92% | 26.92% | 26.92% | 26.92% | 26.92% | 26.92% | 26.92% | 26.92% | 26.92% | 26.92% | 26.92%
Thurston CountySingle Family | Thurston CountySingle FamilyWater Heat LE 55 Gal | Thurston CountySingle FamilyWater Heat LE 55 GalExisting | Thurston County | Single Family | Water Heat LE 55 Gal | Existing | 79.04% | 79.04% | 79.04% | 79.04% | 79.04% | 79.04% | 79.04% | 79.04% | 79.04% | 79.04% | 79.04% | 79.04% | 79.04% | 79.04% | 79.04% | 79.04% | 79.04% | 79.04% | 79.04% | 79.04% | 79.04% | 79.04% | 79.04% | 79.04% | 79.04% | 79.04% | 79.04% | 79.04%
Thurston CountySingle Family - Highly Impacted | Thurston CountySingle Family - Highly ImpactedWater Heat LE 55 Gal | Thurston CountySingle Family - Highly ImpactedWater Heat LE 55 GalExisting | Thurston County | Single Family - Highly Impacted | Water Heat LE 55 Gal | Existing | 79.04% | 79.04% | 79.04% | 79.04% | 79.04% | 79.04% | 79.04% | 79.04% | 79.04% | 79.04% | 79.04% | 79.04% | 79.04% | 79.04% | 79.04% | 79.04% | 79.04% | 79.04% | 79.04% | 79.04% | 79.04% | 79.04% | 79.04% | 79.04% | 79.04% | 79.04% | 79.04% | 79.04%
King CountyManufactured | King CountyManufacturedCooking Oven | King CountyManufacturedCooking OvenNew | King County | Manufactured | Cooking Oven | New | 100% | 100% | 100% | 100% | 100% | 100% | 100% | 100% | 100% | 100% | 100% | 100% | 100% | 100% | 100% | 100% | 100% | 100% | 100% | 100% | 100% | 100% | 100% | 100% | 100% | 100% | 100% | 100%
King CountyManufactured - Highly Impacted | King CountyManufactured - Highly ImpactedCooking Oven | King CountyManufactured - Highly ImpactedCooking OvenNew | King County | Manufactured - Highly Impacted | Cooking Oven | New | 100% | 100% | 100% | 100% | 100% | 100% | 100% | 100% | 100% | 100% | 100% | 100% | 100% | 100% | 100% | 100% | 100% | 100% | 100% | 100% | 100% | 100% | 100% | 100% | 100% | 100% | 100% | 100%
King CountyMultifamily | King CountyMultifamilyCooking Oven | King CountyMultifamilyCooking OvenNew | King County | Multifamily | Cooking Oven | New | 100% | 100% | 100% | 100% | 100% | 100% | 100% | 100% | 100% | 100% | 100% | 100% | 100% | 100% | 100% | 100% | 100% | 100% | 100% | 100% | 100% | 100% | 100% | 100% | 100% | 100% | 100% | 100%
King CountyMultifamily - Highly Impacted | King CountyMultifamily - Highly ImpactedCooking Oven | King CountyMultifamily - Highly ImpactedCooking OvenNew | King County | Multifamily - Highly Impacted | Cooking Oven | New | 100% | 100% | 100% | 100% | 100% | 100% | 100% | 100% | 100% | 100% | 100% | 100% | 100% | 100% | 100% | 100% | 100% | 100% | 100% | 100% | 100% | 100% | 100% | 100% | 100% | 100% | 100% | 100%
King CountySingle Family | King CountySingle FamilyCooking Oven | King CountySingle FamilyCooking OvenNew | King County | Single Family | Cooking Oven | New | 100% | 100% | 100% | 100% | 100% | 100% | 100% | 100% | 100% | 100% | 100% | 100% | 100% | 100% | 100% | 100% | 100% | 100% | 100% | 100% | 100% | 100% | 100% | 100% | 100% | 100% | 100% | 100%
King CountySingle Family - Highly Impacted | King CountySingle Family - Highly ImpactedCooking Oven | King CountySingle Family - Highly ImpactedCooking OvenNew | King County | Single Family - Highly Impacted | Cooking Oven | New | 100% | 100% | 100% | 100% | 100% | 100% | 100% | 100% | 100% | 100% | 100% | 100% | 100% | 100% | 100% | 100% | 100% | 100% | 100% | 100% | 100% | 100% | 100% | 100% | 100% | 100% | 100% | 100%
King CountyManufactured | King CountyManufacturedCooking Range | King CountyManufacturedCooking RangeNew | King County | Manufactured | Cooking Range | New | 100% | 100% | 100% | 100% | 100% | 100% | 100% | 100% | 100% | 100% | 100% | 100% | 100% | 100% | 100% | 100% | 100% | 100% | 100% | 100% | 100% | 100% | 100% | 100% | 100% | 100% | 100% | 100%
King CountyManufactured - Highly Impacted | King CountyManufactured - Highly ImpactedCooking Range | King CountyManufactured - Highly ImpactedCooking RangeNew | King County | Manufactured - Highly Impacted | Cooking Range | New | 96.87% | 96.87% | 96.87% | 96.87% | 96.87% | 96.87% | 96.87% | 96.87% | 96.87% | 96.87% | 96.87% | 96.87% | 96.87% | 96.87% | 96.87% | 96.87% | 96.87% | 96.87% | 96.87% | 96.87% | 96.87% | 96.87% | 96.87% | 96.87% | 96.87% | 96.87% | 96.87% | 96.87%
King CountyMultifamily | King CountyMultifamilyCooking Range | King CountyMultifamilyCooking RangeNew | King County | Multifamily | Cooking Range | New | 98.49% | 98.49% | 98.49% | 98.49% | 98.49% | 98.49% | 98.49% | 98.49% | 98.49% | 98.49% | 98.49% | 98.49% | 98.49% | 98.49% | 98.49% | 98.49% | 98.49% | 98.49% | 98.49% | 98.49% | 98.49% | 98.49% | 98.49% | 98.49% | 98.49% | 98.49% | 98.49% | 98.49%
King CountyMultifamily - Highly Impacted | King CountyMultifamily - Highly ImpactedCooking Range | King CountyMultifamily - Highly ImpactedCooking RangeNew | King County | Multifamily - Highly Impacted | Cooking Range | New | 97.24% | 97.24% | 97.24% | 97.24% | 97.24% | 97.24% | 97.24% | 97.24% | 97.24% | 97.24% | 97.24% | 97.24% | 97.24% | 97.24% | 97.24% | 97.24% | 97.24% | 97.24% | 97.24% | 97.24% | 97.24% | 97.24% | 97.24% | 97.24% | 97.24% | 97.24% | 97.24% | 97.24%
King CountySingle Family | King CountySingle FamilyCooking Range | King CountySingle FamilyCooking RangeNew | King County | Single Family | Cooking Range | New | 99.85% | 99.85% | 99.85% | 99.85% | 99.85% | 99.85% | 99.85% | 99.85% | 99.85% | 99.85% | 99.85% | 99.85% | 99.85% | 99.85% | 99.85% | 99.85% | 99.85% | 99.85% | 99.85% | 99.85% | 99.85% | 99.85% | 99.85% | 99.85% | 99.85% | 99.85% | 99.85% | 99.85%
King CountySingle Family - Highly Impacted | King CountySingle Family - Highly ImpactedCooking Range | King CountySingle Family - Highly ImpactedCooking RangeNew | King County | Single Family - Highly Impacted | Cooking Range | New | 100% | 100% | 100% | 100% | 100% | 100% | 100% | 100% | 100% | 100% | 100% | 100% | 100% | 100% | 100% | 100% | 100% | 100% | 100% | 100% | 100% | 100% | 100% | 100% | 100% | 100% | 100% | 100%
King CountyManufactured | King CountyManufacturedDryer | King CountyManufacturedDryerNew | King County | Manufactured | Dryer | New | 98.39% | 98.39% | 98.39% | 98.39% | 98.39% | 98.39% | 98.39% | 98.39% | 98.39% | 98.39% | 98.39% | 98.39% | 98.39% | 98.39% | 98.39% | 98.39% | 98.39% | 98.39% | 98.39% | 98.39% | 98.39% | 98.39% | 98.39% | 98.39% | 98.39% | 98.39% | 98.39% | 98.39%
King CountyManufactured - Highly Impacted | King CountyManufactured - Highly ImpactedDryer | King CountyManufactured - Highly ImpactedDryerNew | King County | Manufactured - Highly Impacted | Dryer | New | 95.98% | 95.98% | 95.98% | 95.98% | 95.98% | 95.98% | 95.98% | 95.98% | 95.98% | 95.98% | 95.98% | 95.98% | 95.98% | 95.98% | 95.98% | 95.98% | 95.98% | 95.98% | 95.98% | 95.98% | 95.98% | 95.98% | 95.98% | 95.98% | 95.98% | 95.98% | 95.98% | 95.98%
King CountyMultifamily | King CountyMultifamilyDryer | King CountyMultifamilyDryerNew | King County | Multifamily | Dryer | New | 87.61% | 87.61% | 87.61% | 87.61% | 87.61% | 87.61% | 87.61% | 87.61% | 87.61% | 87.61% | 87.61% | 87.61% | 87.61% | 87.61% | 87.61% | 87.61% | 87.61% | 87.61% | 87.61% | 87.61% | 87.61% | 87.61% | 87.61% | 87.61% | 87.61% | 87.61% | 87.61% | 87.61%
King CountyMultifamily - Highly Impacted | King CountyMultifamily - Highly ImpactedDryer | King CountyMultifamily - Highly ImpactedDryerNew | King County | Multifamily - Highly Impacted | Dryer | New | 70.44% | 70.44% | 70.44% | 70.44% | 70.44% | 70.44% | 70.44% | 70.44% | 70.44% | 70.44% | 70.44% | 70.44% | 70.44% | 70.44% | 70.44% | 70.44% | 70.44% | 70.44% | 70.44% | 70.44% | 70.44% | 70.44% | 70.44% | 70.44% | 70.44% | 70.44% | 70.44% | 70.44%
King CountySingle Family | King CountySingle FamilyDryer | King CountySingle FamilyDryerNew | King County | Single Family | Dryer | New | 99.4% | 99.4% | 99.4% | 99.4% | 99.4% | 99.4% | 99.4% | 99.4% | 99.4% | 99.4% | 99.4% | 99.4% | 99.4% | 99.4% | 99.4% | 99.4% | 99.4% | 99.4% | 99.4% | 99.4% | 99.4% | 99.4% | 99.4% | 99.4% | 99.4% | 99.4% | 99.4% | 99.4%
King CountySingle Family - Highly Impacted | King CountySingle Family - Highly ImpactedDryer | King CountySingle Family - Highly ImpactedDryerNew | King County | Single Family - Highly Impacted | Dryer | New | 97.85% | 97.85% | 97.85% | 97.85% | 97.85% | 97.85% | 97.85% | 97.85% | 97.85% | 97.85% | 97.85% | 97.85% | 97.85% | 97.85% | 97.85% | 97.85% | 97.85% | 97.85% | 97.85% | 97.85% | 97.85% | 97.85% | 97.85% | 97.85% | 97.85% | 97.85% | 97.85% | 97.85%
King CountyManufactured | King CountyManufacturedHeat Central Gas Boiler | King CountyManufacturedHeat Central Gas BoilerNew | King County | Manufactured | Heat Central Gas Boiler | New | bar: 2023 to 2050
King CountyManufactured - Highly Impacted | King CountyManufactured - Highly ImpactedHeat Central Gas Boiler | King CountyManufactured - Highly ImpactedHeat Central Gas BoilerNew | King County | Manufactured - Highly Impacted | Heat Central Gas Boiler | New | bar: 2023 to 2050
King CountyMultifamily | King CountyMultifamilyHeat Central Gas Boiler | King CountyMultifamilyHeat Central Gas BoilerNew | King County | Multifamily | Heat Central Gas Boiler | New | 1.738% | 1.738% | 1.738% | 1.738% | 1.738% | 1.738% | 1.738% | 1.738% | 1.738% | 1.738% | 1.738% | 1.738% | 1.738% | 1.738% | 1.738% | 1.738% | 1.738% | 1.738% | 1.738% | 1.738% | 1.738% | 1.738% | 1.738% | 1.738% | 1.738% | 1.738% | 1.738% | 1.738%
King CountyMultifamily - Highly Impacted | King CountyMultifamily - Highly ImpactedHeat Central Gas Boiler | King CountyMultifamily - Highly ImpactedHeat Central Gas BoilerNew | King County | Multifamily - Highly Impacted | Heat Central Gas Boiler | New | 12.5% | 12.5% | 12.5% | 12.5% | 12.5% | 12.5% | 12.5% | 12.5% | 12.5% | 12.5% | 12.5% | 12.5% | 12.5% | 12.5% | 12.5% | 12.5% | 12.5% | 12.5% | 12.5% | 12.5% | 12.5% | 12.5% | 12.5% | 12.5% | 12.5% | 12.5% | 12.5% | 12.5%
King CountySingle Family | King CountySingle FamilyHeat Central Gas Boiler | King CountySingle FamilyHeat Central Gas BoilerNew | King County | Single Family | Heat Central Gas Boiler | New | 3.792% | 3.792% | 3.792% | 3.792% | 3.792% | 3.792% | 3.792% | 3.792% | 3.792% | 3.792% | 3.792% | 3.792% | 3.792% | 3.792% | 3.792% | 3.792% | 3.792% | 3.792% | 3.792% | 3.792% | 3.792% | 3.792% | 3.792% | 3.792% | 3.792% | 3.792% | 3.792% | 3.792%
King CountySingle Family - Highly Impacted | King CountySingle Family - Highly ImpactedHeat Central Gas Boiler | King CountySingle Family - Highly ImpactedHeat Central Gas BoilerNew | King County | Single Family - Highly Impacted | Heat Central Gas Boiler | New | 1.325% | 1.325% | 1.325% | 1.325% | 1.325% | 1.325% | 1.325% | 1.325% | 1.325% | 1.325% | 1.325% | 1.325% | 1.325% | 1.325% | 1.325% | 1.325% | 1.325% | 1.325% | 1.325% | 1.325% | 1.325% | 1.325% | 1.325% | 1.325% | 1.325% | 1.325% | 1.325% | 1.325%
King CountyManufactured | King CountyManufacturedHeat Central Gas Furnace | King CountyManufacturedHeat Central Gas FurnaceNew | King County | Manufactured | Heat Central Gas Furnace | New | 10.69% | 10.69% | 10.69% | 10.69% | 10.69% | 10.69% | 10.69% | 10.69% | 10.69% | 10.69% | 10.69% | 10.69% | 10.69% | 10.69% | 10.69% | 10.69% | 10.69% | 10.69% | 10.69% | 10.69% | 10.69% | 10.69% | 10.69% | 10.69% | 10.69% | 10.69% | 10.69% | 10.69%
King CountyManufactured - Highly Impacted | King CountyManufactured - Highly ImpactedHeat Central Gas Furnace | King CountyManufactured - Highly ImpactedHeat Central Gas FurnaceNew | King County | Manufactured - Highly Impacted | Heat Central Gas Furnace | New | 9.719% | 9.719% | 9.719% | 9.719% | 9.719% | 9.719% | 9.719% | 9.719% | 9.719% | 9.719% | 9.719% | 9.719% | 9.719% | 9.719% | 9.719% | 9.719% | 9.719% | 9.719% | 9.719% | 9.719% | 9.719% | 9.719% | 9.719% | 9.719% | 9.719% | 9.719% | 9.719% | 9.719%
King CountyMultifamily | King CountyMultifamilyHeat Central Gas Furnace | King CountyMultifamilyHeat Central Gas FurnaceNew | King County | Multifamily | Heat Central Gas Furnace | New | 5.365% | 5.365% | 5.365% | 5.365% | 5.365% | 5.365% | 5.365% | 5.365% | 5.365% | 5.365% | 5.365% | 5.365% | 5.365% | 5.365% | 5.365% | 5.365% | 5.365% | 5.365% | 5.365% | 5.365% | 5.365% | 5.365% | 5.365% | 5.365% | 5.365% | 5.365% | 5.365% | 5.365%
King CountyMultifamily - Highly Impacted | King CountyMultifamily - Highly ImpactedHeat Central Gas Furnace | King CountyMultifamily - Highly ImpactedHeat Central Gas FurnaceNew | King County | Multifamily - Highly Impacted | Heat Central Gas Furnace | New | 5.7% | 5.7% | 5.7% | 5.7% | 5.7% | 5.7% | 5.7% | 5.7% | 5.7% | 5.7% | 5.7% | 5.7% | 5.7% | 5.7% | 5.7% | 5.7% | 5.7% | 5.7% | 5.7% | 5.7% | 5.7% | 5.7% | 5.7% | 5.7% | 5.7% | 5.7% | 5.7% | 5.7%
King CountySingle Family | King CountySingle FamilyHeat Central Gas Furnace | King CountySingle FamilyHeat Central Gas FurnaceNew | King County | Single Family | Heat Central Gas Furnace | New | 71.19% | 71.19% | 71.19% | 71.19% | 71.19% | 71.19% | 71.19% | 71.19% | 71.19% | 71.19% | 71.19% | 71.19% | 71.19% | 71.19% | 71.19% | 71.19% | 71.19% | 71.19% | 71.19% | 71.19% | 71.19% | 71.19% | 71.19% | 71.19% | 71.19% | 71.19% | 71.19% | 71.19%
King CountySingle Family - Highly Impacted | King CountySingle Family - Highly ImpactedHeat Central Gas Furnace | King CountySingle Family - Highly ImpactedHeat Central Gas FurnaceNew | King County | Single Family - Highly Impacted | Heat Central Gas Furnace | New | 73.24% | 73.24% | 73.24% | 73.24% | 73.24% | 73.24% | 73.24% | 73.24% | 73.24% | 73.24% | 73.24% | 73.24% | 73.24% | 73.24% | 73.24% | 73.24% | 73.24% | 73.24% | 73.24% | 73.24% | 73.24% | 73.24% | 73.24% | 73.24% | 73.24% | 73.24% | 73.24% | 73.24%
King CountyManufactured | King CountyManufacturedHeat Room Gas | King CountyManufacturedHeat Room GasNew | King County | Manufactured | Heat Room Gas | New | 1.821% | 1.821% | 1.821% | 1.821% | 1.821% | 1.821% | 1.821% | 1.821% | 1.821% | 1.821% | 1.821% | 1.821% | 1.821% | 1.821% | 1.821% | 1.821% | 1.821% | 1.821% | 1.821% | 1.821% | 1.821% | 1.821% | 1.821% | 1.821% | 1.821% | 1.821% | 1.821% | 1.821%
King CountyManufactured - Highly Impacted | King CountyManufactured - Highly ImpactedHeat Room Gas | King CountyManufactured - Highly ImpactedHeat Room GasNew | King County | Manufactured - Highly Impacted | Heat Room Gas | New | bar: 2023 to 2050
King CountyMultifamily | King CountyMultifamilyHeat Room Gas | King CountyMultifamilyHeat Room GasNew | King County | Multifamily | Heat Room Gas | New | 4.171% | 4.171% | 4.171% | 4.171% | 4.171% | 4.171% | 4.171% | 4.171% | 4.171% | 4.171% | 4.171% | 4.171% | 4.171% | 4.171% | 4.171% | 4.171% | 4.171% | 4.171% | 4.171% | 4.171% | 4.171% | 4.171% | 4.171% | 4.171% | 4.171% | 4.171% | 4.171% | 4.171%
King CountyMultifamily - Highly Impacted | King CountyMultifamily - Highly ImpactedHeat Room Gas | King CountyMultifamily - Highly ImpactedHeat Room GasNew | King County | Multifamily - Highly Impacted | Heat Room Gas | New | 3.206% | 3.206% | 3.206% | 3.206% | 3.206% | 3.206% | 3.206% | 3.206% | 3.206% | 3.206% | 3.206% | 3.206% | 3.206% | 3.206% | 3.206% | 3.206% | 3.206% | 3.206% | 3.206% | 3.206% | 3.206% | 3.206% | 3.206% | 3.206% | 3.206% | 3.206% | 3.206% | 3.206%
King CountySingle Family | King CountySingle FamilyHeat Room Gas | King CountySingle FamilyHeat Room GasNew | King County | Single Family | Heat Room Gas | New | 3.631% | 3.631% | 3.631% | 3.631% | 3.631% | 3.631% | 3.631% | 3.631% | 3.631% | 3.631% | 3.631% | 3.631% | 3.631% | 3.631% | 3.631% | 3.631% | 3.631% | 3.631% | 3.631% | 3.631% | 3.631% | 3.631% | 3.631% | 3.631% | 3.631% | 3.631% | 3.631% | 3.631%
King CountySingle Family - Highly Impacted | King CountySingle Family - Highly ImpactedHeat Room Gas | King CountySingle Family - Highly ImpactedHeat Room GasNew | King County | Single Family - Highly Impacted | Heat Room Gas | New | 6.66% | 6.66% | 6.66% | 6.66% | 6.66% | 6.66% | 6.66% | 6.66% | 6.66% | 6.66% | 6.66% | 6.66% | 6.66% | 6.66% | 6.66% | 6.66% | 6.66% | 6.66% | 6.66% | 6.66% | 6.66% | 6.66% | 6.66% | 6.66% | 6.66% | 6.66% | 6.66% | 6.66%
King CountyManufactured | King CountyManufacturedOther | King CountyManufacturedOtherNew | King County | Manufactured | Other | New | 100% | 100% | 100% | 100% | 100% | 100% | 100% | 100% | 100% | 100% | 100% | 100% | 100% | 100% | 100% | 100% | 100% | 100% | 100% | 100% | 100% | 100% | 100% | 100% | 100% | 100% | 100% | 100%
King CountyManufactured - Highly Impacted | King CountyManufactured - Highly ImpactedOther | King CountyManufactured - Highly ImpactedOtherNew | King County | Manufactured - Highly Impacted | Other | New | 100% | 100% | 100% | 100% | 100% | 100% | 100% | 100% | 100% | 100% | 100% | 100% | 100% | 100% | 100% | 100% | 100% | 100% | 100% | 100% | 100% | 100% | 100% | 100% | 100% | 100% | 100% | 100%
King CountyMultifamily | King CountyMultifamilyOther | King CountyMultifamilyOtherNew | King County | Multifamily | Other | New | 100% | 100% | 100% | 100% | 100% | 100% | 100% | 100% | 100% | 100% | 100% | 100% | 100% | 100% | 100% | 100% | 100% | 100% | 100% | 100% | 100% | 100% | 100% | 100% | 100% | 100% | 100% | 100%
King CountyMultifamily - Highly Impacted | King CountyMultifamily - Highly ImpactedOther | King CountyMultifamily - Highly ImpactedOtherNew | King County | Multifamily - Highly Impacted | Other | New | 100% | 100% | 100% | 100% | 100% | 100% | 100% | 100% | 100% | 100% | 100% | 100% | 100% | 100% | 100% | 100% | 100% | 100% | 100% | 100% | 100% | 100% | 100% | 100% | 100% | 100% | 100% | 100%
King CountySingle Family | King CountySingle FamilyOther | King CountySingle FamilyOtherNew | King County | Single Family | Other | New | 100% | 100% | 100% | 100% | 100% | 100% | 100% | 100% | 100% | 100% | 100% | 100% | 100% | 100% | 100% | 100% | 100% | 100% | 100% | 100% | 100% | 100% | 100% | 100% | 100% | 100% | 100% | 100%
King CountySingle Family - Highly Impacted | King CountySingle Family - Highly ImpactedOther | King CountySingle Family - Highly ImpactedOtherNew | King County | Single Family - Highly Impacted | Other | New | 100% | 100% | 100% | 100% | 100% | 100% | 100% | 100% | 100% | 100% | 100% | 100% | 100% | 100% | 100% | 100% | 100% | 100% | 100% | 100% | 100% | 100% | 100% | 100% | 100% | 100% | 100% | 100%
King CountyManufactured | King CountyManufacturedPool Heat | King CountyManufacturedPool HeatNew | King County | Manufactured | Pool Heat | New | 1.85% | 1.85% | 1.85% | 1.85% | 1.85% | 1.85% | 1.85% | 1.85% | 1.85% | 1.85% | 1.85% | 1.85% | 1.85% | 1.85% | 1.85% | 1.85% | 1.85% | 1.85% | 1.85% | 1.85% | 1.85% | 1.85% | 1.85% | 1.85% | 1.85% | 1.85% | 1.85% | 1.85%
King CountyManufactured - Highly Impacted | King CountyManufactured - Highly ImpactedPool Heat | King CountyManufactured - Highly ImpactedPool HeatNew | King County | Manufactured - Highly Impacted | Pool Heat | New | 1.875% | 1.875% | 1.875% | 1.875% | 1.875% | 1.875% | 1.875% | 1.875% | 1.875% | 1.875% | 1.875% | 1.875% | 1.875% | 1.875% | 1.875% | 1.875% | 1.875% | 1.875% | 1.875% | 1.875% | 1.875% | 1.875% | 1.875% | 1.875% | 1.875% | 1.875% | 1.875% | 1.875%
King CountyMultifamily | King CountyMultifamilyPool Heat | King CountyMultifamilyPool HeatNew | King County | Multifamily | Pool Heat | New | bar: 2023 to 2050
King CountyMultifamily - Highly Impacted | King CountyMultifamily - Highly ImpactedPool Heat | King CountyMultifamily - Highly ImpactedPool HeatNew | King County | Multifamily - Highly Impacted | Pool Heat | New | bar: 2023 to 2050
King CountySingle Family | King CountySingle FamilyPool Heat | King CountySingle FamilyPool HeatNew | King County | Single Family | Pool Heat | New | 1.334% | 1.334% | 1.334% | 1.334% | 1.334% | 1.334% | 1.334% | 1.334% | 1.334% | 1.334% | 1.334% | 1.334% | 1.334% | 1.334% | 1.334% | 1.334% | 1.334% | 1.334% | 1.334% | 1.334% | 1.334% | 1.334% | 1.334% | 1.334% | 1.334% | 1.334% | 1.334% | 1.334%
King CountySingle Family - Highly Impacted | King CountySingle Family - Highly ImpactedPool Heat | King CountySingle Family - Highly ImpactedPool HeatNew | King County | Single Family - Highly Impacted | Pool Heat | New | 1.875% | 1.875% | 1.875% | 1.875% | 1.875% | 1.875% | 1.875% | 1.875% | 1.875% | 1.875% | 1.875% | 1.875% | 1.875% | 1.875% | 1.875% | 1.875% | 1.875% | 1.875% | 1.875% | 1.875% | 1.875% | 1.875% | 1.875% | 1.875% | 1.875% | 1.875% | 1.875% | 1.875%
King CountyManufactured | King CountyManufacturedWater Heat GT 55 Gal | King CountyManufacturedWater Heat GT 55 GalNew | King County | Manufactured | Water Heat GT 55 Gal | New | 19.58% | 19.58% | 19.58% | 19.58% | 19.58% | 19.58% | 19.58% | 19.58% | 19.58% | 19.58% | 19.58% | 19.58% | 19.58% | 19.58% | 19.58% | 19.58% | 19.58% | 19.58% | 19.58% | 19.58% | 19.58% | 19.58% | 19.58% | 19.58% | 19.58% | 19.58% | 19.58% | 19.58%
King CountyManufactured - Highly Impacted | King CountyManufactured - Highly ImpactedWater Heat GT 55 Gal | King CountyManufactured - Highly ImpactedWater Heat GT 55 GalNew | King County | Manufactured - Highly Impacted | Water Heat GT 55 Gal | New | 19.58% | 19.58% | 19.58% | 19.58% | 19.58% | 19.58% | 19.58% | 19.58% | 19.58% | 19.58% | 19.58% | 19.58% | 19.58% | 19.58% | 19.58% | 19.58% | 19.58% | 19.58% | 19.58% | 19.58% | 19.58% | 19.58% | 19.58% | 19.58% | 19.58% | 19.58% | 19.58% | 19.58%
King CountyMultifamily | King CountyMultifamilyWater Heat GT 55 Gal | King CountyMultifamilyWater Heat GT 55 GalNew | King County | Multifamily | Water Heat GT 55 Gal | New | 3.846% | 3.846% | 3.846% | 3.846% | 3.846% | 3.846% | 3.846% | 3.846% | 3.846% | 3.846% | 3.846% | 3.846% | 3.846% | 3.846% | 3.846% | 3.846% | 3.846% | 3.846% | 3.846% | 3.846% | 3.846% | 3.846% | 3.846% | 3.846% | 3.846% | 3.846% | 3.846% | 3.846%
King CountyMultifamily - Highly Impacted | King CountyMultifamily - Highly ImpactedWater Heat GT 55 Gal | King CountyMultifamily - Highly ImpactedWater Heat GT 55 GalNew | King County | Multifamily - Highly Impacted | Water Heat GT 55 Gal | New | 3.846% | 3.846% | 3.846% | 3.846% | 3.846% | 3.846% | 3.846% | 3.846% | 3.846% | 3.846% | 3.846% | 3.846% | 3.846% | 3.846% | 3.846% | 3.846% | 3.846% | 3.846% | 3.846% | 3.846% | 3.846% | 3.846% | 3.846% | 3.846% | 3.846% | 3.846% | 3.846% | 3.846%
King CountySingle Family | King CountySingle FamilyWater Heat GT 55 Gal | King CountySingle FamilyWater Heat GT 55 GalNew | King County | Single Family | Water Heat GT 55 Gal | New | 19.58% | 19.58% | 19.58% | 19.58% | 19.58% | 19.58% | 19.58% | 19.58% | 19.58% | 19.58% | 19.58% | 19.58% | 19.58% | 19.58% | 19.58% | 19.58% | 19.58% | 19.58% | 19.58% | 19.58% | 19.58% | 19.58% | 19.58% | 19.58% | 19.58% | 19.58% | 19.58% | 19.58%
King CountySingle Family - Highly Impacted | King CountySingle Family - Highly ImpactedWater Heat GT 55 Gal | King CountySingle Family - Highly ImpactedWater Heat GT 55 GalNew | King County | Single Family - Highly Impacted | Water Heat GT 55 Gal | New | 19.58% | 19.58% | 19.58% | 19.58% | 19.58% | 19.58% | 19.58% | 19.58% | 19.58% | 19.58% | 19.58% | 19.58% | 19.58% | 19.58% | 19.58% | 19.58% | 19.58% | 19.58% | 19.58% | 19.58% | 19.58% | 19.58% | 19.58% | 19.58% | 19.58% | 19.58% | 19.58% | 19.58%
King CountyManufactured | King CountyManufacturedWater Heat LE 55 Gal | King CountyManufacturedWater Heat LE 55 GalNew | King County | Manufactured | Water Heat LE 55 Gal | New | 79.04% | 79.04% | 79.04% | 79.04% | 79.04% | 79.04% | 79.04% | 79.04% | 79.04% | 79.04% | 79.04% | 79.04% | 79.04% | 79.04% | 79.04% | 79.04% | 79.04% | 79.04% | 79.04% | 79.04% | 79.04% | 79.04% | 79.04% | 79.04% | 79.04% | 79.04% | 79.04% | 79.04%
King CountyManufactured - Highly Impacted | King CountyManufactured - Highly ImpactedWater Heat LE 55 Gal | King CountyManufactured - Highly ImpactedWater Heat LE 55 GalNew | King County | Manufactured - Highly Impacted | Water Heat LE 55 Gal | New | 79.04% | 79.04% | 79.04% | 79.04% | 79.04% | 79.04% | 79.04% | 79.04% | 79.04% | 79.04% | 79.04% | 79.04% | 79.04% | 79.04% | 79.04% | 79.04% | 79.04% | 79.04% | 79.04% | 79.04% | 79.04% | 79.04% | 79.04% | 79.04% | 79.04% | 79.04% | 79.04% | 79.04%
King CountyMultifamily | King CountyMultifamilyWater Heat LE 55 Gal | King CountyMultifamilyWater Heat LE 55 GalNew | King County | Multifamily | Water Heat LE 55 Gal | New | 26.92% | 26.92% | 26.92% | 26.92% | 26.92% | 26.92% | 26.92% | 26.92% | 26.92% | 26.92% | 26.92% | 26.92% | 26.92% | 26.92% | 26.92% | 26.92% | 26.92% | 26.92% | 26.92% | 26.92% | 26.92% | 26.92% | 26.92% | 26.92% | 26.92% | 26.92% | 26.92% | 26.92%
King CountyMultifamily - Highly Impacted | King CountyMultifamily - Highly ImpactedWater Heat LE 55 Gal | King CountyMultifamily - Highly ImpactedWater Heat LE 55 GalNew | King County | Multifamily - Highly Impacted | Water Heat LE 55 Gal | New | 26.92% | 26.92% | 26.92% | 26.92% | 26.92% | 26.92% | 26.92% | 26.92% | 26.92% | 26.92% | 26.92% | 26.92% | 26.92% | 26.92% | 26.92% | 26.92% | 26.92% | 26.92% | 26.92% | 26.92% | 26.92% | 26.92% | 26.92% | 26.92% | 26.92% | 26.92% | 26.92% | 26.92%
King CountySingle Family | King CountySingle FamilyWater Heat LE 55 Gal | King CountySingle FamilyWater Heat LE 55 GalNew | King County | Single Family | Water Heat LE 55 Gal | New | 79.04% | 79.04% | 79.04% | 79.04% | 79.04% | 79.04% | 79.04% | 79.04% | 79.04% | 79.04% | 79.04% | 79.04% | 79.04% | 79.04% | 79.04% | 79.04% | 79.04% | 79.04% | 79.04% | 79.04% | 79.04% | 79.04% | 79.04% | 79.04% | 79.04% | 79.04% | 79.04% | 79.04%
King CountySingle Family - Highly Impacted | King CountySingle Family - Highly ImpactedWater Heat LE 55 Gal | King CountySingle Family - Highly ImpactedWater Heat LE 55 GalNew | King County | Single Family - Highly Impacted | Water Heat LE 55 Gal | New | 79.04% | 79.04% | 79.04% | 79.04% | 79.04% | 79.04% | 79.04% | 79.04% | 79.04% | 79.04% | 79.04% | 79.04% | 79.04% | 79.04% | 79.04% | 79.04% | 79.04% | 79.04% | 79.04% | 79.04% | 79.04% | 79.04% | 79.04% | 79.04% | 79.04% | 79.04% | 79.04% | 79.04%
Kittitas CountyManufactured | Kittitas CountyManufacturedCooking Oven | Kittitas CountyManufacturedCooking OvenNew | Kittitas County | Manufactured | Cooking Oven | New | 100% | 100% | 100% | 100% | 100% | 100% | 100% | 100% | 100% | 100% | 100% | 100% | 100% | 100% | 100% | 100% | 100% | 100% | 100% | 100% | 100% | 100% | 100% | 100% | 100% | 100% | 100% | 100%
Kittitas CountyManufactured - Highly Impacted | Kittitas CountyManufactured - Highly ImpactedCooking Oven | Kittitas CountyManufactured - Highly ImpactedCooking OvenNew | Kittitas County | Manufactured - Highly Impacted | Cooking Oven | New | 100% | 100% | 100% | 100% | 100% | 100% | 100% | 100% | 100% | 100% | 100% | 100% | 100% | 100% | 100% | 100% | 100% | 100% | 100% | 100% | 100% | 100% | 100% | 100% | 100% | 100% | 100% | 100%
Kittitas CountyMultifamily | Kittitas CountyMultifamilyCooking Oven | Kittitas CountyMultifamilyCooking OvenNew | Kittitas County | Multifamily | Cooking Oven | New | 100% | 100% | 100% | 100% | 100% | 100% | 100% | 100% | 100% | 100% | 100% | 100% | 100% | 100% | 100% | 100% | 100% | 100% | 100% | 100% | 100% | 100% | 100% | 100% | 100% | 100% | 100% | 100%
Kittitas CountyMultifamily - Highly Impacted | Kittitas CountyMultifamily - Highly ImpactedCooking Oven | Kittitas CountyMultifamily - Highly ImpactedCooking OvenNew | Kittitas County | Multifamily - Highly Impacted | Cooking Oven | New | 100% | 100% | 100% | 100% | 100% | 100% | 100% | 100% | 100% | 100% | 100% | 100% | 100% | 100% | 100% | 100% | 100% | 100% | 100% | 100% | 100% | 100% | 100% | 100% | 100% | 100% | 100% | 100%
Kittitas CountySingle Family | Kittitas CountySingle FamilyCooking Oven | Kittitas CountySingle FamilyCooking OvenNew | Kittitas County | Single Family | Cooking Oven | New | 100% | 100% | 100% | 100% | 100% | 100% | 100% | 100% | 100% | 100% | 100% | 100% | 100% | 100% | 100% | 100% | 100% | 100% | 100% | 100% | 100% | 100% | 100% | 100% | 100% | 100% | 100% | 100%
Kittitas CountySingle Family - Highly Impacted | Kittitas CountySingle Family - Highly ImpactedCooking Oven | Kittitas CountySingle Family - Highly ImpactedCooking OvenNew | Kittitas County | Single Family - Highly Impacted | Cooking Oven | New | 100% | 100% | 100% | 100% | 100% | 100% | 100% | 100% | 100% | 100% | 100% | 100% | 100% | 100% | 100% | 100% | 100% | 100% | 100% | 100% | 100% | 100% | 100% | 100% | 100% | 100% | 100% | 100%
Kittitas CountyManufactured | Kittitas CountyManufacturedCooking Range | Kittitas CountyManufacturedCooking RangeNew | Kittitas County | Manufactured | Cooking Range | New | 100% | 100% | 100% | 100% | 100% | 100% | 100% | 100% | 100% | 100% | 100% | 100% | 100% | 100% | 100% | 100% | 100% | 100% | 100% | 100% | 100% | 100% | 100% | 100% | 100% | 100% | 100% | 100%
Kittitas CountyManufactured - Highly Impacted | Kittitas CountyManufactured - Highly ImpactedCooking Range | Kittitas CountyManufactured - Highly ImpactedCooking RangeNew | Kittitas County | Manufactured - Highly Impacted | Cooking Range | New | 96.87% | 96.87% | 96.87% | 96.87% | 96.87% | 96.87% | 96.87% | 96.87% | 96.87% | 96.87% | 96.87% | 96.87% | 96.87% | 96.87% | 96.87% | 96.87% | 96.87% | 96.87% | 96.87% | 96.87% | 96.87% | 96.87% | 96.87% | 96.87% | 96.87% | 96.87% | 96.87% | 96.87%
Kittitas CountyMultifamily | Kittitas CountyMultifamilyCooking Range | Kittitas CountyMultifamilyCooking RangeNew | Kittitas County | Multifamily | Cooking Range | New | 98.49% | 98.49% | 98.49% | 98.49% | 98.49% | 98.49% | 98.49% | 98.49% | 98.49% | 98.49% | 98.49% | 98.49% | 98.49% | 98.49% | 98.49% | 98.49% | 98.49% | 98.49% | 98.49% | 98.49% | 98.49% | 98.49% | 98.49% | 98.49% | 98.49% | 98.49% | 98.49% | 98.49%
Kittitas CountyMultifamily - Highly Impacted | Kittitas CountyMultifamily - Highly ImpactedCooking Range | Kittitas CountyMultifamily - Highly ImpactedCooking RangeNew | Kittitas County | Multifamily - Highly Impacted | Cooking Range | New | 97.24% | 97.24% | 97.24% | 97.24% | 97.24% | 97.24% | 97.24% | 97.24% | 97.24% | 97.24% | 97.24% | 97.24% | 97.24% | 97.24% | 97.24% | 97.24% | 97.24% | 97.24% | 97.24% | 97.24% | 97.24% | 97.24% | 97.24% | 97.24% | 97.24% | 97.24% | 97.24% | 97.24%
Kittitas CountySingle Family | Kittitas CountySingle FamilyCooking Range | Kittitas CountySingle FamilyCooking RangeNew | Kittitas County | Single Family | Cooking Range | New | 100% | 100% | 100% | 100% | 100% | 100% | 100% | 100% | 100% | 100% | 100% | 100% | 100% | 100% | 100% | 100% | 100% | 100% | 100% | 100% | 100% | 100% | 100% | 100% | 100% | 100% | 100% | 100%
Kittitas CountySingle Family - Highly Impacted | Kittitas CountySingle Family - Highly ImpactedCooking Range | Kittitas CountySingle Family - Highly ImpactedCooking RangeNew | Kittitas County | Single Family - Highly Impacted | Cooking Range | New | 100% | 100% | 100% | 100% | 100% | 100% | 100% | 100% | 100% | 100% | 100% | 100% | 100% | 100% | 100% | 100% | 100% | 100% | 100% | 100% | 100% | 100% | 100% | 100% | 100% | 100% | 100% | 100%
Kittitas CountyManufactured | Kittitas CountyManufacturedDryer | Kittitas CountyManufacturedDryerNew | Kittitas County | Manufactured | Dryer | New | 98.39% | 98.39% | 98.39% | 98.39% | 98.39% | 98.39% | 98.39% | 98.39% | 98.39% | 98.39% | 98.39% | 98.39% | 98.39% | 98.39% | 98.39% | 98.39% | 98.39% | 98.39% | 98.39% | 98.39% | 98.39% | 98.39% | 98.39% | 98.39% | 98.39% | 98.39% | 98.39% | 98.39%
Kittitas CountyManufactured - Highly Impacted | Kittitas CountyManufactured - Highly ImpactedDryer | Kittitas CountyManufactured - Highly ImpactedDryerNew | Kittitas County | Manufactured - Highly Impacted | Dryer | New | 95.98% | 95.98% | 95.98% | 95.98% | 95.98% | 95.98% | 95.98% | 95.98% | 95.98% | 95.98% | 95.98% | 95.98% | 95.98% | 95.98% | 95.98% | 95.98% | 95.98% | 95.98% | 95.98% | 95.98% | 95.98% | 95.98% | 95.98% | 95.98% | 95.98% | 95.98% | 95.98% | 95.98%
Kittitas CountyMultifamily | Kittitas CountyMultifamilyDryer | Kittitas CountyMultifamilyDryerNew | Kittitas County | Multifamily | Dryer | New | 87.61% | 87.61% | 87.61% | 87.61% | 87.61% | 87.61% | 87.61% | 87.61% | 87.61% | 87.61% | 87.61% | 87.61% | 87.61% | 87.61% | 87.61% | 87.61% | 87.61% | 87.61% | 87.61% | 87.61% | 87.61% | 87.61% | 87.61% | 87.61% | 87.61% | 87.61% | 87.61% | 87.61%
Kittitas CountyMultifamily - Highly Impacted | Kittitas CountyMultifamily - Highly ImpactedDryer | Kittitas CountyMultifamily - Highly ImpactedDryerNew | Kittitas County | Multifamily - Highly Impacted | Dryer | New | 70.44% | 70.44% | 70.44% | 70.44% | 70.44% | 70.44% | 70.44% | 70.44% | 70.44% | 70.44% | 70.44% | 70.44% | 70.44% | 70.44% | 70.44% | 70.44% | 70.44% | 70.44% | 70.44% | 70.44% | 70.44% | 70.44% | 70.44% | 70.44% | 70.44% | 70.44% | 70.44% | 70.44%
Kittitas CountySingle Family | Kittitas CountySingle FamilyDryer | Kittitas CountySingle FamilyDryerNew | Kittitas County | Single Family | Dryer | New | 100% | 100% | 100% | 100% | 100% | 100% | 100% | 100% | 100% | 100% | 100% | 100% | 100% | 100% | 100% | 100% | 100% | 100% | 100% | 100% | 100% | 100% | 100% | 100% | 100% | 100% | 100% | 100%
Kittitas CountySingle Family - Highly Impacted | Kittitas CountySingle Family - Highly ImpactedDryer | Kittitas CountySingle Family - Highly ImpactedDryerNew | Kittitas County | Single Family - Highly Impacted | Dryer | New | 97.85% | 97.85% | 97.85% | 97.85% | 97.85% | 97.85% | 97.85% | 97.85% | 97.85% | 97.85% | 97.85% | 97.85% | 97.85% | 97.85% | 97.85% | 97.85% | 97.85% | 97.85% | 97.85% | 97.85% | 97.85% | 97.85% | 97.85% | 97.85% | 97.85% | 97.85% | 97.85% | 97.85%
Kittitas CountyManufactured | Kittitas CountyManufacturedHeat Central Gas Boiler | Kittitas CountyManufacturedHeat Central Gas BoilerNew | Kittitas County | Manufactured | Heat Central Gas Boiler | New | bar: 2023 to 2050
Kittitas CountyManufactured - Highly Impacted | Kittitas CountyManufactured - Highly ImpactedHeat Central Gas Boiler | Kittitas CountyManufactured - Highly ImpactedHeat Central Gas BoilerNew | Kittitas County | Manufactured - Highly Impacted | Heat Central Gas Boiler | New | bar: 2023 to 2050
Kittitas CountyMultifamily | Kittitas CountyMultifamilyHeat Central Gas Boiler | Kittitas CountyMultifamilyHeat Central Gas BoilerNew | Kittitas County | Multifamily | Heat Central Gas Boiler | New | 1.738% | 1.738% | 1.738% | 1.738% | 1.738% | 1.738% | 1.738% | 1.738% | 1.738% | 1.738% | 1.738% | 1.738% | 1.738% | 1.738% | 1.738% | 1.738% | 1.738% | 1.738% | 1.738% | 1.738% | 1.738% | 1.738% | 1.738% | 1.738% | 1.738% | 1.738% | 1.738% | 1.738%
Kittitas CountyMultifamily - Highly Impacted | Kittitas CountyMultifamily - Highly ImpactedHeat Central Gas Boiler | Kittitas CountyMultifamily - Highly ImpactedHeat Central Gas BoilerNew | Kittitas County | Multifamily - Highly Impacted | Heat Central Gas Boiler | New | 12.5% | 12.5% | 12.5% | 12.5% | 12.5% | 12.5% | 12.5% | 12.5% | 12.5% | 12.5% | 12.5% | 12.5% | 12.5% | 12.5% | 12.5% | 12.5% | 12.5% | 12.5% | 12.5% | 12.5% | 12.5% | 12.5% | 12.5% | 12.5% | 12.5% | 12.5% | 12.5% | 12.5%
Kittitas CountySingle Family | Kittitas CountySingle FamilyHeat Central Gas Boiler | Kittitas CountySingle FamilyHeat Central Gas BoilerNew | Kittitas County | Single Family | Heat Central Gas Boiler | New | bar: 2023 to 2050
Kittitas CountySingle Family - Highly Impacted | Kittitas CountySingle Family - Highly ImpactedHeat Central Gas Boiler | Kittitas CountySingle Family - Highly ImpactedHeat Central Gas BoilerNew | Kittitas County | Single Family - Highly Impacted | Heat Central Gas Boiler | New | 1.325% | 1.325% | 1.325% | 1.325% | 1.325% | 1.325% | 1.325% | 1.325% | 1.325% | 1.325% | 1.325% | 1.325% | 1.325% | 1.325% | 1.325% | 1.325% | 1.325% | 1.325% | 1.325% | 1.325% | 1.325% | 1.325% | 1.325% | 1.325% | 1.325% | 1.325% | 1.325% | 1.325%
Kittitas CountyManufactured | Kittitas CountyManufacturedHeat Central Gas Furnace | Kittitas CountyManufacturedHeat Central Gas FurnaceNew | Kittitas County | Manufactured | Heat Central Gas Furnace | New | 10.69% | 10.69% | 10.69% | 10.69% | 10.69% | 10.69% | 10.69% | 10.69% | 10.69% | 10.69% | 10.69% | 10.69% | 10.69% | 10.69% | 10.69% | 10.69% | 10.69% | 10.69% | 10.69% | 10.69% | 10.69% | 10.69% | 10.69% | 10.69% | 10.69% | 10.69% | 10.69% | 10.69%
Kittitas CountyManufactured - Highly Impacted | Kittitas CountyManufactured - Highly ImpactedHeat Central Gas Furnace | Kittitas CountyManufactured - Highly ImpactedHeat Central Gas FurnaceNew | Kittitas County | Manufactured - Highly Impacted | Heat Central Gas Furnace | New | 9.719% | 9.719% | 9.719% | 9.719% | 9.719% | 9.719% | 9.719% | 9.719% | 9.719% | 9.719% | 9.719% | 9.719% | 9.719% | 9.719% | 9.719% | 9.719% | 9.719% | 9.719% | 9.719% | 9.719% | 9.719% | 9.719% | 9.719% | 9.719% | 9.719% | 9.719% | 9.719% | 9.719%
Kittitas CountyMultifamily | Kittitas CountyMultifamilyHeat Central Gas Furnace | Kittitas CountyMultifamilyHeat Central Gas FurnaceNew | Kittitas County | Multifamily | Heat Central Gas Furnace | New | 5.365% | 5.365% | 5.365% | 5.365% | 5.365% | 5.365% | 5.365% | 5.365% | 5.365% | 5.365% | 5.365% | 5.365% | 5.365% | 5.365% | 5.365% | 5.365% | 5.365% | 5.365% | 5.365% | 5.365% | 5.365% | 5.365% | 5.365% | 5.365% | 5.365% | 5.365% | 5.365% | 5.365%
Kittitas CountyMultifamily - Highly Impacted | Kittitas CountyMultifamily - Highly ImpactedHeat Central Gas Furnace | Kittitas CountyMultifamily - Highly ImpactedHeat Central Gas FurnaceNew | Kittitas County | Multifamily - Highly Impacted | Heat Central Gas Furnace | New | 5.7% | 5.7% | 5.7% | 5.7% | 5.7% | 5.7% | 5.7% | 5.7% | 5.7% | 5.7% | 5.7% | 5.7% | 5.7% | 5.7% | 5.7% | 5.7% | 5.7% | 5.7% | 5.7% | 5.7% | 5.7% | 5.7% | 5.7% | 5.7% | 5.7% | 5.7% | 5.7% | 5.7%
Kittitas CountySingle Family | Kittitas CountySingle FamilyHeat Central Gas Furnace | Kittitas CountySingle FamilyHeat Central Gas FurnaceNew | Kittitas County | Single Family | Heat Central Gas Furnace | New | 36.18% | 36.18% | 36.18% | 36.18% | 36.18% | 36.18% | 36.18% | 36.18% | 36.18% | 36.18% | 36.18% | 36.18% | 36.18% | 36.18% | 36.18% | 36.18% | 36.18% | 36.18% | 36.18% | 36.18% | 36.18% | 36.18% | 36.18% | 36.18% | 36.18% | 36.18% | 36.18% | 36.18%
Kittitas CountySingle Family - Highly Impacted | Kittitas CountySingle Family - Highly ImpactedHeat Central Gas Furnace | Kittitas CountySingle Family - Highly ImpactedHeat Central Gas FurnaceNew | Kittitas County | Single Family - Highly Impacted | Heat Central Gas Furnace | New | 73.24% | 73.24% | 73.24% | 73.24% | 73.24% | 73.24% | 73.24% | 73.24% | 73.24% | 73.24% | 73.24% | 73.24% | 73.24% | 73.24% | 73.24% | 73.24% | 73.24% | 73.24% | 73.24% | 73.24% | 73.24% | 73.24% | 73.24% | 73.24% | 73.24% | 73.24% | 73.24% | 73.24%
Kittitas CountyManufactured | Kittitas CountyManufacturedHeat Room Gas | Kittitas CountyManufacturedHeat Room GasNew | Kittitas County | Manufactured | Heat Room Gas | New | 1.821% | 1.821% | 1.821% | 1.821% | 1.821% | 1.821% | 1.821% | 1.821% | 1.821% | 1.821% | 1.821% | 1.821% | 1.821% | 1.821% | 1.821% | 1.821% | 1.821% | 1.821% | 1.821% | 1.821% | 1.821% | 1.821% | 1.821% | 1.821% | 1.821% | 1.821% | 1.821% | 1.821%
Kittitas CountyManufactured - Highly Impacted | Kittitas CountyManufactured - Highly ImpactedHeat Room Gas | Kittitas CountyManufactured - Highly ImpactedHeat Room GasNew | Kittitas County | Manufactured - Highly Impacted | Heat Room Gas | New | bar: 2023 to 2050
Kittitas CountyMultifamily | Kittitas CountyMultifamilyHeat Room Gas | Kittitas CountyMultifamilyHeat Room GasNew | Kittitas County | Multifamily | Heat Room Gas | New | 4.171% | 4.171% | 4.171% | 4.171% | 4.171% | 4.171% | 4.171% | 4.171% | 4.171% | 4.171% | 4.171% | 4.171% | 4.171% | 4.171% | 4.171% | 4.171% | 4.171% | 4.171% | 4.171% | 4.171% | 4.171% | 4.171% | 4.171% | 4.171% | 4.171% | 4.171% | 4.171% | 4.171%
Kittitas CountyMultifamily - Highly Impacted | Kittitas CountyMultifamily - Highly ImpactedHeat Room Gas | Kittitas CountyMultifamily - Highly ImpactedHeat Room GasNew | Kittitas County | Multifamily - Highly Impacted | Heat Room Gas | New | 3.206% | 3.206% | 3.206% | 3.206% | 3.206% | 3.206% | 3.206% | 3.206% | 3.206% | 3.206% | 3.206% | 3.206% | 3.206% | 3.206% | 3.206% | 3.206% | 3.206% | 3.206% | 3.206% | 3.206% | 3.206% | 3.206% | 3.206% | 3.206% | 3.206% | 3.206% | 3.206% | 3.206%
Kittitas CountySingle Family | Kittitas CountySingle FamilyHeat Room Gas | Kittitas CountySingle FamilyHeat Room GasNew | Kittitas County | Single Family | Heat Room Gas | New | 9.821% | 9.821% | 9.821% | 9.821% | 9.821% | 9.821% | 9.821% | 9.821% | 9.821% | 9.821% | 9.821% | 9.821% | 9.821% | 9.821% | 9.821% | 9.821% | 9.821% | 9.821% | 9.821% | 9.821% | 9.821% | 9.821% | 9.821% | 9.821% | 9.821% | 9.821% | 9.821% | 9.821%
Kittitas CountySingle Family - Highly Impacted | Kittitas CountySingle Family - Highly ImpactedHeat Room Gas | Kittitas CountySingle Family - Highly ImpactedHeat Room GasNew | Kittitas County | Single Family - Highly Impacted | Heat Room Gas | New | 6.66% | 6.66% | 6.66% | 6.66% | 6.66% | 6.66% | 6.66% | 6.66% | 6.66% | 6.66% | 6.66% | 6.66% | 6.66% | 6.66% | 6.66% | 6.66% | 6.66% | 6.66% | 6.66% | 6.66% | 6.66% | 6.66% | 6.66% | 6.66% | 6.66% | 6.66% | 6.66% | 6.66%
Kittitas CountyManufactured | Kittitas CountyManufacturedOther | Kittitas CountyManufacturedOtherNew | Kittitas County | Manufactured | Other | New | 100% | 100% | 100% | 100% | 100% | 100% | 100% | 100% | 100% | 100% | 100% | 100% | 100% | 100% | 100% | 100% | 100% | 100% | 100% | 100% | 100% | 100% | 100% | 100% | 100% | 100% | 100% | 100%
Kittitas CountyManufactured - Highly Impacted | Kittitas CountyManufactured - Highly ImpactedOther | Kittitas CountyManufactured - Highly ImpactedOtherNew | Kittitas County | Manufactured - Highly Impacted | Other | New | 100% | 100% | 100% | 100% | 100% | 100% | 100% | 100% | 100% | 100% | 100% | 100% | 100% | 100% | 100% | 100% | 100% | 100% | 100% | 100% | 100% | 100% | 100% | 100% | 100% | 100% | 100% | 100%
Kittitas CountyMultifamily | Kittitas CountyMultifamilyOther | Kittitas CountyMultifamilyOtherNew | Kittitas County | Multifamily | Other | New | 100% | 100% | 100% | 100% | 100% | 100% | 100% | 100% | 100% | 100% | 100% | 100% | 100% | 100% | 100% | 100% | 100% | 100% | 100% | 100% | 100% | 100% | 100% | 100% | 100% | 100% | 100% | 100%
Kittitas CountyMultifamily - Highly Impacted | Kittitas CountyMultifamily - Highly ImpactedOther | Kittitas CountyMultifamily - Highly ImpactedOtherNew | Kittitas County | Multifamily - Highly Impacted | Other | New | 100% | 100% | 100% | 100% | 100% | 100% | 100% | 100% | 100% | 100% | 100% | 100% | 100% | 100% | 100% | 100% | 100% | 100% | 100% | 100% | 100% | 100% | 100% | 100% | 100% | 100% | 100% | 100%
Kittitas CountySingle Family | Kittitas CountySingle FamilyOther | Kittitas CountySingle FamilyOtherNew | Kittitas County | Single Family | Other | New | 100% | 100% | 100% | 100% | 100% | 100% | 100% | 100% | 100% | 100% | 100% | 100% | 100% | 100% | 100% | 100% | 100% | 100% | 100% | 100% | 100% | 100% | 100% | 100% | 100% | 100% | 100% | 100%
Kittitas CountySingle Family - Highly Impacted | Kittitas CountySingle Family - Highly ImpactedOther | Kittitas CountySingle Family - Highly ImpactedOtherNew | Kittitas County | Single Family - Highly Impacted | Other | New | 100% | 100% | 100% | 100% | 100% | 100% | 100% | 100% | 100% | 100% | 100% | 100% | 100% | 100% | 100% | 100% | 100% | 100% | 100% | 100% | 100% | 100% | 100% | 100% | 100% | 100% | 100% | 100%
Kittitas CountyManufactured | Kittitas CountyManufacturedPool Heat | Kittitas CountyManufacturedPool HeatNew | Kittitas County | Manufactured | Pool Heat | New | 1.85% | 1.85% | 1.85% | 1.85% | 1.85% | 1.85% | 1.85% | 1.85% | 1.85% | 1.85% | 1.85% | 1.85% | 1.85% | 1.85% | 1.85% | 1.85% | 1.85% | 1.85% | 1.85% | 1.85% | 1.85% | 1.85% | 1.85% | 1.85% | 1.85% | 1.85% | 1.85% | 1.85%
Kittitas CountyManufactured - Highly Impacted | Kittitas CountyManufactured - Highly ImpactedPool Heat | Kittitas CountyManufactured - Highly ImpactedPool HeatNew | Kittitas County | Manufactured - Highly Impacted | Pool Heat | New | 1.875% | 1.875% | 1.875% | 1.875% | 1.875% | 1.875% | 1.875% | 1.875% | 1.875% | 1.875% | 1.875% | 1.875% | 1.875% | 1.875% | 1.875% | 1.875% | 1.875% | 1.875% | 1.875% | 1.875% | 1.875% | 1.875% | 1.875% | 1.875% | 1.875% | 1.875% | 1.875% | 1.875%
Kittitas CountyMultifamily | Kittitas CountyMultifamilyPool Heat | Kittitas CountyMultifamilyPool HeatNew | Kittitas County | Multifamily | Pool Heat | New | bar: 2023 to 2050
Kittitas CountyMultifamily - Highly Impacted | Kittitas CountyMultifamily - Highly ImpactedPool Heat | Kittitas CountyMultifamily - Highly ImpactedPool HeatNew | Kittitas County | Multifamily - Highly Impacted | Pool Heat | New | bar: 2023 to 2050
Kittitas CountySingle Family | Kittitas CountySingle FamilyPool Heat | Kittitas CountySingle FamilyPool HeatNew | Kittitas County | Single Family | Pool Heat | New | bar: 2023 to 2050
Kittitas CountySingle Family - Highly Impacted | Kittitas CountySingle Family - Highly ImpactedPool Heat | Kittitas CountySingle Family - Highly ImpactedPool HeatNew | Kittitas County | Single Family - Highly Impacted | Pool Heat | New | 1.875% | 1.875% | 1.875% | 1.875% | 1.875% | 1.875% | 1.875% | 1.875% | 1.875% | 1.875% | 1.875% | 1.875% | 1.875% | 1.875% | 1.875% | 1.875% | 1.875% | 1.875% | 1.875% | 1.875% | 1.875% | 1.875% | 1.875% | 1.875% | 1.875% | 1.875% | 1.875% | 1.875%
Kittitas CountyManufactured | Kittitas CountyManufacturedWater Heat GT 55 Gal | Kittitas CountyManufacturedWater Heat GT 55 GalNew | Kittitas County | Manufactured | Water Heat GT 55 Gal | New | 19.58% | 19.58% | 19.58% | 19.58% | 19.58% | 19.58% | 19.58% | 19.58% | 19.58% | 19.58% | 19.58% | 19.58% | 19.58% | 19.58% | 19.58% | 19.58% | 19.58% | 19.58% | 19.58% | 19.58% | 19.58% | 19.58% | 19.58% | 19.58% | 19.58% | 19.58% | 19.58% | 19.58%
Kittitas CountyManufactured - Highly Impacted | Kittitas CountyManufactured - Highly ImpactedWater Heat GT 55 Gal | Kittitas CountyManufactured - Highly ImpactedWater Heat GT 55 GalNew | Kittitas County | Manufactured - Highly Impacted | Water Heat GT 55 Gal | New | 19.58% | 19.58% | 19.58% | 19.58% | 19.58% | 19.58% | 19.58% | 19.58% | 19.58% | 19.58% | 19.58% | 19.58% | 19.58% | 19.58% | 19.58% | 19.58% | 19.58% | 19.58% | 19.58% | 19.58% | 19.58% | 19.58% | 19.58% | 19.58% | 19.58% | 19.58% | 19.58% | 19.58%
Kittitas CountyMultifamily | Kittitas CountyMultifamilyWater Heat GT 55 Gal | Kittitas CountyMultifamilyWater Heat GT 55 GalNew | Kittitas County | Multifamily | Water Heat GT 55 Gal | New | 3.846% | 3.846% | 3.846% | 3.846% | 3.846% | 3.846% | 3.846% | 3.846% | 3.846% | 3.846% | 3.846% | 3.846% | 3.846% | 3.846% | 3.846% | 3.846% | 3.846% | 3.846% | 3.846% | 3.846% | 3.846% | 3.846% | 3.846% | 3.846% | 3.846% | 3.846% | 3.846% | 3.846%
Kittitas CountyMultifamily - Highly Impacted | Kittitas CountyMultifamily - Highly ImpactedWater Heat GT 55 Gal | Kittitas CountyMultifamily - Highly ImpactedWater Heat GT 55 GalNew | Kittitas County | Multifamily - Highly Impacted | Water Heat GT 55 Gal | New | 3.846% | 3.846% | 3.846% | 3.846% | 3.846% | 3.846% | 3.846% | 3.846% | 3.846% | 3.846% | 3.846% | 3.846% | 3.846% | 3.846% | 3.846% | 3.846% | 3.846% | 3.846% | 3.846% | 3.846% | 3.846% | 3.846% | 3.846% | 3.846% | 3.846% | 3.846% | 3.846% | 3.846%
Kittitas CountySingle Family | Kittitas CountySingle FamilyWater Heat GT 55 Gal | Kittitas CountySingle FamilyWater Heat GT 55 GalNew | Kittitas County | Single Family | Water Heat GT 55 Gal | New | 19.58% | 19.58% | 19.58% | 19.58% | 19.58% | 19.58% | 19.58% | 19.58% | 19.58% | 19.58% | 19.58% | 19.58% | 19.58% | 19.58% | 19.58% | 19.58% | 19.58% | 19.58% | 19.58% | 19.58% | 19.58% | 19.58% | 19.58% | 19.58% | 19.58% | 19.58% | 19.58% | 19.58%
Kittitas CountySingle Family - Highly Impacted | Kittitas CountySingle Family - Highly ImpactedWater Heat GT 55 Gal | Kittitas CountySingle Family - Highly ImpactedWater Heat GT 55 GalNew | Kittitas County | Single Family - Highly Impacted | Water Heat GT 55 Gal | New | 19.58% | 19.58% | 19.58% | 19.58% | 19.58% | 19.58% | 19.58% | 19.58% | 19.58% | 19.58% | 19.58% | 19.58% | 19.58% | 19.58% | 19.58% | 19.58% | 19.58% | 19.58% | 19.58% | 19.58% | 19.58% | 19.58% | 19.58% | 19.58% | 19.58% | 19.58% | 19.58% | 19.58%
Kittitas CountyManufactured | Kittitas CountyManufacturedWater Heat LE 55 Gal | Kittitas CountyManufacturedWater Heat LE 55 GalNew | Kittitas County | Manufactured | Water Heat LE 55 Gal | New | 79.04% | 79.04% | 79.04% | 79.04% | 79.04% | 79.04% | 79.04% | 79.04% | 79.04% | 79.04% | 79.04% | 79.04% | 79.04% | 79.04% | 79.04% | 79.04% | 79.04% | 79.04% | 79.04% | 79.04% | 79.04% | 79.04% | 79.04% | 79.04% | 79.04% | 79.04% | 79.04% | 79.04%
Kittitas CountyManufactured - Highly Impacted | Kittitas CountyManufactured - Highly ImpactedWater Heat LE 55 Gal | Kittitas CountyManufactured - Highly ImpactedWater Heat LE 55 GalNew | Kittitas County | Manufactured - Highly Impacted | Water Heat LE 55 Gal | New | 79.04% | 79.04% | 79.04% | 79.04% | 79.04% | 79.04% | 79.04% | 79.04% | 79.04% | 79.04% | 79.04% | 79.04% | 79.04% | 79.04% | 79.04% | 79.04% | 79.04% | 79.04% | 79.04% | 79.04% | 79.04% | 79.04% | 79.04% | 79.04% | 79.04% | 79.04% | 79.04% | 79.04%
Kittitas CountyMultifamily | Kittitas CountyMultifamilyWater Heat LE 55 Gal | Kittitas CountyMultifamilyWater Heat LE 55 GalNew | Kittitas County | Multifamily | Water Heat LE 55 Gal | New | 26.92% | 26.92% | 26.92% | 26.92% | 26.92% | 26.92% | 26.92% | 26.92% | 26.92% | 26.92% | 26.92% | 26.92% | 26.92% | 26.92% | 26.92% | 26.92% | 26.92% | 26.92% | 26.92% | 26.92% | 26.92% | 26.92% | 26.92% | 26.92% | 26.92% | 26.92% | 26.92% | 26.92%
Kittitas CountyMultifamily - Highly Impacted | Kittitas CountyMultifamily - Highly ImpactedWater Heat LE 55 Gal | Kittitas CountyMultifamily - Highly ImpactedWater Heat LE 55 GalNew | Kittitas County | Multifamily - Highly Impacted | Water Heat LE 55 Gal | New | 26.92% | 26.92% | 26.92% | 26.92% | 26.92% | 26.92% | 26.92% | 26.92% | 26.92% | 26.92% | 26.92% | 26.92% | 26.92% | 26.92% | 26.92% | 26.92% | 26.92% | 26.92% | 26.92% | 26.92% | 26.92% | 26.92% | 26.92% | 26.92% | 26.92% | 26.92% | 26.92% | 26.92%
Kittitas CountySingle Family | Kittitas CountySingle FamilyWater Heat LE 55 Gal | Kittitas CountySingle FamilyWater Heat LE 55 GalNew | Kittitas County | Single Family | Water Heat LE 55 Gal | New | 79.04% | 79.04% | 79.04% | 79.04% | 79.04% | 79.04% | 79.04% | 79.04% | 79.04% | 79.04% | 79.04% | 79.04% | 79.04% | 79.04% | 79.04% | 79.04% | 79.04% | 79.04% | 79.04% | 79.04% | 79.04% | 79.04% | 79.04% | 79.04% | 79.04% | 79.04% | 79.04% | 79.04%
Kittitas CountySingle Family - Highly Impacted | Kittitas CountySingle Family - Highly ImpactedWater Heat LE 55 Gal | Kittitas CountySingle Family - Highly ImpactedWater Heat LE 55 GalNew | Kittitas County | Single Family - Highly Impacted | Water Heat LE 55 Gal | New | 79.04% | 79.04% | 79.04% | 79.04% | 79.04% | 79.04% | 79.04% | 79.04% | 79.04% | 79.04% | 79.04% | 79.04% | 79.04% | 79.04% | 79.04% | 79.04% | 79.04% | 79.04% | 79.04% | 79.04% | 79.04% | 79.04% | 79.04% | 79.04% | 79.04% | 79.04% | 79.04% | 79.04%
Lewis CountyManufactured | Lewis CountyManufacturedCooking Oven | Lewis CountyManufacturedCooking OvenNew | Lewis County | Manufactured | Cooking Oven | New | 100% | 100% | 100% | 100% | 100% | 100% | 100% | 100% | 100% | 100% | 100% | 100% | 100% | 100% | 100% | 100% | 100% | 100% | 100% | 100% | 100% | 100% | 100% | 100% | 100% | 100% | 100% | 100%
Lewis CountyManufactured - Highly Impacted | Lewis CountyManufactured - Highly ImpactedCooking Oven | Lewis CountyManufactured - Highly ImpactedCooking OvenNew | Lewis County | Manufactured - Highly Impacted | Cooking Oven | New | 100% | 100% | 100% | 100% | 100% | 100% | 100% | 100% | 100% | 100% | 100% | 100% | 100% | 100% | 100% | 100% | 100% | 100% | 100% | 100% | 100% | 100% | 100% | 100% | 100% | 100% | 100% | 100%
Lewis CountyMultifamily | Lewis CountyMultifamilyCooking Oven | Lewis CountyMultifamilyCooking OvenNew | Lewis County | Multifamily | Cooking Oven | New | 100% | 100% | 100% | 100% | 100% | 100% | 100% | 100% | 100% | 100% | 100% | 100% | 100% | 100% | 100% | 100% | 100% | 100% | 100% | 100% | 100% | 100% | 100% | 100% | 100% | 100% | 100% | 100%
Lewis CountyMultifamily - Highly Impacted | Lewis CountyMultifamily - Highly ImpactedCooking Oven | Lewis CountyMultifamily - Highly ImpactedCooking OvenNew | Lewis County | Multifamily - Highly Impacted | Cooking Oven | New | 100% | 100% | 100% | 100% | 100% | 100% | 100% | 100% | 100% | 100% | 100% | 100% | 100% | 100% | 100% | 100% | 100% | 100% | 100% | 100% | 100% | 100% | 100% | 100% | 100% | 100% | 100% | 100%
Lewis CountySingle Family | Lewis CountySingle FamilyCooking Oven | Lewis CountySingle FamilyCooking OvenNew | Lewis County | Single Family | Cooking Oven | New | 100% | 100% | 100% | 100% | 100% | 100% | 100% | 100% | 100% | 100% | 100% | 100% | 100% | 100% | 100% | 100% | 100% | 100% | 100% | 100% | 100% | 100% | 100% | 100% | 100% | 100% | 100% | 100%
Lewis CountySingle Family - Highly Impacted | Lewis CountySingle Family - Highly ImpactedCooking Oven | Lewis CountySingle Family - Highly ImpactedCooking OvenNew | Lewis County | Single Family - Highly Impacted | Cooking Oven | New | 100% | 100% | 100% | 100% | 100% | 100% | 100% | 100% | 100% | 100% | 100% | 100% | 100% | 100% | 100% | 100% | 100% | 100% | 100% | 100% | 100% | 100% | 100% | 100% | 100% | 100% | 100% | 100%
Lewis CountyManufactured | Lewis CountyManufacturedCooking Range | Lewis CountyManufacturedCooking RangeNew | Lewis County | Manufactured | Cooking Range | New | 100% | 100% | 100% | 100% | 100% | 100% | 100% | 100% | 100% | 100% | 100% | 100% | 100% | 100% | 100% | 100% | 100% | 100% | 100% | 100% | 100% | 100% | 100% | 100% | 100% | 100% | 100% | 100%
Lewis CountyManufactured - Highly Impacted | Lewis CountyManufactured - Highly ImpactedCooking Range | Lewis CountyManufactured - Highly ImpactedCooking RangeNew | Lewis County | Manufactured - Highly Impacted | Cooking Range | New | 96.87% | 96.87% | 96.87% | 96.87% | 96.87% | 96.87% | 96.87% | 96.87% | 96.87% | 96.87% | 96.87% | 96.87% | 96.87% | 96.87% | 96.87% | 96.87% | 96.87% | 96.87% | 96.87% | 96.87% | 96.87% | 96.87% | 96.87% | 96.87% | 96.87% | 96.87% | 96.87% | 96.87%
Lewis CountyMultifamily | Lewis CountyMultifamilyCooking Range | Lewis CountyMultifamilyCooking RangeNew | Lewis County | Multifamily | Cooking Range | New | 98.49% | 98.49% | 98.49% | 98.49% | 98.49% | 98.49% | 98.49% | 98.49% | 98.49% | 98.49% | 98.49% | 98.49% | 98.49% | 98.49% | 98.49% | 98.49% | 98.49% | 98.49% | 98.49% | 98.49% | 98.49% | 98.49% | 98.49% | 98.49% | 98.49% | 98.49% | 98.49% | 98.49%
Lewis CountyMultifamily - Highly Impacted | Lewis CountyMultifamily - Highly ImpactedCooking Range | Lewis CountyMultifamily - Highly ImpactedCooking RangeNew | Lewis County | Multifamily - Highly Impacted | Cooking Range | New | 97.24% | 97.24% | 97.24% | 97.24% | 97.24% | 97.24% | 97.24% | 97.24% | 97.24% | 97.24% | 97.24% | 97.24% | 97.24% | 97.24% | 97.24% | 97.24% | 97.24% | 97.24% | 97.24% | 97.24% | 97.24% | 97.24% | 97.24% | 97.24% | 97.24% | 97.24% | 97.24% | 97.24%
Lewis CountySingle Family | Lewis CountySingle FamilyCooking Range | Lewis CountySingle FamilyCooking RangeNew | Lewis County | Single Family | Cooking Range | New | 100% | 100% | 100% | 100% | 100% | 100% | 100% | 100% | 100% | 100% | 100% | 100% | 100% | 100% | 100% | 100% | 100% | 100% | 100% | 100% | 100% | 100% | 100% | 100% | 100% | 100% | 100% | 100%
Lewis CountySingle Family - Highly Impacted | Lewis CountySingle Family - Highly ImpactedCooking Range | Lewis CountySingle Family - Highly ImpactedCooking RangeNew | Lewis County | Single Family - Highly Impacted | Cooking Range | New | 100% | 100% | 100% | 100% | 100% | 100% | 100% | 100% | 100% | 100% | 100% | 100% | 100% | 100% | 100% | 100% | 100% | 100% | 100% | 100% | 100% | 100% | 100% | 100% | 100% | 100% | 100% | 100%
Lewis CountyManufactured | Lewis CountyManufacturedDryer | Lewis CountyManufacturedDryerNew | Lewis County | Manufactured | Dryer | New | 98.39% | 98.39% | 98.39% | 98.39% | 98.39% | 98.39% | 98.39% | 98.39% | 98.39% | 98.39% | 98.39% | 98.39% | 98.39% | 98.39% | 98.39% | 98.39% | 98.39% | 98.39% | 98.39% | 98.39% | 98.39% | 98.39% | 98.39% | 98.39% | 98.39% | 98.39% | 98.39% | 98.39%
Lewis CountyManufactured - Highly Impacted | Lewis CountyManufactured - Highly ImpactedDryer | Lewis CountyManufactured - Highly ImpactedDryerNew | Lewis County | Manufactured - Highly Impacted | Dryer | New | 95.98% | 95.98% | 95.98% | 95.98% | 95.98% | 95.98% | 95.98% | 95.98% | 95.98% | 95.98% | 95.98% | 95.98% | 95.98% | 95.98% | 95.98% | 95.98% | 95.98% | 95.98% | 95.98% | 95.98% | 95.98% | 95.98% | 95.98% | 95.98% | 95.98% | 95.98% | 95.98% | 95.98%
Lewis CountyMultifamily | Lewis CountyMultifamilyDryer | Lewis CountyMultifamilyDryerNew | Lewis County | Multifamily | Dryer | New | 87.61% | 87.61% | 87.61% | 87.61% | 87.61% | 87.61% | 87.61% | 87.61% | 87.61% | 87.61% | 87.61% | 87.61% | 87.61% | 87.61% | 87.61% | 87.61% | 87.61% | 87.61% | 87.61% | 87.61% | 87.61% | 87.61% | 87.61% | 87.61% | 87.61% | 87.61% | 87.61% | 87.61%
Lewis CountyMultifamily - Highly Impacted | Lewis CountyMultifamily - Highly ImpactedDryer | Lewis CountyMultifamily - Highly ImpactedDryerNew | Lewis County | Multifamily - Highly Impacted | Dryer | New | 70.44% | 70.44% | 70.44% | 70.44% | 70.44% | 70.44% | 70.44% | 70.44% | 70.44% | 70.44% | 70.44% | 70.44% | 70.44% | 70.44% | 70.44% | 70.44% | 70.44% | 70.44% | 70.44% | 70.44% | 70.44% | 70.44% | 70.44% | 70.44% | 70.44% | 70.44% | 70.44% | 70.44%
Lewis CountySingle Family | Lewis CountySingle FamilyDryer | Lewis CountySingle FamilyDryerNew | Lewis County | Single Family | Dryer | New | 99.57% | 99.57% | 99.57% | 99.57% | 99.57% | 99.57% | 99.57% | 99.57% | 99.57% | 99.57% | 99.57% | 99.57% | 99.57% | 99.57% | 99.57% | 99.57% | 99.57% | 99.57% | 99.57% | 99.57% | 99.57% | 99.57% | 99.57% | 99.57% | 99.57% | 99.57% | 99.57% | 99.57%
Lewis CountySingle Family - Highly Impacted | Lewis CountySingle Family - Highly ImpactedDryer | Lewis CountySingle Family - Highly ImpactedDryerNew | Lewis County | Single Family - Highly Impacted | Dryer | New | 97.85% | 97.85% | 97.85% | 97.85% | 97.85% | 97.85% | 97.85% | 97.85% | 97.85% | 97.85% | 97.85% | 97.85% | 97.85% | 97.85% | 97.85% | 97.85% | 97.85% | 97.85% | 97.85% | 97.85% | 97.85% | 97.85% | 97.85% | 97.85% | 97.85% | 97.85% | 97.85% | 97.85%
Lewis CountyManufactured | Lewis CountyManufacturedHeat Central Gas Boiler | Lewis CountyManufacturedHeat Central Gas BoilerNew | Lewis County | Manufactured | Heat Central Gas Boiler | New | bar: 2023 to 2050
Lewis CountyManufactured - Highly Impacted | Lewis CountyManufactured - Highly ImpactedHeat Central Gas Boiler | Lewis CountyManufactured - Highly ImpactedHeat Central Gas BoilerNew | Lewis County | Manufactured - Highly Impacted | Heat Central Gas Boiler | New | bar: 2023 to 2050
Lewis CountyMultifamily | Lewis CountyMultifamilyHeat Central Gas Boiler | Lewis CountyMultifamilyHeat Central Gas BoilerNew | Lewis County | Multifamily | Heat Central Gas Boiler | New | 1.738% | 1.738% | 1.738% | 1.738% | 1.738% | 1.738% | 1.738% | 1.738% | 1.738% | 1.738% | 1.738% | 1.738% | 1.738% | 1.738% | 1.738% | 1.738% | 1.738% | 1.738% | 1.738% | 1.738% | 1.738% | 1.738% | 1.738% | 1.738% | 1.738% | 1.738% | 1.738% | 1.738%
Lewis CountyMultifamily - Highly Impacted | Lewis CountyMultifamily - Highly ImpactedHeat Central Gas Boiler | Lewis CountyMultifamily - Highly ImpactedHeat Central Gas BoilerNew | Lewis County | Multifamily - Highly Impacted | Heat Central Gas Boiler | New | 12.5% | 12.5% | 12.5% | 12.5% | 12.5% | 12.5% | 12.5% | 12.5% | 12.5% | 12.5% | 12.5% | 12.5% | 12.5% | 12.5% | 12.5% | 12.5% | 12.5% | 12.5% | 12.5% | 12.5% | 12.5% | 12.5% | 12.5% | 12.5% | 12.5% | 12.5% | 12.5% | 12.5%
Lewis CountySingle Family | Lewis CountySingle FamilyHeat Central Gas Boiler | Lewis CountySingle FamilyHeat Central Gas BoilerNew | Lewis County | Single Family | Heat Central Gas Boiler | New | 2.693% | 2.693% | 2.693% | 2.693% | 2.693% | 2.693% | 2.693% | 2.693% | 2.693% | 2.693% | 2.693% | 2.693% | 2.693% | 2.693% | 2.693% | 2.693% | 2.693% | 2.693% | 2.693% | 2.693% | 2.693% | 2.693% | 2.693% | 2.693% | 2.693% | 2.693% | 2.693% | 2.693%
Lewis CountySingle Family - Highly Impacted | Lewis CountySingle Family - Highly ImpactedHeat Central Gas Boiler | Lewis CountySingle Family - Highly ImpactedHeat Central Gas BoilerNew | Lewis County | Single Family - Highly Impacted | Heat Central Gas Boiler | New | 1.325% | 1.325% | 1.325% | 1.325% | 1.325% | 1.325% | 1.325% | 1.325% | 1.325% | 1.325% | 1.325% | 1.325% | 1.325% | 1.325% | 1.325% | 1.325% | 1.325% | 1.325% | 1.325% | 1.325% | 1.325% | 1.325% | 1.325% | 1.325% | 1.325% | 1.325% | 1.325% | 1.325%
Lewis CountyManufactured | Lewis CountyManufacturedHeat Central Gas Furnace | Lewis CountyManufacturedHeat Central Gas FurnaceNew | Lewis County | Manufactured | Heat Central Gas Furnace | New | 10.69% | 10.69% | 10.69% | 10.69% | 10.69% | 10.69% | 10.69% | 10.69% | 10.69% | 10.69% | 10.69% | 10.69% | 10.69% | 10.69% | 10.69% | 10.69% | 10.69% | 10.69% | 10.69% | 10.69% | 10.69% | 10.69% | 10.69% | 10.69% | 10.69% | 10.69% | 10.69% | 10.69%
Lewis CountyManufactured - Highly Impacted | Lewis CountyManufactured - Highly ImpactedHeat Central Gas Furnace | Lewis CountyManufactured - Highly ImpactedHeat Central Gas FurnaceNew | Lewis County | Manufactured - Highly Impacted | Heat Central Gas Furnace | New | 9.719% | 9.719% | 9.719% | 9.719% | 9.719% | 9.719% | 9.719% | 9.719% | 9.719% | 9.719% | 9.719% | 9.719% | 9.719% | 9.719% | 9.719% | 9.719% | 9.719% | 9.719% | 9.719% | 9.719% | 9.719% | 9.719% | 9.719% | 9.719% | 9.719% | 9.719% | 9.719% | 9.719%
Lewis CountyMultifamily | Lewis CountyMultifamilyHeat Central Gas Furnace | Lewis CountyMultifamilyHeat Central Gas FurnaceNew | Lewis County | Multifamily | Heat Central Gas Furnace | New | 5.365% | 5.365% | 5.365% | 5.365% | 5.365% | 5.365% | 5.365% | 5.365% | 5.365% | 5.365% | 5.365% | 5.365% | 5.365% | 5.365% | 5.365% | 5.365% | 5.365% | 5.365% | 5.365% | 5.365% | 5.365% | 5.365% | 5.365% | 5.365% | 5.365% | 5.365% | 5.365% | 5.365%
Lewis CountyMultifamily - Highly Impacted | Lewis CountyMultifamily - Highly ImpactedHeat Central Gas Furnace | Lewis CountyMultifamily - Highly ImpactedHeat Central Gas FurnaceNew | Lewis County | Multifamily - Highly Impacted | Heat Central Gas Furnace | New | 5.7% | 5.7% | 5.7% | 5.7% | 5.7% | 5.7% | 5.7% | 5.7% | 5.7% | 5.7% | 5.7% | 5.7% | 5.7% | 5.7% | 5.7% | 5.7% | 5.7% | 5.7% | 5.7% | 5.7% | 5.7% | 5.7% | 5.7% | 5.7% | 5.7% | 5.7% | 5.7% | 5.7%
Lewis CountySingle Family | Lewis CountySingle FamilyHeat Central Gas Furnace | Lewis CountySingle FamilyHeat Central Gas FurnaceNew | Lewis County | Single Family | Heat Central Gas Furnace | New | 71.66% | 71.66% | 71.66% | 71.66% | 71.66% | 71.66% | 71.66% | 71.66% | 71.66% | 71.66% | 71.66% | 71.66% | 71.66% | 71.66% | 71.66% | 71.66% | 71.66% | 71.66% | 71.66% | 71.66% | 71.66% | 71.66% | 71.66% | 71.66% | 71.66% | 71.66% | 71.66% | 71.66%
Lewis CountySingle Family - Highly Impacted | Lewis CountySingle Family - Highly ImpactedHeat Central Gas Furnace | Lewis CountySingle Family - Highly ImpactedHeat Central Gas FurnaceNew | Lewis County | Single Family - Highly Impacted | Heat Central Gas Furnace | New | 73.24% | 73.24% | 73.24% | 73.24% | 73.24% | 73.24% | 73.24% | 73.24% | 73.24% | 73.24% | 73.24% | 73.24% | 73.24% | 73.24% | 73.24% | 73.24% | 73.24% | 73.24% | 73.24% | 73.24% | 73.24% | 73.24% | 73.24% | 73.24% | 73.24% | 73.24% | 73.24% | 73.24%
Lewis CountyManufactured | Lewis CountyManufacturedHeat Room Gas | Lewis CountyManufacturedHeat Room GasNew | Lewis County | Manufactured | Heat Room Gas | New | 1.821% | 1.821% | 1.821% | 1.821% | 1.821% | 1.821% | 1.821% | 1.821% | 1.821% | 1.821% | 1.821% | 1.821% | 1.821% | 1.821% | 1.821% | 1.821% | 1.821% | 1.821% | 1.821% | 1.821% | 1.821% | 1.821% | 1.821% | 1.821% | 1.821% | 1.821% | 1.821% | 1.821%
Lewis CountyManufactured - Highly Impacted | Lewis CountyManufactured - Highly ImpactedHeat Room Gas | Lewis CountyManufactured - Highly ImpactedHeat Room GasNew | Lewis County | Manufactured - Highly Impacted | Heat Room Gas | New | bar: 2023 to 2050
Lewis CountyMultifamily | Lewis CountyMultifamilyHeat Room Gas | Lewis CountyMultifamilyHeat Room GasNew | Lewis County | Multifamily | Heat Room Gas | New | 4.171% | 4.171% | 4.171% | 4.171% | 4.171% | 4.171% | 4.171% | 4.171% | 4.171% | 4.171% | 4.171% | 4.171% | 4.171% | 4.171% | 4.171% | 4.171% | 4.171% | 4.171% | 4.171% | 4.171% | 4.171% | 4.171% | 4.171% | 4.171% | 4.171% | 4.171% | 4.171% | 4.171%
Lewis CountyMultifamily - Highly Impacted | Lewis CountyMultifamily - Highly ImpactedHeat Room Gas | Lewis CountyMultifamily - Highly ImpactedHeat Room GasNew | Lewis County | Multifamily - Highly Impacted | Heat Room Gas | New | 3.206% | 3.206% | 3.206% | 3.206% | 3.206% | 3.206% | 3.206% | 3.206% | 3.206% | 3.206% | 3.206% | 3.206% | 3.206% | 3.206% | 3.206% | 3.206% | 3.206% | 3.206% | 3.206% | 3.206% | 3.206% | 3.206% | 3.206% | 3.206% | 3.206% | 3.206% | 3.206% | 3.206%
Lewis CountySingle Family | Lewis CountySingle FamilyHeat Room Gas | Lewis CountySingle FamilyHeat Room GasNew | Lewis County | Single Family | Heat Room Gas | New | 3.491% | 3.491% | 3.491% | 3.491% | 3.491% | 3.491% | 3.491% | 3.491% | 3.491% | 3.491% | 3.491% | 3.491% | 3.491% | 3.491% | 3.491% | 3.491% | 3.491% | 3.491% | 3.491% | 3.491% | 3.491% | 3.491% | 3.491% | 3.491% | 3.491% | 3.491% | 3.491% | 3.491%
Lewis CountySingle Family - Highly Impacted | Lewis CountySingle Family - Highly ImpactedHeat Room Gas | Lewis CountySingle Family - Highly ImpactedHeat Room GasNew | Lewis County | Single Family - Highly Impacted | Heat Room Gas | New | 6.66% | 6.66% | 6.66% | 6.66% | 6.66% | 6.66% | 6.66% | 6.66% | 6.66% | 6.66% | 6.66% | 6.66% | 6.66% | 6.66% | 6.66% | 6.66% | 6.66% | 6.66% | 6.66% | 6.66% | 6.66% | 6.66% | 6.66% | 6.66% | 6.66% | 6.66% | 6.66% | 6.66%
Lewis CountyManufactured | Lewis CountyManufacturedOther | Lewis CountyManufacturedOtherNew | Lewis County | Manufactured | Other | New | 100% | 100% | 100% | 100% | 100% | 100% | 100% | 100% | 100% | 100% | 100% | 100% | 100% | 100% | 100% | 100% | 100% | 100% | 100% | 100% | 100% | 100% | 100% | 100% | 100% | 100% | 100% | 100%
Lewis CountyManufactured - Highly Impacted | Lewis CountyManufactured - Highly ImpactedOther | Lewis CountyManufactured - Highly ImpactedOtherNew | Lewis County | Manufactured - Highly Impacted | Other | New | 100% | 100% | 100% | 100% | 100% | 100% | 100% | 100% | 100% | 100% | 100% | 100% | 100% | 100% | 100% | 100% | 100% | 100% | 100% | 100% | 100% | 100% | 100% | 100% | 100% | 100% | 100% | 100%
Lewis CountyMultifamily | Lewis CountyMultifamilyOther | Lewis CountyMultifamilyOtherNew | Lewis County | Multifamily | Other | New | 100% | 100% | 100% | 100% | 100% | 100% | 100% | 100% | 100% | 100% | 100% | 100% | 100% | 100% | 100% | 100% | 100% | 100% | 100% | 100% | 100% | 100% | 100% | 100% | 100% | 100% | 100% | 100%
Lewis CountyMultifamily - Highly Impacted | Lewis CountyMultifamily - Highly ImpactedOther | Lewis CountyMultifamily - Highly ImpactedOtherNew | Lewis County | Multifamily - Highly Impacted | Other | New | 100% | 100% | 100% | 100% | 100% | 100% | 100% | 100% | 100% | 100% | 100% | 100% | 100% | 100% | 100% | 100% | 100% | 100% | 100% | 100% | 100% | 100% | 100% | 100% | 100% | 100% | 100% | 100%
Lewis CountySingle Family | Lewis CountySingle FamilyOther | Lewis CountySingle FamilyOtherNew | Lewis County | Single Family | Other | New | 100% | 100% | 100% | 100% | 100% | 100% | 100% | 100% | 100% | 100% | 100% | 100% | 100% | 100% | 100% | 100% | 100% | 100% | 100% | 100% | 100% | 100% | 100% | 100% | 100% | 100% | 100% | 100%
Lewis CountySingle Family - Highly Impacted | Lewis CountySingle Family - Highly ImpactedOther | Lewis CountySingle Family - Highly ImpactedOtherNew | Lewis County | Single Family - Highly Impacted | Other | New | 100% | 100% | 100% | 100% | 100% | 100% | 100% | 100% | 100% | 100% | 100% | 100% | 100% | 100% | 100% | 100% | 100% | 100% | 100% | 100% | 100% | 100% | 100% | 100% | 100% | 100% | 100% | 100%
Lewis CountyManufactured | Lewis CountyManufacturedPool Heat | Lewis CountyManufacturedPool HeatNew | Lewis County | Manufactured | Pool Heat | New | 1.85% | 1.85% | 1.85% | 1.85% | 1.85% | 1.85% | 1.85% | 1.85% | 1.85% | 1.85% | 1.85% | 1.85% | 1.85% | 1.85% | 1.85% | 1.85% | 1.85% | 1.85% | 1.85% | 1.85% | 1.85% | 1.85% | 1.85% | 1.85% | 1.85% | 1.85% | 1.85% | 1.85%
Lewis CountyManufactured - Highly Impacted | Lewis CountyManufactured - Highly ImpactedPool Heat | Lewis CountyManufactured - Highly ImpactedPool HeatNew | Lewis County | Manufactured - Highly Impacted | Pool Heat | New | 1.875% | 1.875% | 1.875% | 1.875% | 1.875% | 1.875% | 1.875% | 1.875% | 1.875% | 1.875% | 1.875% | 1.875% | 1.875% | 1.875% | 1.875% | 1.875% | 1.875% | 1.875% | 1.875% | 1.875% | 1.875% | 1.875% | 1.875% | 1.875% | 1.875% | 1.875% | 1.875% | 1.875%
Lewis CountyMultifamily | Lewis CountyMultifamilyPool Heat | Lewis CountyMultifamilyPool HeatNew | Lewis County | Multifamily | Pool Heat | New | bar: 2023 to 2050
Lewis CountyMultifamily - Highly Impacted | Lewis CountyMultifamily - Highly ImpactedPool Heat | Lewis CountyMultifamily - Highly ImpactedPool HeatNew | Lewis County | Multifamily - Highly Impacted | Pool Heat | New | bar: 2023 to 2050
Lewis CountySingle Family | Lewis CountySingle FamilyPool Heat | Lewis CountySingle FamilyPool HeatNew | Lewis County | Single Family | Pool Heat | New | 1.85% | 1.85% | 1.85% | 1.85% | 1.85% | 1.85% | 1.85% | 1.85% | 1.85% | 1.85% | 1.85% | 1.85% | 1.85% | 1.85% | 1.85% | 1.85% | 1.85% | 1.85% | 1.85% | 1.85% | 1.85% | 1.85% | 1.85% | 1.85% | 1.85% | 1.85% | 1.85% | 1.85%
Lewis CountySingle Family - Highly Impacted | Lewis CountySingle Family - Highly ImpactedPool Heat | Lewis CountySingle Family - Highly ImpactedPool HeatNew | Lewis County | Single Family - Highly Impacted | Pool Heat | New | 1.875% | 1.875% | 1.875% | 1.875% | 1.875% | 1.875% | 1.875% | 1.875% | 1.875% | 1.875% | 1.875% | 1.875% | 1.875% | 1.875% | 1.875% | 1.875% | 1.875% | 1.875% | 1.875% | 1.875% | 1.875% | 1.875% | 1.875% | 1.875% | 1.875% | 1.875% | 1.875% | 1.875%
Lewis CountyManufactured | Lewis CountyManufacturedWater Heat GT 55 Gal | Lewis CountyManufacturedWater Heat GT 55 GalNew | Lewis County | Manufactured | Water Heat GT 55 Gal | New | 19.58% | 19.58% | 19.58% | 19.58% | 19.58% | 19.58% | 19.58% | 19.58% | 19.58% | 19.58% | 19.58% | 19.58% | 19.58% | 19.58% | 19.58% | 19.58% | 19.58% | 19.58% | 19.58% | 19.58% | 19.58% | 19.58% | 19.58% | 19.58% | 19.58% | 19.58% | 19.58% | 19.58%
Lewis CountyManufactured - Highly Impacted | Lewis CountyManufactured - Highly ImpactedWater Heat GT 55 Gal | Lewis CountyManufactured - Highly ImpactedWater Heat GT 55 GalNew | Lewis County | Manufactured - Highly Impacted | Water Heat GT 55 Gal | New | 19.58% | 19.58% | 19.58% | 19.58% | 19.58% | 19.58% | 19.58% | 19.58% | 19.58% | 19.58% | 19.58% | 19.58% | 19.58% | 19.58% | 19.58% | 19.58% | 19.58% | 19.58% | 19.58% | 19.58% | 19.58% | 19.58% | 19.58% | 19.58% | 19.58% | 19.58% | 19.58% | 19.58%
Lewis CountyMultifamily | Lewis CountyMultifamilyWater Heat GT 55 Gal | Lewis CountyMultifamilyWater Heat GT 55 GalNew | Lewis County | Multifamily | Water Heat GT 55 Gal | New | 3.846% | 3.846% | 3.846% | 3.846% | 3.846% | 3.846% | 3.846% | 3.846% | 3.846% | 3.846% | 3.846% | 3.846% | 3.846% | 3.846% | 3.846% | 3.846% | 3.846% | 3.846% | 3.846% | 3.846% | 3.846% | 3.846% | 3.846% | 3.846% | 3.846% | 3.846% | 3.846% | 3.846%
Lewis CountyMultifamily - Highly Impacted | Lewis CountyMultifamily - Highly ImpactedWater Heat GT 55 Gal | Lewis CountyMultifamily - Highly ImpactedWater Heat GT 55 GalNew | Lewis County | Multifamily - Highly Impacted | Water Heat GT 55 Gal | New | 3.846% | 3.846% | 3.846% | 3.846% | 3.846% | 3.846% | 3.846% | 3.846% | 3.846% | 3.846% | 3.846% | 3.846% | 3.846% | 3.846% | 3.846% | 3.846% | 3.846% | 3.846% | 3.846% | 3.846% | 3.846% | 3.846% | 3.846% | 3.846% | 3.846% | 3.846% | 3.846% | 3.846%
Lewis CountySingle Family | Lewis CountySingle FamilyWater Heat GT 55 Gal | Lewis CountySingle FamilyWater Heat GT 55 GalNew | Lewis County | Single Family | Water Heat GT 55 Gal | New | 19.58% | 19.58% | 19.58% | 19.58% | 19.58% | 19.58% | 19.58% | 19.58% | 19.58% | 19.58% | 19.58% | 19.58% | 19.58% | 19.58% | 19.58% | 19.58% | 19.58% | 19.58% | 19.58% | 19.58% | 19.58% | 19.58% | 19.58% | 19.58% | 19.58% | 19.58% | 19.58% | 19.58%
Lewis CountySingle Family - Highly Impacted | Lewis CountySingle Family - Highly ImpactedWater Heat GT 55 Gal | Lewis CountySingle Family - Highly ImpactedWater Heat GT 55 GalNew | Lewis County | Single Family - Highly Impacted | Water Heat GT 55 Gal | New | 19.58% | 19.58% | 19.58% | 19.58% | 19.58% | 19.58% | 19.58% | 19.58% | 19.58% | 19.58% | 19.58% | 19.58% | 19.58% | 19.58% | 19.58% | 19.58% | 19.58% | 19.58% | 19.58% | 19.58% | 19.58% | 19.58% | 19.58% | 19.58% | 19.58% | 19.58% | 19.58% | 19.58%
Lewis CountyManufactured | Lewis CountyManufacturedWater Heat LE 55 Gal | Lewis CountyManufacturedWater Heat LE 55 GalNew | Lewis County | Manufactured | Water Heat LE 55 Gal | New | 79.04% | 79.04% | 79.04% | 79.04% | 79.04% | 79.04% | 79.04% | 79.04% | 79.04% | 79.04% | 79.04% | 79.04% | 79.04% | 79.04% | 79.04% | 79.04% | 79.04% | 79.04% | 79.04% | 79.04% | 79.04% | 79.04% | 79.04% | 79.04% | 79.04% | 79.04% | 79.04% | 79.04%
Lewis CountyManufactured - Highly Impacted | Lewis CountyManufactured - Highly ImpactedWater Heat LE 55 Gal | Lewis CountyManufactured - Highly ImpactedWater Heat LE 55 GalNew | Lewis County | Manufactured - Highly Impacted | Water Heat LE 55 Gal | New | 79.04% | 79.04% | 79.04% | 79.04% | 79.04% | 79.04% | 79.04% | 79.04% | 79.04% | 79.04% | 79.04% | 79.04% | 79.04% | 79.04% | 79.04% | 79.04% | 79.04% | 79.04% | 79.04% | 79.04% | 79.04% | 79.04% | 79.04% | 79.04% | 79.04% | 79.04% | 79.04% | 79.04%
Lewis CountyMultifamily | Lewis CountyMultifamilyWater Heat LE 55 Gal | Lewis CountyMultifamilyWater Heat LE 55 GalNew | Lewis County | Multifamily | Water Heat LE 55 Gal | New | 26.92% | 26.92% | 26.92% | 26.92% | 26.92% | 26.92% | 26.92% | 26.92% | 26.92% | 26.92% | 26.92% | 26.92% | 26.92% | 26.92% | 26.92% | 26.92% | 26.92% | 26.92% | 26.92% | 26.92% | 26.92% | 26.92% | 26.92% | 26.92% | 26.92% | 26.92% | 26.92% | 26.92%
Lewis CountyMultifamily - Highly Impacted | Lewis CountyMultifamily - Highly ImpactedWater Heat LE 55 Gal | Lewis CountyMultifamily - Highly ImpactedWater Heat LE 55 GalNew | Lewis County | Multifamily - Highly Impacted | Water Heat LE 55 Gal | New | 26.92% | 26.92% | 26.92% | 26.92% | 26.92% | 26.92% | 26.92% | 26.92% | 26.92% | 26.92% | 26.92% | 26.92% | 26.92% | 26.92% | 26.92% | 26.92% | 26.92% | 26.92% | 26.92% | 26.92% | 26.92% | 26.92% | 26.92% | 26.92% | 26.92% | 26.92% | 26.92% | 26.92%
Lewis CountySingle Family | Lewis CountySingle FamilyWater Heat LE 55 Gal | Lewis CountySingle FamilyWater Heat LE 55 GalNew | Lewis County | Single Family | Water Heat LE 55 Gal | New | 79.04% | 79.04% | 79.04% | 79.04% | 79.04% | 79.04% | 79.04% | 79.04% | 79.04% | 79.04% | 79.04% | 79.04% | 79.04% | 79.04% | 79.04% | 79.04% | 79.04% | 79.04% | 79.04% | 79.04% | 79.04% | 79.04% | 79.04% | 79.04% | 79.04% | 79.04% | 79.04% | 79.04%
Lewis CountySingle Family - Highly Impacted | Lewis CountySingle Family - Highly ImpactedWater Heat LE 55 Gal | Lewis CountySingle Family - Highly ImpactedWater Heat LE 55 GalNew | Lewis County | Single Family - Highly Impacted | Water Heat LE 55 Gal | New | 79.04% | 79.04% | 79.04% | 79.04% | 79.04% | 79.04% | 79.04% | 79.04% | 79.04% | 79.04% | 79.04% | 79.04% | 79.04% | 79.04% | 79.04% | 79.04% | 79.04% | 79.04% | 79.04% | 79.04% | 79.04% | 79.04% | 79.04% | 79.04% | 79.04% | 79.04% | 79.04% | 79.04%
Pierce CountyManufactured | Pierce CountyManufacturedCooking Oven | Pierce CountyManufacturedCooking OvenNew | Pierce County | Manufactured | Cooking Oven | New | 100% | 100% | 100% | 100% | 100% | 100% | 100% | 100% | 100% | 100% | 100% | 100% | 100% | 100% | 100% | 100% | 100% | 100% | 100% | 100% | 100% | 100% | 100% | 100% | 100% | 100% | 100% | 100%
Pierce CountyManufactured - Highly Impacted | Pierce CountyManufactured - Highly ImpactedCooking Oven | Pierce CountyManufactured - Highly ImpactedCooking OvenNew | Pierce County | Manufactured - Highly Impacted | Cooking Oven | New | 100% | 100% | 100% | 100% | 100% | 100% | 100% | 100% | 100% | 100% | 100% | 100% | 100% | 100% | 100% | 100% | 100% | 100% | 100% | 100% | 100% | 100% | 100% | 100% | 100% | 100% | 100% | 100%
Pierce CountyMultifamily | Pierce CountyMultifamilyCooking Oven | Pierce CountyMultifamilyCooking OvenNew | Pierce County | Multifamily | Cooking Oven | New | 100% | 100% | 100% | 100% | 100% | 100% | 100% | 100% | 100% | 100% | 100% | 100% | 100% | 100% | 100% | 100% | 100% | 100% | 100% | 100% | 100% | 100% | 100% | 100% | 100% | 100% | 100% | 100%
Pierce CountyMultifamily - Highly Impacted | Pierce CountyMultifamily - Highly ImpactedCooking Oven | Pierce CountyMultifamily - Highly ImpactedCooking OvenNew | Pierce County | Multifamily - Highly Impacted | Cooking Oven | New | 100% | 100% | 100% | 100% | 100% | 100% | 100% | 100% | 100% | 100% | 100% | 100% | 100% | 100% | 100% | 100% | 100% | 100% | 100% | 100% | 100% | 100% | 100% | 100% | 100% | 100% | 100% | 100%
Pierce CountySingle Family | Pierce CountySingle FamilyCooking Oven | Pierce CountySingle FamilyCooking OvenNew | Pierce County | Single Family | Cooking Oven | New | 100% | 100% | 100% | 100% | 100% | 100% | 100% | 100% | 100% | 100% | 100% | 100% | 100% | 100% | 100% | 100% | 100% | 100% | 100% | 100% | 100% | 100% | 100% | 100% | 100% | 100% | 100% | 100%
Pierce CountySingle Family - Highly Impacted | Pierce CountySingle Family - Highly ImpactedCooking Oven | Pierce CountySingle Family - Highly ImpactedCooking OvenNew | Pierce County | Single Family - Highly Impacted | Cooking Oven | New | 100% | 100% | 100% | 100% | 100% | 100% | 100% | 100% | 100% | 100% | 100% | 100% | 100% | 100% | 100% | 100% | 100% | 100% | 100% | 100% | 100% | 100% | 100% | 100% | 100% | 100% | 100% | 100%
Pierce CountyManufactured | Pierce CountyManufacturedCooking Range | Pierce CountyManufacturedCooking RangeNew | Pierce County | Manufactured | Cooking Range | New | 100% | 100% | 100% | 100% | 100% | 100% | 100% | 100% | 100% | 100% | 100% | 100% | 100% | 100% | 100% | 100% | 100% | 100% | 100% | 100% | 100% | 100% | 100% | 100% | 100% | 100% | 100% | 100%
Pierce CountyManufactured - Highly Impacted | Pierce CountyManufactured - Highly ImpactedCooking Range | Pierce CountyManufactured - Highly ImpactedCooking RangeNew | Pierce County | Manufactured - Highly Impacted | Cooking Range | New | 96.87% | 96.87% | 96.87% | 96.87% | 96.87% | 96.87% | 96.87% | 96.87% | 96.87% | 96.87% | 96.87% | 96.87% | 96.87% | 96.87% | 96.87% | 96.87% | 96.87% | 96.87% | 96.87% | 96.87% | 96.87% | 96.87% | 96.87% | 96.87% | 96.87% | 96.87% | 96.87% | 96.87%
Pierce CountyMultifamily | Pierce CountyMultifamilyCooking Range | Pierce CountyMultifamilyCooking RangeNew | Pierce County | Multifamily | Cooking Range | New | 98.49% | 98.49% | 98.49% | 98.49% | 98.49% | 98.49% | 98.49% | 98.49% | 98.49% | 98.49% | 98.49% | 98.49% | 98.49% | 98.49% | 98.49% | 98.49% | 98.49% | 98.49% | 98.49% | 98.49% | 98.49% | 98.49% | 98.49% | 98.49% | 98.49% | 98.49% | 98.49% | 98.49%
Pierce CountyMultifamily - Highly Impacted | Pierce CountyMultifamily - Highly ImpactedCooking Range | Pierce CountyMultifamily - Highly ImpactedCooking RangeNew | Pierce County | Multifamily - Highly Impacted | Cooking Range | New | 97.24% | 97.24% | 97.24% | 97.24% | 97.24% | 97.24% | 97.24% | 97.24% | 97.24% | 97.24% | 97.24% | 97.24% | 97.24% | 97.24% | 97.24% | 97.24% | 97.24% | 97.24% | 97.24% | 97.24% | 97.24% | 97.24% | 97.24% | 97.24% | 97.24% | 97.24% | 97.24% | 97.24%
Pierce CountySingle Family | Pierce CountySingle FamilyCooking Range | Pierce CountySingle FamilyCooking RangeNew | Pierce County | Single Family | Cooking Range | New | 100% | 100% | 100% | 100% | 100% | 100% | 100% | 100% | 100% | 100% | 100% | 100% | 100% | 100% | 100% | 100% | 100% | 100% | 100% | 100% | 100% | 100% | 100% | 100% | 100% | 100% | 100% | 100%
Pierce CountySingle Family - Highly Impacted | Pierce CountySingle Family - Highly ImpactedCooking Range | Pierce CountySingle Family - Highly ImpactedCooking RangeNew | Pierce County | Single Family - Highly Impacted | Cooking Range | New | 100% | 100% | 100% | 100% | 100% | 100% | 100% | 100% | 100% | 100% | 100% | 100% | 100% | 100% | 100% | 100% | 100% | 100% | 100% | 100% | 100% | 100% | 100% | 100% | 100% | 100% | 100% | 100%
Pierce CountyManufactured | Pierce CountyManufacturedDryer | Pierce CountyManufacturedDryerNew | Pierce County | Manufactured | Dryer | New | 98.39% | 98.39% | 98.39% | 98.39% | 98.39% | 98.39% | 98.39% | 98.39% | 98.39% | 98.39% | 98.39% | 98.39% | 98.39% | 98.39% | 98.39% | 98.39% | 98.39% | 98.39% | 98.39% | 98.39% | 98.39% | 98.39% | 98.39% | 98.39% | 98.39% | 98.39% | 98.39% | 98.39%
Pierce CountyManufactured - Highly Impacted | Pierce CountyManufactured - Highly ImpactedDryer | Pierce CountyManufactured - Highly ImpactedDryerNew | Pierce County | Manufactured - Highly Impacted | Dryer | New | 95.98% | 95.98% | 95.98% | 95.98% | 95.98% | 95.98% | 95.98% | 95.98% | 95.98% | 95.98% | 95.98% | 95.98% | 95.98% | 95.98% | 95.98% | 95.98% | 95.98% | 95.98% | 95.98% | 95.98% | 95.98% | 95.98% | 95.98% | 95.98% | 95.98% | 95.98% | 95.98% | 95.98%
Pierce CountyMultifamily | Pierce CountyMultifamilyDryer | Pierce CountyMultifamilyDryerNew | Pierce County | Multifamily | Dryer | New | 87.61% | 87.61% | 87.61% | 87.61% | 87.61% | 87.61% | 87.61% | 87.61% | 87.61% | 87.61% | 87.61% | 87.61% | 87.61% | 87.61% | 87.61% | 87.61% | 87.61% | 87.61% | 87.61% | 87.61% | 87.61% | 87.61% | 87.61% | 87.61% | 87.61% | 87.61% | 87.61% | 87.61%
Pierce CountyMultifamily - Highly Impacted | Pierce CountyMultifamily - Highly ImpactedDryer | Pierce CountyMultifamily - Highly ImpactedDryerNew | Pierce County | Multifamily - Highly Impacted | Dryer | New | 70.44% | 70.44% | 70.44% | 70.44% | 70.44% | 70.44% | 70.44% | 70.44% | 70.44% | 70.44% | 70.44% | 70.44% | 70.44% | 70.44% | 70.44% | 70.44% | 70.44% | 70.44% | 70.44% | 70.44% | 70.44% | 70.44% | 70.44% | 70.44% | 70.44% | 70.44% | 70.44% | 70.44%
Pierce CountySingle Family | Pierce CountySingle FamilyDryer | Pierce CountySingle FamilyDryerNew | Pierce County | Single Family | Dryer | New | 99.84% | 99.84% | 99.84% | 99.84% | 99.84% | 99.84% | 99.84% | 99.84% | 99.84% | 99.84% | 99.84% | 99.84% | 99.84% | 99.84% | 99.84% | 99.84% | 99.84% | 99.84% | 99.84% | 99.84% | 99.84% | 99.84% | 99.84% | 99.84% | 99.84% | 99.84% | 99.84% | 99.84%
Pierce CountySingle Family - Highly Impacted | Pierce CountySingle Family - Highly ImpactedDryer | Pierce CountySingle Family - Highly ImpactedDryerNew | Pierce County | Single Family - Highly Impacted | Dryer | New | 97.85% | 97.85% | 97.85% | 97.85% | 97.85% | 97.85% | 97.85% | 97.85% | 97.85% | 97.85% | 97.85% | 97.85% | 97.85% | 97.85% | 97.85% | 97.85% | 97.85% | 97.85% | 97.85% | 97.85% | 97.85% | 97.85% | 97.85% | 97.85% | 97.85% | 97.85% | 97.85% | 97.85%
Pierce CountyManufactured | Pierce CountyManufacturedHeat Central Gas Boiler | Pierce CountyManufacturedHeat Central Gas BoilerNew | Pierce County | Manufactured | Heat Central Gas Boiler | New | bar: 2023 to 2050
Pierce CountyManufactured - Highly Impacted | Pierce CountyManufactured - Highly ImpactedHeat Central Gas Boiler | Pierce CountyManufactured - Highly ImpactedHeat Central Gas BoilerNew | Pierce County | Manufactured - Highly Impacted | Heat Central Gas Boiler | New | bar: 2023 to 2050
Pierce CountyMultifamily | Pierce CountyMultifamilyHeat Central Gas Boiler | Pierce CountyMultifamilyHeat Central Gas BoilerNew | Pierce County | Multifamily | Heat Central Gas Boiler | New | 1.738% | 1.738% | 1.738% | 1.738% | 1.738% | 1.738% | 1.738% | 1.738% | 1.738% | 1.738% | 1.738% | 1.738% | 1.738% | 1.738% | 1.738% | 1.738% | 1.738% | 1.738% | 1.738% | 1.738% | 1.738% | 1.738% | 1.738% | 1.738% | 1.738% | 1.738% | 1.738% | 1.738%
Pierce CountyMultifamily - Highly Impacted | Pierce CountyMultifamily - Highly ImpactedHeat Central Gas Boiler | Pierce CountyMultifamily - Highly ImpactedHeat Central Gas BoilerNew | Pierce County | Multifamily - Highly Impacted | Heat Central Gas Boiler | New | 12.5% | 12.5% | 12.5% | 12.5% | 12.5% | 12.5% | 12.5% | 12.5% | 12.5% | 12.5% | 12.5% | 12.5% | 12.5% | 12.5% | 12.5% | 12.5% | 12.5% | 12.5% | 12.5% | 12.5% | 12.5% | 12.5% | 12.5% | 12.5% | 12.5% | 12.5% | 12.5% | 12.5%
Pierce CountySingle Family | Pierce CountySingle FamilyHeat Central Gas Boiler | Pierce CountySingle FamilyHeat Central Gas BoilerNew | Pierce County | Single Family | Heat Central Gas Boiler | New | 1.443% | 1.443% | 1.443% | 1.443% | 1.443% | 1.443% | 1.443% | 1.443% | 1.443% | 1.443% | 1.443% | 1.443% | 1.443% | 1.443% | 1.443% | 1.443% | 1.443% | 1.443% | 1.443% | 1.443% | 1.443% | 1.443% | 1.443% | 1.443% | 1.443% | 1.443% | 1.443% | 1.443%
Pierce CountySingle Family - Highly Impacted | Pierce CountySingle Family - Highly ImpactedHeat Central Gas Boiler | Pierce CountySingle Family - Highly ImpactedHeat Central Gas BoilerNew | Pierce County | Single Family - Highly Impacted | Heat Central Gas Boiler | New | 1.325% | 1.325% | 1.325% | 1.325% | 1.325% | 1.325% | 1.325% | 1.325% | 1.325% | 1.325% | 1.325% | 1.325% | 1.325% | 1.325% | 1.325% | 1.325% | 1.325% | 1.325% | 1.325% | 1.325% | 1.325% | 1.325% | 1.325% | 1.325% | 1.325% | 1.325% | 1.325% | 1.325%
Pierce CountyManufactured | Pierce CountyManufacturedHeat Central Gas Furnace | Pierce CountyManufacturedHeat Central Gas FurnaceNew | Pierce County | Manufactured | Heat Central Gas Furnace | New | 10.69% | 10.69% | 10.69% | 10.69% | 10.69% | 10.69% | 10.69% | 10.69% | 10.69% | 10.69% | 10.69% | 10.69% | 10.69% | 10.69% | 10.69% | 10.69% | 10.69% | 10.69% | 10.69% | 10.69% | 10.69% | 10.69% | 10.69% | 10.69% | 10.69% | 10.69% | 10.69% | 10.69%
Pierce CountyManufactured - Highly Impacted | Pierce CountyManufactured - Highly ImpactedHeat Central Gas Furnace | Pierce CountyManufactured - Highly ImpactedHeat Central Gas FurnaceNew | Pierce County | Manufactured - Highly Impacted | Heat Central Gas Furnace | New | 9.719% | 9.719% | 9.719% | 9.719% | 9.719% | 9.719% | 9.719% | 9.719% | 9.719% | 9.719% | 9.719% | 9.719% | 9.719% | 9.719% | 9.719% | 9.719% | 9.719% | 9.719% | 9.719% | 9.719% | 9.719% | 9.719% | 9.719% | 9.719% | 9.719% | 9.719% | 9.719% | 9.719%
Pierce CountyMultifamily | Pierce CountyMultifamilyHeat Central Gas Furnace | Pierce CountyMultifamilyHeat Central Gas FurnaceNew | Pierce County | Multifamily | Heat Central Gas Furnace | New | 5.365% | 5.365% | 5.365% | 5.365% | 5.365% | 5.365% | 5.365% | 5.365% | 5.365% | 5.365% | 5.365% | 5.365% | 5.365% | 5.365% | 5.365% | 5.365% | 5.365% | 5.365% | 5.365% | 5.365% | 5.365% | 5.365% | 5.365% | 5.365% | 5.365% | 5.365% | 5.365% | 5.365%
Pierce CountyMultifamily - Highly Impacted | Pierce CountyMultifamily - Highly ImpactedHeat Central Gas Furnace | Pierce CountyMultifamily - Highly ImpactedHeat Central Gas FurnaceNew | Pierce County | Multifamily - Highly Impacted | Heat Central Gas Furnace | New | 5.7% | 5.7% | 5.7% | 5.7% | 5.7% | 5.7% | 5.7% | 5.7% | 5.7% | 5.7% | 5.7% | 5.7% | 5.7% | 5.7% | 5.7% | 5.7% | 5.7% | 5.7% | 5.7% | 5.7% | 5.7% | 5.7% | 5.7% | 5.7% | 5.7% | 5.7% | 5.7% | 5.7%
Pierce CountySingle Family | Pierce CountySingle FamilyHeat Central Gas Furnace | Pierce CountySingle FamilyHeat Central Gas FurnaceNew | Pierce County | Single Family | Heat Central Gas Furnace | New | 69.88% | 69.88% | 69.88% | 69.88% | 69.88% | 69.88% | 69.88% | 69.88% | 69.88% | 69.88% | 69.88% | 69.88% | 69.88% | 69.88% | 69.88% | 69.88% | 69.88% | 69.88% | 69.88% | 69.88% | 69.88% | 69.88% | 69.88% | 69.88% | 69.88% | 69.88% | 69.88% | 69.88%
Pierce CountySingle Family - Highly Impacted | Pierce CountySingle Family - Highly ImpactedHeat Central Gas Furnace | Pierce CountySingle Family - Highly ImpactedHeat Central Gas FurnaceNew | Pierce County | Single Family - Highly Impacted | Heat Central Gas Furnace | New | 73.24% | 73.24% | 73.24% | 73.24% | 73.24% | 73.24% | 73.24% | 73.24% | 73.24% | 73.24% | 73.24% | 73.24% | 73.24% | 73.24% | 73.24% | 73.24% | 73.24% | 73.24% | 73.24% | 73.24% | 73.24% | 73.24% | 73.24% | 73.24% | 73.24% | 73.24% | 73.24% | 73.24%
Pierce CountyManufactured | Pierce CountyManufacturedHeat Room Gas | Pierce CountyManufacturedHeat Room GasNew | Pierce County | Manufactured | Heat Room Gas | New | 1.821% | 1.821% | 1.821% | 1.821% | 1.821% | 1.821% | 1.821% | 1.821% | 1.821% | 1.821% | 1.821% | 1.821% | 1.821% | 1.821% | 1.821% | 1.821% | 1.821% | 1.821% | 1.821% | 1.821% | 1.821% | 1.821% | 1.821% | 1.821% | 1.821% | 1.821% | 1.821% | 1.821%
Pierce CountyManufactured - Highly Impacted | Pierce CountyManufactured - Highly ImpactedHeat Room Gas | Pierce CountyManufactured - Highly ImpactedHeat Room GasNew | Pierce County | Manufactured - Highly Impacted | Heat Room Gas | New | bar: 2023 to 2050
Pierce CountyMultifamily | Pierce CountyMultifamilyHeat Room Gas | Pierce CountyMultifamilyHeat Room GasNew | Pierce County | Multifamily | Heat Room Gas | New | 4.171% | 4.171% | 4.171% | 4.171% | 4.171% | 4.171% | 4.171% | 4.171% | 4.171% | 4.171% | 4.171% | 4.171% | 4.171% | 4.171% | 4.171% | 4.171% | 4.171% | 4.171% | 4.171% | 4.171% | 4.171% | 4.171% | 4.171% | 4.171% | 4.171% | 4.171% | 4.171% | 4.171%
Pierce CountyMultifamily - Highly Impacted | Pierce CountyMultifamily - Highly ImpactedHeat Room Gas | Pierce CountyMultifamily - Highly ImpactedHeat Room GasNew | Pierce County | Multifamily - Highly Impacted | Heat Room Gas | New | 3.206% | 3.206% | 3.206% | 3.206% | 3.206% | 3.206% | 3.206% | 3.206% | 3.206% | 3.206% | 3.206% | 3.206% | 3.206% | 3.206% | 3.206% | 3.206% | 3.206% | 3.206% | 3.206% | 3.206% | 3.206% | 3.206% | 3.206% | 3.206% | 3.206% | 3.206% | 3.206% | 3.206%
Pierce CountySingle Family | Pierce CountySingle FamilyHeat Room Gas | Pierce CountySingle FamilyHeat Room GasNew | Pierce County | Single Family | Heat Room Gas | New | 3.327% | 3.327% | 3.327% | 3.327% | 3.327% | 3.327% | 3.327% | 3.327% | 3.327% | 3.327% | 3.327% | 3.327% | 3.327% | 3.327% | 3.327% | 3.327% | 3.327% | 3.327% | 3.327% | 3.327% | 3.327% | 3.327% | 3.327% | 3.327% | 3.327% | 3.327% | 3.327% | 3.327%
Pierce CountySingle Family - Highly Impacted | Pierce CountySingle Family - Highly ImpactedHeat Room Gas | Pierce CountySingle Family - Highly ImpactedHeat Room GasNew | Pierce County | Single Family - Highly Impacted | Heat Room Gas | New | 6.66% | 6.66% | 6.66% | 6.66% | 6.66% | 6.66% | 6.66% | 6.66% | 6.66% | 6.66% | 6.66% | 6.66% | 6.66% | 6.66% | 6.66% | 6.66% | 6.66% | 6.66% | 6.66% | 6.66% | 6.66% | 6.66% | 6.66% | 6.66% | 6.66% | 6.66% | 6.66% | 6.66%
Pierce CountyManufactured | Pierce CountyManufacturedOther | Pierce CountyManufacturedOtherNew | Pierce County | Manufactured | Other | New | 100% | 100% | 100% | 100% | 100% | 100% | 100% | 100% | 100% | 100% | 100% | 100% | 100% | 100% | 100% | 100% | 100% | 100% | 100% | 100% | 100% | 100% | 100% | 100% | 100% | 100% | 100% | 100%
Pierce CountyManufactured - Highly Impacted | Pierce CountyManufactured - Highly ImpactedOther | Pierce CountyManufactured - Highly ImpactedOtherNew | Pierce County | Manufactured - Highly Impacted | Other | New | 100% | 100% | 100% | 100% | 100% | 100% | 100% | 100% | 100% | 100% | 100% | 100% | 100% | 100% | 100% | 100% | 100% | 100% | 100% | 100% | 100% | 100% | 100% | 100% | 100% | 100% | 100% | 100%
Pierce CountyMultifamily | Pierce CountyMultifamilyOther | Pierce CountyMultifamilyOtherNew | Pierce County | Multifamily | Other | New | 100% | 100% | 100% | 100% | 100% | 100% | 100% | 100% | 100% | 100% | 100% | 100% | 100% | 100% | 100% | 100% | 100% | 100% | 100% | 100% | 100% | 100% | 100% | 100% | 100% | 100% | 100% | 100%
Pierce CountyMultifamily - Highly Impacted | Pierce CountyMultifamily - Highly ImpactedOther | Pierce CountyMultifamily - Highly ImpactedOtherNew | Pierce County | Multifamily - Highly Impacted | Other | New | 100% | 100% | 100% | 100% | 100% | 100% | 100% | 100% | 100% | 100% | 100% | 100% | 100% | 100% | 100% | 100% | 100% | 100% | 100% | 100% | 100% | 100% | 100% | 100% | 100% | 100% | 100% | 100%
Pierce CountySingle Family | Pierce CountySingle FamilyOther | Pierce CountySingle FamilyOtherNew | Pierce County | Single Family | Other | New | 100% | 100% | 100% | 100% | 100% | 100% | 100% | 100% | 100% | 100% | 100% | 100% | 100% | 100% | 100% | 100% | 100% | 100% | 100% | 100% | 100% | 100% | 100% | 100% | 100% | 100% | 100% | 100%
Pierce CountySingle Family - Highly Impacted | Pierce CountySingle Family - Highly ImpactedOther | Pierce CountySingle Family - Highly ImpactedOtherNew | Pierce County | Single Family - Highly Impacted | Other | New | 100% | 100% | 100% | 100% | 100% | 100% | 100% | 100% | 100% | 100% | 100% | 100% | 100% | 100% | 100% | 100% | 100% | 100% | 100% | 100% | 100% | 100% | 100% | 100% | 100% | 100% | 100% | 100%
Pierce CountyManufactured | Pierce CountyManufacturedPool Heat | Pierce CountyManufacturedPool HeatNew | Pierce County | Manufactured | Pool Heat | New | 1.85% | 1.85% | 1.85% | 1.85% | 1.85% | 1.85% | 1.85% | 1.85% | 1.85% | 1.85% | 1.85% | 1.85% | 1.85% | 1.85% | 1.85% | 1.85% | 1.85% | 1.85% | 1.85% | 1.85% | 1.85% | 1.85% | 1.85% | 1.85% | 1.85% | 1.85% | 1.85% | 1.85%
Pierce CountyManufactured - Highly Impacted | Pierce CountyManufactured - Highly ImpactedPool Heat | Pierce CountyManufactured - Highly ImpactedPool HeatNew | Pierce County | Manufactured - Highly Impacted | Pool Heat | New | 1.875% | 1.875% | 1.875% | 1.875% | 1.875% | 1.875% | 1.875% | 1.875% | 1.875% | 1.875% | 1.875% | 1.875% | 1.875% | 1.875% | 1.875% | 1.875% | 1.875% | 1.875% | 1.875% | 1.875% | 1.875% | 1.875% | 1.875% | 1.875% | 1.875% | 1.875% | 1.875% | 1.875%
Pierce CountyMultifamily | Pierce CountyMultifamilyPool Heat | Pierce CountyMultifamilyPool HeatNew | Pierce County | Multifamily | Pool Heat | New | bar: 2023 to 2050
Pierce CountyMultifamily - Highly Impacted | Pierce CountyMultifamily - Highly ImpactedPool Heat | Pierce CountyMultifamily - Highly ImpactedPool HeatNew | Pierce County | Multifamily - Highly Impacted | Pool Heat | New | bar: 2023 to 2050
Pierce CountySingle Family | Pierce CountySingle FamilyPool Heat | Pierce CountySingle FamilyPool HeatNew | Pierce County | Single Family | Pool Heat | New | 3.698% | 3.698% | 3.698% | 3.698% | 3.698% | 3.698% | 3.698% | 3.698% | 3.698% | 3.698% | 3.698% | 3.698% | 3.698% | 3.698% | 3.698% | 3.698% | 3.698% | 3.698% | 3.698% | 3.698% | 3.698% | 3.698% | 3.698% | 3.698% | 3.698% | 3.698% | 3.698% | 3.698%
Pierce CountySingle Family - Highly Impacted | Pierce CountySingle Family - Highly ImpactedPool Heat | Pierce CountySingle Family - Highly ImpactedPool HeatNew | Pierce County | Single Family - Highly Impacted | Pool Heat | New | 1.875% | 1.875% | 1.875% | 1.875% | 1.875% | 1.875% | 1.875% | 1.875% | 1.875% | 1.875% | 1.875% | 1.875% | 1.875% | 1.875% | 1.875% | 1.875% | 1.875% | 1.875% | 1.875% | 1.875% | 1.875% | 1.875% | 1.875% | 1.875% | 1.875% | 1.875% | 1.875% | 1.875%
Pierce CountyManufactured | Pierce CountyManufacturedWater Heat GT 55 Gal | Pierce CountyManufacturedWater Heat GT 55 GalNew | Pierce County | Manufactured | Water Heat GT 55 Gal | New | 19.58% | 19.58% | 19.58% | 19.58% | 19.58% | 19.58% | 19.58% | 19.58% | 19.58% | 19.58% | 19.58% | 19.58% | 19.58% | 19.58% | 19.58% | 19.58% | 19.58% | 19.58% | 19.58% | 19.58% | 19.58% | 19.58% | 19.58% | 19.58% | 19.58% | 19.58% | 19.58% | 19.58%
Pierce CountyManufactured - Highly Impacted | Pierce CountyManufactured - Highly ImpactedWater Heat GT 55 Gal | Pierce CountyManufactured - Highly ImpactedWater Heat GT 55 GalNew | Pierce County | Manufactured - Highly Impacted | Water Heat GT 55 Gal | New | 19.58% | 19.58% | 19.58% | 19.58% | 19.58% | 19.58% | 19.58% | 19.58% | 19.58% | 19.58% | 19.58% | 19.58% | 19.58% | 19.58% | 19.58% | 19.58% | 19.58% | 19.58% | 19.58% | 19.58% | 19.58% | 19.58% | 19.58% | 19.58% | 19.58% | 19.58% | 19.58% | 19.58%
Pierce CountyMultifamily | Pierce CountyMultifamilyWater Heat GT 55 Gal | Pierce CountyMultifamilyWater Heat GT 55 GalNew | Pierce County | Multifamily | Water Heat GT 55 Gal | New | 3.846% | 3.846% | 3.846% | 3.846% | 3.846% | 3.846% | 3.846% | 3.846% | 3.846% | 3.846% | 3.846% | 3.846% | 3.846% | 3.846% | 3.846% | 3.846% | 3.846% | 3.846% | 3.846% | 3.846% | 3.846% | 3.846% | 3.846% | 3.846% | 3.846% | 3.846% | 3.846% | 3.846%
Pierce CountyMultifamily - Highly Impacted | Pierce CountyMultifamily - Highly ImpactedWater Heat GT 55 Gal | Pierce CountyMultifamily - Highly ImpactedWater Heat GT 55 GalNew | Pierce County | Multifamily - Highly Impacted | Water Heat GT 55 Gal | New | 3.846% | 3.846% | 3.846% | 3.846% | 3.846% | 3.846% | 3.846% | 3.846% | 3.846% | 3.846% | 3.846% | 3.846% | 3.846% | 3.846% | 3.846% | 3.846% | 3.846% | 3.846% | 3.846% | 3.846% | 3.846% | 3.846% | 3.846% | 3.846% | 3.846% | 3.846% | 3.846% | 3.846%
Pierce CountySingle Family | Pierce CountySingle FamilyWater Heat GT 55 Gal | Pierce CountySingle FamilyWater Heat GT 55 GalNew | Pierce County | Single Family | Water Heat GT 55 Gal | New | 19.58% | 19.58% | 19.58% | 19.58% | 19.58% | 19.58% | 19.58% | 19.58% | 19.58% | 19.58% | 19.58% | 19.58% | 19.58% | 19.58% | 19.58% | 19.58% | 19.58% | 19.58% | 19.58% | 19.58% | 19.58% | 19.58% | 19.58% | 19.58% | 19.58% | 19.58% | 19.58% | 19.58%
Pierce CountySingle Family - Highly Impacted | Pierce CountySingle Family - Highly ImpactedWater Heat GT 55 Gal | Pierce CountySingle Family - Highly ImpactedWater Heat GT 55 GalNew | Pierce County | Single Family - Highly Impacted | Water Heat GT 55 Gal | New | 19.58% | 19.58% | 19.58% | 19.58% | 19.58% | 19.58% | 19.58% | 19.58% | 19.58% | 19.58% | 19.58% | 19.58% | 19.58% | 19.58% | 19.58% | 19.58% | 19.58% | 19.58% | 19.58% | 19.58% | 19.58% | 19.58% | 19.58% | 19.58% | 19.58% | 19.58% | 19.58% | 19.58%
Pierce CountyManufactured | Pierce CountyManufacturedWater Heat LE 55 Gal | Pierce CountyManufacturedWater Heat LE 55 GalNew | Pierce County | Manufactured | Water Heat LE 55 Gal | New | 79.04% | 79.04% | 79.04% | 79.04% | 79.04% | 79.04% | 79.04% | 79.04% | 79.04% | 79.04% | 79.04% | 79.04% | 79.04% | 79.04% | 79.04% | 79.04% | 79.04% | 79.04% | 79.04% | 79.04% | 79.04% | 79.04% | 79.04% | 79.04% | 79.04% | 79.04% | 79.04% | 79.04%
Pierce CountyManufactured - Highly Impacted | Pierce CountyManufactured - Highly ImpactedWater Heat LE 55 Gal | Pierce CountyManufactured - Highly ImpactedWater Heat LE 55 GalNew | Pierce County | Manufactured - Highly Impacted | Water Heat LE 55 Gal | New | 79.04% | 79.04% | 79.04% | 79.04% | 79.04% | 79.04% | 79.04% | 79.04% | 79.04% | 79.04% | 79.04% | 79.04% | 79.04% | 79.04% | 79.04% | 79.04% | 79.04% | 79.04% | 79.04% | 79.04% | 79.04% | 79.04% | 79.04% | 79.04% | 79.04% | 79.04% | 79.04% | 79.04%
Pierce CountyMultifamily | Pierce CountyMultifamilyWater Heat LE 55 Gal | Pierce CountyMultifamilyWater Heat LE 55 GalNew | Pierce County | Multifamily | Water Heat LE 55 Gal | New | 26.92% | 26.92% | 26.92% | 26.92% | 26.92% | 26.92% | 26.92% | 26.92% | 26.92% | 26.92% | 26.92% | 26.92% | 26.92% | 26.92% | 26.92% | 26.92% | 26.92% | 26.92% | 26.92% | 26.92% | 26.92% | 26.92% | 26.92% | 26.92% | 26.92% | 26.92% | 26.92% | 26.92%
Pierce CountyMultifamily - Highly Impacted | Pierce CountyMultifamily - Highly ImpactedWater Heat LE 55 Gal | Pierce CountyMultifamily - Highly ImpactedWater Heat LE 55 GalNew | Pierce County | Multifamily - Highly Impacted | Water Heat LE 55 Gal | New | 26.92% | 26.92% | 26.92% | 26.92% | 26.92% | 26.92% | 26.92% | 26.92% | 26.92% | 26.92% | 26.92% | 26.92% | 26.92% | 26.92% | 26.92% | 26.92% | 26.92% | 26.92% | 26.92% | 26.92% | 26.92% | 26.92% | 26.92% | 26.92% | 26.92% | 26.92% | 26.92% | 26.92%
Pierce CountySingle Family | Pierce CountySingle FamilyWater Heat LE 55 Gal | Pierce CountySingle FamilyWater Heat LE 55 GalNew | Pierce County | Single Family | Water Heat LE 55 Gal | New | 79.04% | 79.04% | 79.04% | 79.04% | 79.04% | 79.04% | 79.04% | 79.04% | 79.04% | 79.04% | 79.04% | 79.04% | 79.04% | 79.04% | 79.04% | 79.04% | 79.04% | 79.04% | 79.04% | 79.04% | 79.04% | 79.04% | 79.04% | 79.04% | 79.04% | 79.04% | 79.04% | 79.04%
Pierce CountySingle Family - Highly Impacted | Pierce CountySingle Family - Highly ImpactedWater Heat LE 55 Gal | Pierce CountySingle Family - Highly ImpactedWater Heat LE 55 GalNew | Pierce County | Single Family - Highly Impacted | Water Heat LE 55 Gal | New | 79.04% | 79.04% | 79.04% | 79.04% | 79.04% | 79.04% | 79.04% | 79.04% | 79.04% | 79.04% | 79.04% | 79.04% | 79.04% | 79.04% | 79.04% | 79.04% | 79.04% | 79.04% | 79.04% | 79.04% | 79.04% | 79.04% | 79.04% | 79.04% | 79.04% | 79.04% | 79.04% | 79.04%
Snohomish CountyManufactured | Snohomish CountyManufacturedCooking Oven | Snohomish CountyManufacturedCooking OvenNew | Snohomish County | Manufactured | Cooking Oven | New | 100% | 100% | 100% | 100% | 100% | 100% | 100% | 100% | 100% | 100% | 100% | 100% | 100% | 100% | 100% | 100% | 100% | 100% | 100% | 100% | 100% | 100% | 100% | 100% | 100% | 100% | 100% | 100%
Snohomish CountyManufactured - Highly Impacted | Snohomish CountyManufactured - Highly ImpactedCooking Oven | Snohomish CountyManufactured - Highly ImpactedCooking OvenNew | Snohomish County | Manufactured - Highly Impacted | Cooking Oven | New | 100% | 100% | 100% | 100% | 100% | 100% | 100% | 100% | 100% | 100% | 100% | 100% | 100% | 100% | 100% | 100% | 100% | 100% | 100% | 100% | 100% | 100% | 100% | 100% | 100% | 100% | 100% | 100%
Snohomish CountyMultifamily | Snohomish CountyMultifamilyCooking Oven | Snohomish CountyMultifamilyCooking OvenNew | Snohomish County | Multifamily | Cooking Oven | New | 100% | 100% | 100% | 100% | 100% | 100% | 100% | 100% | 100% | 100% | 100% | 100% | 100% | 100% | 100% | 100% | 100% | 100% | 100% | 100% | 100% | 100% | 100% | 100% | 100% | 100% | 100% | 100%
Snohomish CountyMultifamily - Highly Impacted | Snohomish CountyMultifamily - Highly ImpactedCooking Oven | Snohomish CountyMultifamily - Highly ImpactedCooking OvenNew | Snohomish County | Multifamily - Highly Impacted | Cooking Oven | New | 100% | 100% | 100% | 100% | 100% | 100% | 100% | 100% | 100% | 100% | 100% | 100% | 100% | 100% | 100% | 100% | 100% | 100% | 100% | 100% | 100% | 100% | 100% | 100% | 100% | 100% | 100% | 100%
Snohomish CountySingle Family | Snohomish CountySingle FamilyCooking Oven | Snohomish CountySingle FamilyCooking OvenNew | Snohomish County | Single Family | Cooking Oven | New | 100% | 100% | 100% | 100% | 100% | 100% | 100% | 100% | 100% | 100% | 100% | 100% | 100% | 100% | 100% | 100% | 100% | 100% | 100% | 100% | 100% | 100% | 100% | 100% | 100% | 100% | 100% | 100%
Snohomish CountySingle Family - Highly Impacted | Snohomish CountySingle Family - Highly ImpactedCooking Oven | Snohomish CountySingle Family - Highly ImpactedCooking OvenNew | Snohomish County | Single Family - Highly Impacted | Cooking Oven | New | 100% | 100% | 100% | 100% | 100% | 100% | 100% | 100% | 100% | 100% | 100% | 100% | 100% | 100% | 100% | 100% | 100% | 100% | 100% | 100% | 100% | 100% | 100% | 100% | 100% | 100% | 100% | 100%
Snohomish CountyManufactured | Snohomish CountyManufacturedCooking Range | Snohomish CountyManufacturedCooking RangeNew | Snohomish County | Manufactured | Cooking Range | New | 100% | 100% | 100% | 100% | 100% | 100% | 100% | 100% | 100% | 100% | 100% | 100% | 100% | 100% | 100% | 100% | 100% | 100% | 100% | 100% | 100% | 100% | 100% | 100% | 100% | 100% | 100% | 100%
Snohomish CountyManufactured - Highly Impacted | Snohomish CountyManufactured - Highly ImpactedCooking Range | Snohomish CountyManufactured - Highly ImpactedCooking RangeNew | Snohomish County | Manufactured - Highly Impacted | Cooking Range | New | 96.87% | 96.87% | 96.87% | 96.87% | 96.87% | 96.87% | 96.87% | 96.87% | 96.87% | 96.87% | 96.87% | 96.87% | 96.87% | 96.87% | 96.87% | 96.87% | 96.87% | 96.87% | 96.87% | 96.87% | 96.87% | 96.87% | 96.87% | 96.87% | 96.87% | 96.87% | 96.87% | 96.87%
Snohomish CountyMultifamily | Snohomish CountyMultifamilyCooking Range | Snohomish CountyMultifamilyCooking RangeNew | Snohomish County | Multifamily | Cooking Range | New | 98.49% | 98.49% | 98.49% | 98.49% | 98.49% | 98.49% | 98.49% | 98.49% | 98.49% | 98.49% | 98.49% | 98.49% | 98.49% | 98.49% | 98.49% | 98.49% | 98.49% | 98.49% | 98.49% | 98.49% | 98.49% | 98.49% | 98.49% | 98.49% | 98.49% | 98.49% | 98.49% | 98.49%
Snohomish CountyMultifamily - Highly Impacted | Snohomish CountyMultifamily - Highly ImpactedCooking Range | Snohomish CountyMultifamily - Highly ImpactedCooking RangeNew | Snohomish County | Multifamily - Highly Impacted | Cooking Range | New | 97.24% | 97.24% | 97.24% | 97.24% | 97.24% | 97.24% | 97.24% | 97.24% | 97.24% | 97.24% | 97.24% | 97.24% | 97.24% | 97.24% | 97.24% | 97.24% | 97.24% | 97.24% | 97.24% | 97.24% | 97.24% | 97.24% | 97.24% | 97.24% | 97.24% | 97.24% | 97.24% | 97.24%
Snohomish CountySingle Family | Snohomish CountySingle FamilyCooking Range | Snohomish CountySingle FamilyCooking RangeNew | Snohomish County | Single Family | Cooking Range | New | 100% | 100% | 100% | 100% | 100% | 100% | 100% | 100% | 100% | 100% | 100% | 100% | 100% | 100% | 100% | 100% | 100% | 100% | 100% | 100% | 100% | 100% | 100% | 100% | 100% | 100% | 100% | 100%
Snohomish CountySingle Family - Highly Impacted | Snohomish CountySingle Family - Highly ImpactedCooking Range | Snohomish CountySingle Family - Highly ImpactedCooking RangeNew | Snohomish County | Single Family - Highly Impacted | Cooking Range | New | 100% | 100% | 100% | 100% | 100% | 100% | 100% | 100% | 100% | 100% | 100% | 100% | 100% | 100% | 100% | 100% | 100% | 100% | 100% | 100% | 100% | 100% | 100% | 100% | 100% | 100% | 100% | 100%
Snohomish CountyManufactured | Snohomish CountyManufacturedDryer | Snohomish CountyManufacturedDryerNew | Snohomish County | Manufactured | Dryer | New | 98.39% | 98.39% | 98.39% | 98.39% | 98.39% | 98.39% | 98.39% | 98.39% | 98.39% | 98.39% | 98.39% | 98.39% | 98.39% | 98.39% | 98.39% | 98.39% | 98.39% | 98.39% | 98.39% | 98.39% | 98.39% | 98.39% | 98.39% | 98.39% | 98.39% | 98.39% | 98.39% | 98.39%
Snohomish CountyManufactured - Highly Impacted | Snohomish CountyManufactured - Highly ImpactedDryer | Snohomish CountyManufactured - Highly ImpactedDryerNew | Snohomish County | Manufactured - Highly Impacted | Dryer | New | 95.98% | 95.98% | 95.98% | 95.98% | 95.98% | 95.98% | 95.98% | 95.98% | 95.98% | 95.98% | 95.98% | 95.98% | 95.98% | 95.98% | 95.98% | 95.98% | 95.98% | 95.98% | 95.98% | 95.98% | 95.98% | 95.98% | 95.98% | 95.98% | 95.98% | 95.98% | 95.98% | 95.98%
Snohomish CountyMultifamily | Snohomish CountyMultifamilyDryer | Snohomish CountyMultifamilyDryerNew | Snohomish County | Multifamily | Dryer | New | 87.61% | 87.61% | 87.61% | 87.61% | 87.61% | 87.61% | 87.61% | 87.61% | 87.61% | 87.61% | 87.61% | 87.61% | 87.61% | 87.61% | 87.61% | 87.61% | 87.61% | 87.61% | 87.61% | 87.61% | 87.61% | 87.61% | 87.61% | 87.61% | 87.61% | 87.61% | 87.61% | 87.61%
Snohomish CountyMultifamily - Highly Impacted | Snohomish CountyMultifamily - Highly ImpactedDryer | Snohomish CountyMultifamily - Highly ImpactedDryerNew | Snohomish County | Multifamily - Highly Impacted | Dryer | New | 70.44% | 70.44% | 70.44% | 70.44% | 70.44% | 70.44% | 70.44% | 70.44% | 70.44% | 70.44% | 70.44% | 70.44% | 70.44% | 70.44% | 70.44% | 70.44% | 70.44% | 70.44% | 70.44% | 70.44% | 70.44% | 70.44% | 70.44% | 70.44% | 70.44% | 70.44% | 70.44% | 70.44%
Snohomish CountySingle Family | Snohomish CountySingle FamilyDryer | Snohomish CountySingle FamilyDryerNew | Snohomish County | Single Family | Dryer | New | 100% | 100% | 100% | 100% | 100% | 100% | 100% | 100% | 100% | 100% | 100% | 100% | 100% | 100% | 100% | 100% | 100% | 100% | 100% | 100% | 100% | 100% | 100% | 100% | 100% | 100% | 100% | 100%
Snohomish CountySingle Family - Highly Impacted | Snohomish CountySingle Family - Highly ImpactedDryer | Snohomish CountySingle Family - Highly ImpactedDryerNew | Snohomish County | Single Family - Highly Impacted | Dryer | New | 97.85% | 97.85% | 97.85% | 97.85% | 97.85% | 97.85% | 97.85% | 97.85% | 97.85% | 97.85% | 97.85% | 97.85% | 97.85% | 97.85% | 97.85% | 97.85% | 97.85% | 97.85% | 97.85% | 97.85% | 97.85% | 97.85% | 97.85% | 97.85% | 97.85% | 97.85% | 97.85% | 97.85%
Snohomish CountyManufactured | Snohomish CountyManufacturedHeat Central Gas Boiler | Snohomish CountyManufacturedHeat Central Gas BoilerNew | Snohomish County | Manufactured | Heat Central Gas Boiler | New | bar: 2023 to 2050
Snohomish CountyManufactured - Highly Impacted | Snohomish CountyManufactured - Highly ImpactedHeat Central Gas Boiler | Snohomish CountyManufactured - Highly ImpactedHeat Central Gas BoilerNew | Snohomish County | Manufactured - Highly Impacted | Heat Central Gas Boiler | New | bar: 2023 to 2050
Snohomish CountyMultifamily | Snohomish CountyMultifamilyHeat Central Gas Boiler | Snohomish CountyMultifamilyHeat Central Gas BoilerNew | Snohomish County | Multifamily | Heat Central Gas Boiler | New | 1.738% | 1.738% | 1.738% | 1.738% | 1.738% | 1.738% | 1.738% | 1.738% | 1.738% | 1.738% | 1.738% | 1.738% | 1.738% | 1.738% | 1.738% | 1.738% | 1.738% | 1.738% | 1.738% | 1.738% | 1.738% | 1.738% | 1.738% | 1.738% | 1.738% | 1.738% | 1.738% | 1.738%
Snohomish CountyMultifamily - Highly Impacted | Snohomish CountyMultifamily - Highly ImpactedHeat Central Gas Boiler | Snohomish CountyMultifamily - Highly ImpactedHeat Central Gas BoilerNew | Snohomish County | Multifamily - Highly Impacted | Heat Central Gas Boiler | New | 12.5% | 12.5% | 12.5% | 12.5% | 12.5% | 12.5% | 12.5% | 12.5% | 12.5% | 12.5% | 12.5% | 12.5% | 12.5% | 12.5% | 12.5% | 12.5% | 12.5% | 12.5% | 12.5% | 12.5% | 12.5% | 12.5% | 12.5% | 12.5% | 12.5% | 12.5% | 12.5% | 12.5%
Snohomish CountySingle Family | Snohomish CountySingle FamilyHeat Central Gas Boiler | Snohomish CountySingle FamilyHeat Central Gas BoilerNew | Snohomish County | Single Family | Heat Central Gas Boiler | New | 1.14% | 1.14% | 1.14% | 1.14% | 1.14% | 1.14% | 1.14% | 1.14% | 1.14% | 1.14% | 1.14% | 1.14% | 1.14% | 1.14% | 1.14% | 1.14% | 1.14% | 1.14% | 1.14% | 1.14% | 1.14% | 1.14% | 1.14% | 1.14% | 1.14% | 1.14% | 1.14% | 1.14%
Snohomish CountySingle Family - Highly Impacted | Snohomish CountySingle Family - Highly ImpactedHeat Central Gas Boiler | Snohomish CountySingle Family - Highly ImpactedHeat Central Gas BoilerNew | Snohomish County | Single Family - Highly Impacted | Heat Central Gas Boiler | New | 1.325% | 1.325% | 1.325% | 1.325% | 1.325% | 1.325% | 1.325% | 1.325% | 1.325% | 1.325% | 1.325% | 1.325% | 1.325% | 1.325% | 1.325% | 1.325% | 1.325% | 1.325% | 1.325% | 1.325% | 1.325% | 1.325% | 1.325% | 1.325% | 1.325% | 1.325% | 1.325% | 1.325%
Snohomish CountyManufactured | Snohomish CountyManufacturedHeat Central Gas Furnace | Snohomish CountyManufacturedHeat Central Gas FurnaceNew | Snohomish County | Manufactured | Heat Central Gas Furnace | New | 10.69% | 10.69% | 10.69% | 10.69% | 10.69% | 10.69% | 10.69% | 10.69% | 10.69% | 10.69% | 10.69% | 10.69% | 10.69% | 10.69% | 10.69% | 10.69% | 10.69% | 10.69% | 10.69% | 10.69% | 10.69% | 10.69% | 10.69% | 10.69% | 10.69% | 10.69% | 10.69% | 10.69%
Snohomish CountyManufactured - Highly Impacted | Snohomish CountyManufactured - Highly ImpactedHeat Central Gas Furnace | Snohomish CountyManufactured - Highly ImpactedHeat Central Gas FurnaceNew | Snohomish County | Manufactured - Highly Impacted | Heat Central Gas Furnace | New | 9.719% | 9.719% | 9.719% | 9.719% | 9.719% | 9.719% | 9.719% | 9.719% | 9.719% | 9.719% | 9.719% | 9.719% | 9.719% | 9.719% | 9.719% | 9.719% | 9.719% | 9.719% | 9.719% | 9.719% | 9.719% | 9.719% | 9.719% | 9.719% | 9.719% | 9.719% | 9.719% | 9.719%
Snohomish CountyMultifamily | Snohomish CountyMultifamilyHeat Central Gas Furnace | Snohomish CountyMultifamilyHeat Central Gas FurnaceNew | Snohomish County | Multifamily | Heat Central Gas Furnace | New | 5.365% | 5.365% | 5.365% | 5.365% | 5.365% | 5.365% | 5.365% | 5.365% | 5.365% | 5.365% | 5.365% | 5.365% | 5.365% | 5.365% | 5.365% | 5.365% | 5.365% | 5.365% | 5.365% | 5.365% | 5.365% | 5.365% | 5.365% | 5.365% | 5.365% | 5.365% | 5.365% | 5.365%
Snohomish CountyMultifamily - Highly Impacted | Snohomish CountyMultifamily - Highly ImpactedHeat Central Gas Furnace | Snohomish CountyMultifamily - Highly ImpactedHeat Central Gas FurnaceNew | Snohomish County | Multifamily - Highly Impacted | Heat Central Gas Furnace | New | 5.7% | 5.7% | 5.7% | 5.7% | 5.7% | 5.7% | 5.7% | 5.7% | 5.7% | 5.7% | 5.7% | 5.7% | 5.7% | 5.7% | 5.7% | 5.7% | 5.7% | 5.7% | 5.7% | 5.7% | 5.7% | 5.7% | 5.7% | 5.7% | 5.7% | 5.7% | 5.7% | 5.7%
Snohomish CountySingle Family | Snohomish CountySingle FamilyHeat Central Gas Furnace | Snohomish CountySingle FamilyHeat Central Gas FurnaceNew | Snohomish County | Single Family | Heat Central Gas Furnace | New | 77.36% | 77.36% | 77.36% | 77.36% | 77.36% | 77.36% | 77.36% | 77.36% | 77.36% | 77.36% | 77.36% | 77.36% | 77.36% | 77.36% | 77.36% | 77.36% | 77.36% | 77.36% | 77.36% | 77.36% | 77.36% | 77.36% | 77.36% | 77.36% | 77.36% | 77.36% | 77.36% | 77.36%
Snohomish CountySingle Family - Highly Impacted | Snohomish CountySingle Family - Highly ImpactedHeat Central Gas Furnace | Snohomish CountySingle Family - Highly ImpactedHeat Central Gas FurnaceNew | Snohomish County | Single Family - Highly Impacted | Heat Central Gas Furnace | New | 73.24% | 73.24% | 73.24% | 73.24% | 73.24% | 73.24% | 73.24% | 73.24% | 73.24% | 73.24% | 73.24% | 73.24% | 73.24% | 73.24% | 73.24% | 73.24% | 73.24% | 73.24% | 73.24% | 73.24% | 73.24% | 73.24% | 73.24% | 73.24% | 73.24% | 73.24% | 73.24% | 73.24%
Snohomish CountyManufactured | Snohomish CountyManufacturedHeat Room Gas | Snohomish CountyManufacturedHeat Room GasNew | Snohomish County | Manufactured | Heat Room Gas | New | 1.821% | 1.821% | 1.821% | 1.821% | 1.821% | 1.821% | 1.821% | 1.821% | 1.821% | 1.821% | 1.821% | 1.821% | 1.821% | 1.821% | 1.821% | 1.821% | 1.821% | 1.821% | 1.821% | 1.821% | 1.821% | 1.821% | 1.821% | 1.821% | 1.821% | 1.821% | 1.821% | 1.821%
Snohomish CountyManufactured - Highly Impacted | Snohomish CountyManufactured - Highly ImpactedHeat Room Gas | Snohomish CountyManufactured - Highly ImpactedHeat Room GasNew | Snohomish County | Manufactured - Highly Impacted | Heat Room Gas | New | bar: 2023 to 2050
Snohomish CountyMultifamily | Snohomish CountyMultifamilyHeat Room Gas | Snohomish CountyMultifamilyHeat Room GasNew | Snohomish County | Multifamily | Heat Room Gas | New | 4.171% | 4.171% | 4.171% | 4.171% | 4.171% | 4.171% | 4.171% | 4.171% | 4.171% | 4.171% | 4.171% | 4.171% | 4.171% | 4.171% | 4.171% | 4.171% | 4.171% | 4.171% | 4.171% | 4.171% | 4.171% | 4.171% | 4.171% | 4.171% | 4.171% | 4.171% | 4.171% | 4.171%
Snohomish CountyMultifamily - Highly Impacted | Snohomish CountyMultifamily - Highly ImpactedHeat Room Gas | Snohomish CountyMultifamily - Highly ImpactedHeat Room GasNew | Snohomish County | Multifamily - Highly Impacted | Heat Room Gas | New | 3.206% | 3.206% | 3.206% | 3.206% | 3.206% | 3.206% | 3.206% | 3.206% | 3.206% | 3.206% | 3.206% | 3.206% | 3.206% | 3.206% | 3.206% | 3.206% | 3.206% | 3.206% | 3.206% | 3.206% | 3.206% | 3.206% | 3.206% | 3.206% | 3.206% | 3.206% | 3.206% | 3.206%
Snohomish CountySingle Family | Snohomish CountySingle FamilyHeat Room Gas | Snohomish CountySingle FamilyHeat Room GasNew | Snohomish County | Single Family | Heat Room Gas | New | 3.583% | 3.583% | 3.583% | 3.583% | 3.583% | 3.583% | 3.583% | 3.583% | 3.583% | 3.583% | 3.583% | 3.583% | 3.583% | 3.583% | 3.583% | 3.583% | 3.583% | 3.583% | 3.583% | 3.583% | 3.583% | 3.583% | 3.583% | 3.583% | 3.583% | 3.583% | 3.583% | 3.583%
Snohomish CountySingle Family - Highly Impacted | Snohomish CountySingle Family - Highly ImpactedHeat Room Gas | Snohomish CountySingle Family - Highly ImpactedHeat Room GasNew | Snohomish County | Single Family - Highly Impacted | Heat Room Gas | New | 6.66% | 6.66% | 6.66% | 6.66% | 6.66% | 6.66% | 6.66% | 6.66% | 6.66% | 6.66% | 6.66% | 6.66% | 6.66% | 6.66% | 6.66% | 6.66% | 6.66% | 6.66% | 6.66% | 6.66% | 6.66% | 6.66% | 6.66% | 6.66% | 6.66% | 6.66% | 6.66% | 6.66%
Snohomish CountyManufactured | Snohomish CountyManufacturedOther | Snohomish CountyManufacturedOtherNew | Snohomish County | Manufactured | Other | New | 100% | 100% | 100% | 100% | 100% | 100% | 100% | 100% | 100% | 100% | 100% | 100% | 100% | 100% | 100% | 100% | 100% | 100% | 100% | 100% | 100% | 100% | 100% | 100% | 100% | 100% | 100% | 100%
Snohomish CountyManufactured - Highly Impacted | Snohomish CountyManufactured - Highly ImpactedOther | Snohomish CountyManufactured - Highly ImpactedOtherNew | Snohomish County | Manufactured - Highly Impacted | Other | New | 100% | 100% | 100% | 100% | 100% | 100% | 100% | 100% | 100% | 100% | 100% | 100% | 100% | 100% | 100% | 100% | 100% | 100% | 100% | 100% | 100% | 100% | 100% | 100% | 100% | 100% | 100% | 100%
Snohomish CountyMultifamily | Snohomish CountyMultifamilyOther | Snohomish CountyMultifamilyOtherNew | Snohomish County | Multifamily | Other | New | 100% | 100% | 100% | 100% | 100% | 100% | 100% | 100% | 100% | 100% | 100% | 100% | 100% | 100% | 100% | 100% | 100% | 100% | 100% | 100% | 100% | 100% | 100% | 100% | 100% | 100% | 100% | 100%
Snohomish CountyMultifamily - Highly Impacted | Snohomish CountyMultifamily - Highly ImpactedOther | Snohomish CountyMultifamily - Highly ImpactedOtherNew | Snohomish County | Multifamily - Highly Impacted | Other | New | 100% | 100% | 100% | 100% | 100% | 100% | 100% | 100% | 100% | 100% | 100% | 100% | 100% | 100% | 100% | 100% | 100% | 100% | 100% | 100% | 100% | 100% | 100% | 100% | 100% | 100% | 100% | 100%
Snohomish CountySingle Family | Snohomish CountySingle FamilyOther | Snohomish CountySingle FamilyOtherNew | Snohomish County | Single Family | Other | New | 100% | 100% | 100% | 100% | 100% | 100% | 100% | 100% | 100% | 100% | 100% | 100% | 100% | 100% | 100% | 100% | 100% | 100% | 100% | 100% | 100% | 100% | 100% | 100% | 100% | 100% | 100% | 100%
Snohomish CountySingle Family - Highly Impacted | Snohomish CountySingle Family - Highly ImpactedOther | Snohomish CountySingle Family - Highly ImpactedOtherNew | Snohomish County | Single Family - Highly Impacted | Other | New | 100% | 100% | 100% | 100% | 100% | 100% | 100% | 100% | 100% | 100% | 100% | 100% | 100% | 100% | 100% | 100% | 100% | 100% | 100% | 100% | 100% | 100% | 100% | 100% | 100% | 100% | 100% | 100%
Snohomish CountyManufactured | Snohomish CountyManufacturedPool Heat | Snohomish CountyManufacturedPool HeatNew | Snohomish County | Manufactured | Pool Heat | New | 1.85% | 1.85% | 1.85% | 1.85% | 1.85% | 1.85% | 1.85% | 1.85% | 1.85% | 1.85% | 1.85% | 1.85% | 1.85% | 1.85% | 1.85% | 1.85% | 1.85% | 1.85% | 1.85% | 1.85% | 1.85% | 1.85% | 1.85% | 1.85% | 1.85% | 1.85% | 1.85% | 1.85%
Snohomish CountyManufactured - Highly Impacted | Snohomish CountyManufactured - Highly ImpactedPool Heat | Snohomish CountyManufactured - Highly ImpactedPool HeatNew | Snohomish County | Manufactured - Highly Impacted | Pool Heat | New | 1.875% | 1.875% | 1.875% | 1.875% | 1.875% | 1.875% | 1.875% | 1.875% | 1.875% | 1.875% | 1.875% | 1.875% | 1.875% | 1.875% | 1.875% | 1.875% | 1.875% | 1.875% | 1.875% | 1.875% | 1.875% | 1.875% | 1.875% | 1.875% | 1.875% | 1.875% | 1.875% | 1.875%
Snohomish CountyMultifamily | Snohomish CountyMultifamilyPool Heat | Snohomish CountyMultifamilyPool HeatNew | Snohomish County | Multifamily | Pool Heat | New | bar: 2023 to 2050
Snohomish CountyMultifamily - Highly Impacted | Snohomish CountyMultifamily - Highly ImpactedPool Heat | Snohomish CountyMultifamily - Highly ImpactedPool HeatNew | Snohomish County | Multifamily - Highly Impacted | Pool Heat | New | bar: 2023 to 2050
Snohomish CountySingle Family | Snohomish CountySingle FamilyPool Heat | Snohomish CountySingle FamilyPool HeatNew | Snohomish County | Single Family | Pool Heat | New | 1.433% | 1.433% | 1.433% | 1.433% | 1.433% | 1.433% | 1.433% | 1.433% | 1.433% | 1.433% | 1.433% | 1.433% | 1.433% | 1.433% | 1.433% | 1.433% | 1.433% | 1.433% | 1.433% | 1.433% | 1.433% | 1.433% | 1.433% | 1.433% | 1.433% | 1.433% | 1.433% | 1.433%
Snohomish CountySingle Family - Highly Impacted | Snohomish CountySingle Family - Highly ImpactedPool Heat | Snohomish CountySingle Family - Highly ImpactedPool HeatNew | Snohomish County | Single Family - Highly Impacted | Pool Heat | New | 1.875% | 1.875% | 1.875% | 1.875% | 1.875% | 1.875% | 1.875% | 1.875% | 1.875% | 1.875% | 1.875% | 1.875% | 1.875% | 1.875% | 1.875% | 1.875% | 1.875% | 1.875% | 1.875% | 1.875% | 1.875% | 1.875% | 1.875% | 1.875% | 1.875% | 1.875% | 1.875% | 1.875%
Snohomish CountyManufactured | Snohomish CountyManufacturedWater Heat GT 55 Gal | Snohomish CountyManufacturedWater Heat GT 55 GalNew | Snohomish County | Manufactured | Water Heat GT 55 Gal | New | 19.58% | 19.58% | 19.58% | 19.58% | 19.58% | 19.58% | 19.58% | 19.58% | 19.58% | 19.58% | 19.58% | 19.58% | 19.58% | 19.58% | 19.58% | 19.58% | 19.58% | 19.58% | 19.58% | 19.58% | 19.58% | 19.58% | 19.58% | 19.58% | 19.58% | 19.58% | 19.58% | 19.58%
Snohomish CountyManufactured - Highly Impacted | Snohomish CountyManufactured - Highly ImpactedWater Heat GT 55 Gal | Snohomish CountyManufactured - Highly ImpactedWater Heat GT 55 GalNew | Snohomish County | Manufactured - Highly Impacted | Water Heat GT 55 Gal | New | 19.58% | 19.58% | 19.58% | 19.58% | 19.58% | 19.58% | 19.58% | 19.58% | 19.58% | 19.58% | 19.58% | 19.58% | 19.58% | 19.58% | 19.58% | 19.58% | 19.58% | 19.58% | 19.58% | 19.58% | 19.58% | 19.58% | 19.58% | 19.58% | 19.58% | 19.58% | 19.58% | 19.58%
Snohomish CountyMultifamily | Snohomish CountyMultifamilyWater Heat GT 55 Gal | Snohomish CountyMultifamilyWater Heat GT 55 GalNew | Snohomish County | Multifamily | Water Heat GT 55 Gal | New | 3.846% | 3.846% | 3.846% | 3.846% | 3.846% | 3.846% | 3.846% | 3.846% | 3.846% | 3.846% | 3.846% | 3.846% | 3.846% | 3.846% | 3.846% | 3.846% | 3.846% | 3.846% | 3.846% | 3.846% | 3.846% | 3.846% | 3.846% | 3.846% | 3.846% | 3.846% | 3.846% | 3.846%
Snohomish CountyMultifamily - Highly Impacted | Snohomish CountyMultifamily - Highly ImpactedWater Heat GT 55 Gal | Snohomish CountyMultifamily - Highly ImpactedWater Heat GT 55 GalNew | Snohomish County | Multifamily - Highly Impacted | Water Heat GT 55 Gal | New | 3.846% | 3.846% | 3.846% | 3.846% | 3.846% | 3.846% | 3.846% | 3.846% | 3.846% | 3.846% | 3.846% | 3.846% | 3.846% | 3.846% | 3.846% | 3.846% | 3.846% | 3.846% | 3.846% | 3.846% | 3.846% | 3.846% | 3.846% | 3.846% | 3.846% | 3.846% | 3.846% | 3.846%
Snohomish CountySingle Family | Snohomish CountySingle FamilyWater Heat GT 55 Gal | Snohomish CountySingle FamilyWater Heat GT 55 GalNew | Snohomish County | Single Family | Water Heat GT 55 Gal | New | 19.58% | 19.58% | 19.58% | 19.58% | 19.58% | 19.58% | 19.58% | 19.58% | 19.58% | 19.58% | 19.58% | 19.58% | 19.58% | 19.58% | 19.58% | 19.58% | 19.58% | 19.58% | 19.58% | 19.58% | 19.58% | 19.58% | 19.58% | 19.58% | 19.58% | 19.58% | 19.58% | 19.58%
Snohomish CountySingle Family - Highly Impacted | Snohomish CountySingle Family - Highly ImpactedWater Heat GT 55 Gal | Snohomish CountySingle Family - Highly ImpactedWater Heat GT 55 GalNew | Snohomish County | Single Family - Highly Impacted | Water Heat GT 55 Gal | New | 19.58% | 19.58% | 19.58% | 19.58% | 19.58% | 19.58% | 19.58% | 19.58% | 19.58% | 19.58% | 19.58% | 19.58% | 19.58% | 19.58% | 19.58% | 19.58% | 19.58% | 19.58% | 19.58% | 19.58% | 19.58% | 19.58% | 19.58% | 19.58% | 19.58% | 19.58% | 19.58% | 19.58%
Snohomish CountyManufactured | Snohomish CountyManufacturedWater Heat LE 55 Gal | Snohomish CountyManufacturedWater Heat LE 55 GalNew | Snohomish County | Manufactured | Water Heat LE 55 Gal | New | 79.04% | 79.04% | 79.04% | 79.04% | 79.04% | 79.04% | 79.04% | 79.04% | 79.04% | 79.04% | 79.04% | 79.04% | 79.04% | 79.04% | 79.04% | 79.04% | 79.04% | 79.04% | 79.04% | 79.04% | 79.04% | 79.04% | 79.04% | 79.04% | 79.04% | 79.04% | 79.04% | 79.04%
Snohomish CountyManufactured - Highly Impacted | Snohomish CountyManufactured - Highly ImpactedWater Heat LE 55 Gal | Snohomish CountyManufactured - Highly ImpactedWater Heat LE 55 GalNew | Snohomish County | Manufactured - Highly Impacted | Water Heat LE 55 Gal | New | 79.04% | 79.04% | 79.04% | 79.04% | 79.04% | 79.04% | 79.04% | 79.04% | 79.04% | 79.04% | 79.04% | 79.04% | 79.04% | 79.04% | 79.04% | 79.04% | 79.04% | 79.04% | 79.04% | 79.04% | 79.04% | 79.04% | 79.04% | 79.04% | 79.04% | 79.04% | 79.04% | 79.04%
Snohomish CountyMultifamily | Snohomish CountyMultifamilyWater Heat LE 55 Gal | Snohomish CountyMultifamilyWater Heat LE 55 GalNew | Snohomish County | Multifamily | Water Heat LE 55 Gal | New | 26.92% | 26.92% | 26.92% | 26.92% | 26.92% | 26.92% | 26.92% | 26.92% | 26.92% | 26.92% | 26.92% | 26.92% | 26.92% | 26.92% | 26.92% | 26.92% | 26.92% | 26.92% | 26.92% | 26.92% | 26.92% | 26.92% | 26.92% | 26.92% | 26.92% | 26.92% | 26.92% | 26.92%
Snohomish CountyMultifamily - Highly Impacted | Snohomish CountyMultifamily - Highly ImpactedWater Heat LE 55 Gal | Snohomish CountyMultifamily - Highly ImpactedWater Heat LE 55 GalNew | Snohomish County | Multifamily - Highly Impacted | Water Heat LE 55 Gal | New | 26.92% | 26.92% | 26.92% | 26.92% | 26.92% | 26.92% | 26.92% | 26.92% | 26.92% | 26.92% | 26.92% | 26.92% | 26.92% | 26.92% | 26.92% | 26.92% | 26.92% | 26.92% | 26.92% | 26.92% | 26.92% | 26.92% | 26.92% | 26.92% | 26.92% | 26.92% | 26.92% | 26.92%
Snohomish CountySingle Family | Snohomish CountySingle FamilyWater Heat LE 55 Gal | Snohomish CountySingle FamilyWater Heat LE 55 GalNew | Snohomish County | Single Family | Water Heat LE 55 Gal | New | 79.04% | 79.04% | 79.04% | 79.04% | 79.04% | 79.04% | 79.04% | 79.04% | 79.04% | 79.04% | 79.04% | 79.04% | 79.04% | 79.04% | 79.04% | 79.04% | 79.04% | 79.04% | 79.04% | 79.04% | 79.04% | 79.04% | 79.04% | 79.04% | 79.04% | 79.04% | 79.04% | 79.04%
Snohomish CountySingle Family - Highly Impacted | Snohomish CountySingle Family - Highly ImpactedWater Heat LE 55 Gal | Snohomish CountySingle Family - Highly ImpactedWater Heat LE 55 GalNew | Snohomish County | Single Family - Highly Impacted | Water Heat LE 55 Gal | New | 79.04% | 79.04% | 79.04% | 79.04% | 79.04% | 79.04% | 79.04% | 79.04% | 79.04% | 79.04% | 79.04% | 79.04% | 79.04% | 79.04% | 79.04% | 79.04% | 79.04% | 79.04% | 79.04% | 79.04% | 79.04% | 79.04% | 79.04% | 79.04% | 79.04% | 79.04% | 79.04% | 79.04%
Thurston CountyManufactured | Thurston CountyManufacturedCooking Oven | Thurston CountyManufacturedCooking OvenNew | Thurston County | Manufactured | Cooking Oven | New | 100% | 100% | 100% | 100% | 100% | 100% | 100% | 100% | 100% | 100% | 100% | 100% | 100% | 100% | 100% | 100% | 100% | 100% | 100% | 100% | 100% | 100% | 100% | 100% | 100% | 100% | 100% | 100%
Thurston CountyManufactured - Highly Impacted | Thurston CountyManufactured - Highly ImpactedCooking Oven | Thurston CountyManufactured - Highly ImpactedCooking OvenNew | Thurston County | Manufactured - Highly Impacted | Cooking Oven | New | 100% | 100% | 100% | 100% | 100% | 100% | 100% | 100% | 100% | 100% | 100% | 100% | 100% | 100% | 100% | 100% | 100% | 100% | 100% | 100% | 100% | 100% | 100% | 100% | 100% | 100% | 100% | 100%
Thurston CountyMultifamily | Thurston CountyMultifamilyCooking Oven | Thurston CountyMultifamilyCooking OvenNew | Thurston County | Multifamily | Cooking Oven | New | 100% | 100% | 100% | 100% | 100% | 100% | 100% | 100% | 100% | 100% | 100% | 100% | 100% | 100% | 100% | 100% | 100% | 100% | 100% | 100% | 100% | 100% | 100% | 100% | 100% | 100% | 100% | 100%
Thurston CountyMultifamily - Highly Impacted | Thurston CountyMultifamily - Highly ImpactedCooking Oven | Thurston CountyMultifamily - Highly ImpactedCooking OvenNew | Thurston County | Multifamily - Highly Impacted | Cooking Oven | New | 100% | 100% | 100% | 100% | 100% | 100% | 100% | 100% | 100% | 100% | 100% | 100% | 100% | 100% | 100% | 100% | 100% | 100% | 100% | 100% | 100% | 100% | 100% | 100% | 100% | 100% | 100% | 100%
Thurston CountySingle Family | Thurston CountySingle FamilyCooking Oven | Thurston CountySingle FamilyCooking OvenNew | Thurston County | Single Family | Cooking Oven | New | 100% | 100% | 100% | 100% | 100% | 100% | 100% | 100% | 100% | 100% | 100% | 100% | 100% | 100% | 100% | 100% | 100% | 100% | 100% | 100% | 100% | 100% | 100% | 100% | 100% | 100% | 100% | 100%
Thurston CountySingle Family - Highly Impacted | Thurston CountySingle Family - Highly ImpactedCooking Oven | Thurston CountySingle Family - Highly ImpactedCooking OvenNew | Thurston County | Single Family - Highly Impacted | Cooking Oven | New | 100% | 100% | 100% | 100% | 100% | 100% | 100% | 100% | 100% | 100% | 100% | 100% | 100% | 100% | 100% | 100% | 100% | 100% | 100% | 100% | 100% | 100% | 100% | 100% | 100% | 100% | 100% | 100%
Thurston CountyManufactured | Thurston CountyManufacturedCooking Range | Thurston CountyManufacturedCooking RangeNew | Thurston County | Manufactured | Cooking Range | New | 100% | 100% | 100% | 100% | 100% | 100% | 100% | 100% | 100% | 100% | 100% | 100% | 100% | 100% | 100% | 100% | 100% | 100% | 100% | 100% | 100% | 100% | 100% | 100% | 100% | 100% | 100% | 100%
Thurston CountyManufactured - Highly Impacted | Thurston CountyManufactured - Highly ImpactedCooking Range | Thurston CountyManufactured - Highly ImpactedCooking RangeNew | Thurston County | Manufactured - Highly Impacted | Cooking Range | New | 96.87% | 96.87% | 96.87% | 96.87% | 96.87% | 96.87% | 96.87% | 96.87% | 96.87% | 96.87% | 96.87% | 96.87% | 96.87% | 96.87% | 96.87% | 96.87% | 96.87% | 96.87% | 96.87% | 96.87% | 96.87% | 96.87% | 96.87% | 96.87% | 96.87% | 96.87% | 96.87% | 96.87%
Thurston CountyMultifamily | Thurston CountyMultifamilyCooking Range | Thurston CountyMultifamilyCooking RangeNew | Thurston County | Multifamily | Cooking Range | New | 98.49% | 98.49% | 98.49% | 98.49% | 98.49% | 98.49% | 98.49% | 98.49% | 98.49% | 98.49% | 98.49% | 98.49% | 98.49% | 98.49% | 98.49% | 98.49% | 98.49% | 98.49% | 98.49% | 98.49% | 98.49% | 98.49% | 98.49% | 98.49% | 98.49% | 98.49% | 98.49% | 98.49%
Thurston CountyMultifamily - Highly Impacted | Thurston CountyMultifamily - Highly ImpactedCooking Range | Thurston CountyMultifamily - Highly ImpactedCooking RangeNew | Thurston County | Multifamily - Highly Impacted | Cooking Range | New | 97.24% | 97.24% | 97.24% | 97.24% | 97.24% | 97.24% | 97.24% | 97.24% | 97.24% | 97.24% | 97.24% | 97.24% | 97.24% | 97.24% | 97.24% | 97.24% | 97.24% | 97.24% | 97.24% | 97.24% | 97.24% | 97.24% | 97.24% | 97.24% | 97.24% | 97.24% | 97.24% | 97.24%
Thurston CountySingle Family | Thurston CountySingle FamilyCooking Range | Thurston CountySingle FamilyCooking RangeNew | Thurston County | Single Family | Cooking Range | New | 100% | 100% | 100% | 100% | 100% | 100% | 100% | 100% | 100% | 100% | 100% | 100% | 100% | 100% | 100% | 100% | 100% | 100% | 100% | 100% | 100% | 100% | 100% | 100% | 100% | 100% | 100% | 100%
Thurston CountySingle Family - Highly Impacted | Thurston CountySingle Family - Highly ImpactedCooking Range | Thurston CountySingle Family - Highly ImpactedCooking RangeNew | Thurston County | Single Family - Highly Impacted | Cooking Range | New | 100% | 100% | 100% | 100% | 100% | 100% | 100% | 100% | 100% | 100% | 100% | 100% | 100% | 100% | 100% | 100% | 100% | 100% | 100% | 100% | 100% | 100% | 100% | 100% | 100% | 100% | 100% | 100%
Thurston CountyManufactured | Thurston CountyManufacturedDryer | Thurston CountyManufacturedDryerNew | Thurston County | Manufactured | Dryer | New | 98.39% | 98.39% | 98.39% | 98.39% | 98.39% | 98.39% | 98.39% | 98.39% | 98.39% | 98.39% | 98.39% | 98.39% | 98.39% | 98.39% | 98.39% | 98.39% | 98.39% | 98.39% | 98.39% | 98.39% | 98.39% | 98.39% | 98.39% | 98.39% | 98.39% | 98.39% | 98.39% | 98.39%
Thurston CountyManufactured - Highly Impacted | Thurston CountyManufactured - Highly ImpactedDryer | Thurston CountyManufactured - Highly ImpactedDryerNew | Thurston County | Manufactured - Highly Impacted | Dryer | New | 95.98% | 95.98% | 95.98% | 95.98% | 95.98% | 95.98% | 95.98% | 95.98% | 95.98% | 95.98% | 95.98% | 95.98% | 95.98% | 95.98% | 95.98% | 95.98% | 95.98% | 95.98% | 95.98% | 95.98% | 95.98% | 95.98% | 95.98% | 95.98% | 95.98% | 95.98% | 95.98% | 95.98%
Thurston CountyMultifamily | Thurston CountyMultifamilyDryer | Thurston CountyMultifamilyDryerNew | Thurston County | Multifamily | Dryer | New | 87.61% | 87.61% | 87.61% | 87.61% | 87.61% | 87.61% | 87.61% | 87.61% | 87.61% | 87.61% | 87.61% | 87.61% | 87.61% | 87.61% | 87.61% | 87.61% | 87.61% | 87.61% | 87.61% | 87.61% | 87.61% | 87.61% | 87.61% | 87.61% | 87.61% | 87.61% | 87.61% | 87.61%
Thurston CountyMultifamily - Highly Impacted | Thurston CountyMultifamily - Highly ImpactedDryer | Thurston CountyMultifamily - Highly ImpactedDryerNew | Thurston County | Multifamily - Highly Impacted | Dryer | New | 70.44% | 70.44% | 70.44% | 70.44% | 70.44% | 70.44% | 70.44% | 70.44% | 70.44% | 70.44% | 70.44% | 70.44% | 70.44% | 70.44% | 70.44% | 70.44% | 70.44% | 70.44% | 70.44% | 70.44% | 70.44% | 70.44% | 70.44% | 70.44% | 70.44% | 70.44% | 70.44% | 70.44%
Thurston CountySingle Family | Thurston CountySingle FamilyDryer | Thurston CountySingle FamilyDryerNew | Thurston County | Single Family | Dryer | New | 99.08% | 99.08% | 99.08% | 99.08% | 99.08% | 99.08% | 99.08% | 99.08% | 99.08% | 99.08% | 99.08% | 99.08% | 99.08% | 99.08% | 99.08% | 99.08% | 99.08% | 99.08% | 99.08% | 99.08% | 99.08% | 99.08% | 99.08% | 99.08% | 99.08% | 99.08% | 99.08% | 99.08%
Thurston CountySingle Family - Highly Impacted | Thurston CountySingle Family - Highly ImpactedDryer | Thurston CountySingle Family - Highly ImpactedDryerNew | Thurston County | Single Family - Highly Impacted | Dryer | New | 97.85% | 97.85% | 97.85% | 97.85% | 97.85% | 97.85% | 97.85% | 97.85% | 97.85% | 97.85% | 97.85% | 97.85% | 97.85% | 97.85% | 97.85% | 97.85% | 97.85% | 97.85% | 97.85% | 97.85% | 97.85% | 97.85% | 97.85% | 97.85% | 97.85% | 97.85% | 97.85% | 97.85%
Thurston CountyManufactured | Thurston CountyManufacturedHeat Central Gas Boiler | Thurston CountyManufacturedHeat Central Gas BoilerNew | Thurston County | Manufactured | Heat Central Gas Boiler | New | bar: 2023 to 2050
Thurston CountyManufactured - Highly Impacted | Thurston CountyManufactured - Highly ImpactedHeat Central Gas Boiler | Thurston CountyManufactured - Highly ImpactedHeat Central Gas BoilerNew | Thurston County | Manufactured - Highly Impacted | Heat Central Gas Boiler | New | bar: 2023 to 2050
Thurston CountyMultifamily | Thurston CountyMultifamilyHeat Central Gas Boiler | Thurston CountyMultifamilyHeat Central Gas BoilerNew | Thurston County | Multifamily | Heat Central Gas Boiler | New | 1.738% | 1.738% | 1.738% | 1.738% | 1.738% | 1.738% | 1.738% | 1.738% | 1.738% | 1.738% | 1.738% | 1.738% | 1.738% | 1.738% | 1.738% | 1.738% | 1.738% | 1.738% | 1.738% | 1.738% | 1.738% | 1.738% | 1.738% | 1.738% | 1.738% | 1.738% | 1.738% | 1.738%
Thurston CountyMultifamily - Highly Impacted | Thurston CountyMultifamily - Highly ImpactedHeat Central Gas Boiler | Thurston CountyMultifamily - Highly ImpactedHeat Central Gas BoilerNew | Thurston County | Multifamily - Highly Impacted | Heat Central Gas Boiler | New | 12.5% | 12.5% | 12.5% | 12.5% | 12.5% | 12.5% | 12.5% | 12.5% | 12.5% | 12.5% | 12.5% | 12.5% | 12.5% | 12.5% | 12.5% | 12.5% | 12.5% | 12.5% | 12.5% | 12.5% | 12.5% | 12.5% | 12.5% | 12.5% | 12.5% | 12.5% | 12.5% | 12.5%
Thurston CountySingle Family | Thurston CountySingle FamilyHeat Central Gas Boiler | Thurston CountySingle FamilyHeat Central Gas BoilerNew | Thurston County | Single Family | Heat Central Gas Boiler | New | 0.9488% | 0.9488% | 0.9488% | 0.9488% | 0.9488% | 0.9488% | 0.9488% | 0.9488% | 0.9488% | 0.9488% | 0.9488% | 0.9488% | 0.9488% | 0.9488% | 0.9488% | 0.9488% | 0.9488% | 0.9488% | 0.9488% | 0.9488% | 0.9488% | 0.9488% | 0.9488% | 0.9488% | 0.9488% | 0.9488% | 0.9488% | 0.9488%
Thurston CountySingle Family - Highly Impacted | Thurston CountySingle Family - Highly ImpactedHeat Central Gas Boiler | Thurston CountySingle Family - Highly ImpactedHeat Central Gas BoilerNew | Thurston County | Single Family - Highly Impacted | Heat Central Gas Boiler | New | 1.325% | 1.325% | 1.325% | 1.325% | 1.325% | 1.325% | 1.325% | 1.325% | 1.325% | 1.325% | 1.325% | 1.325% | 1.325% | 1.325% | 1.325% | 1.325% | 1.325% | 1.325% | 1.325% | 1.325% | 1.325% | 1.325% | 1.325% | 1.325% | 1.325% | 1.325% | 1.325% | 1.325%
Thurston CountyManufactured | Thurston CountyManufacturedHeat Central Gas Furnace | Thurston CountyManufacturedHeat Central Gas FurnaceNew | Thurston County | Manufactured | Heat Central Gas Furnace | New | 10.69% | 10.69% | 10.69% | 10.69% | 10.69% | 10.69% | 10.69% | 10.69% | 10.69% | 10.69% | 10.69% | 10.69% | 10.69% | 10.69% | 10.69% | 10.69% | 10.69% | 10.69% | 10.69% | 10.69% | 10.69% | 10.69% | 10.69% | 10.69% | 10.69% | 10.69% | 10.69% | 10.69%
Thurston CountyManufactured - Highly Impacted | Thurston CountyManufactured - Highly ImpactedHeat Central Gas Furnace | Thurston CountyManufactured - Highly ImpactedHeat Central Gas FurnaceNew | Thurston County | Manufactured - Highly Impacted | Heat Central Gas Furnace | New | 9.719% | 9.719% | 9.719% | 9.719% | 9.719% | 9.719% | 9.719% | 9.719% | 9.719% | 9.719% | 9.719% | 9.719% | 9.719% | 9.719% | 9.719% | 9.719% | 9.719% | 9.719% | 9.719% | 9.719% | 9.719% | 9.719% | 9.719% | 9.719% | 9.719% | 9.719% | 9.719% | 9.719%
Thurston CountyMultifamily | Thurston CountyMultifamilyHeat Central Gas Furnace | Thurston CountyMultifamilyHeat Central Gas FurnaceNew | Thurston County | Multifamily | Heat Central Gas Furnace | New | 5.365% | 5.365% | 5.365% | 5.365% | 5.365% | 5.365% | 5.365% | 5.365% | 5.365% | 5.365% | 5.365% | 5.365% | 5.365% | 5.365% | 5.365% | 5.365% | 5.365% | 5.365% | 5.365% | 5.365% | 5.365% | 5.365% | 5.365% | 5.365% | 5.365% | 5.365% | 5.365% | 5.365%
Thurston CountyMultifamily - Highly Impacted | Thurston CountyMultifamily - Highly ImpactedHeat Central Gas Furnace | Thurston CountyMultifamily - Highly ImpactedHeat Central Gas FurnaceNew | Thurston County | Multifamily - Highly Impacted | Heat Central Gas Furnace | New | 5.7% | 5.7% | 5.7% | 5.7% | 5.7% | 5.7% | 5.7% | 5.7% | 5.7% | 5.7% | 5.7% | 5.7% | 5.7% | 5.7% | 5.7% | 5.7% | 5.7% | 5.7% | 5.7% | 5.7% | 5.7% | 5.7% | 5.7% | 5.7% | 5.7% | 5.7% | 5.7% | 5.7%
Thurston CountySingle Family | Thurston CountySingle FamilyHeat Central Gas Furnace | Thurston CountySingle FamilyHeat Central Gas FurnaceNew | Thurston County | Single Family | Heat Central Gas Furnace | New | 66.91% | 66.91% | 66.91% | 66.91% | 66.91% | 66.91% | 66.91% | 66.91% | 66.91% | 66.91% | 66.91% | 66.91% | 66.91% | 66.91% | 66.91% | 66.91% | 66.91% | 66.91% | 66.91% | 66.91% | 66.91% | 66.91% | 66.91% | 66.91% | 66.91% | 66.91% | 66.91% | 66.91%
Thurston CountySingle Family - Highly Impacted | Thurston CountySingle Family - Highly ImpactedHeat Central Gas Furnace | Thurston CountySingle Family - Highly ImpactedHeat Central Gas FurnaceNew | Thurston County | Single Family - Highly Impacted | Heat Central Gas Furnace | New | 73.24% | 73.24% | 73.24% | 73.24% | 73.24% | 73.24% | 73.24% | 73.24% | 73.24% | 73.24% | 73.24% | 73.24% | 73.24% | 73.24% | 73.24% | 73.24% | 73.24% | 73.24% | 73.24% | 73.24% | 73.24% | 73.24% | 73.24% | 73.24% | 73.24% | 73.24% | 73.24% | 73.24%
Thurston CountyManufactured | Thurston CountyManufacturedHeat Room Gas | Thurston CountyManufacturedHeat Room GasNew | Thurston County | Manufactured | Heat Room Gas | New | 1.821% | 1.821% | 1.821% | 1.821% | 1.821% | 1.821% | 1.821% | 1.821% | 1.821% | 1.821% | 1.821% | 1.821% | 1.821% | 1.821% | 1.821% | 1.821% | 1.821% | 1.821% | 1.821% | 1.821% | 1.821% | 1.821% | 1.821% | 1.821% | 1.821% | 1.821% | 1.821% | 1.821%
Thurston CountyManufactured - Highly Impacted | Thurston CountyManufactured - Highly ImpactedHeat Room Gas | Thurston CountyManufactured - Highly ImpactedHeat Room GasNew | Thurston County | Manufactured - Highly Impacted | Heat Room Gas | New | bar: 2023 to 2050
Thurston CountyMultifamily | Thurston CountyMultifamilyHeat Room Gas | Thurston CountyMultifamilyHeat Room GasNew | Thurston County | Multifamily | Heat Room Gas | New | 4.171% | 4.171% | 4.171% | 4.171% | 4.171% | 4.171% | 4.171% | 4.171% | 4.171% | 4.171% | 4.171% | 4.171% | 4.171% | 4.171% | 4.171% | 4.171% | 4.171% | 4.171% | 4.171% | 4.171% | 4.171% | 4.171% | 4.171% | 4.171% | 4.171% | 4.171% | 4.171% | 4.171%
Thurston CountyMultifamily - Highly Impacted | Thurston CountyMultifamily - Highly ImpactedHeat Room Gas | Thurston CountyMultifamily - Highly ImpactedHeat Room GasNew | Thurston County | Multifamily - Highly Impacted | Heat Room Gas | New | 3.206% | 3.206% | 3.206% | 3.206% | 3.206% | 3.206% | 3.206% | 3.206% | 3.206% | 3.206% | 3.206% | 3.206% | 3.206% | 3.206% | 3.206% | 3.206% | 3.206% | 3.206% | 3.206% | 3.206% | 3.206% | 3.206% | 3.206% | 3.206% | 3.206% | 3.206% | 3.206% | 3.206%
Thurston CountySingle Family | Thurston CountySingle FamilyHeat Room Gas | Thurston CountySingle FamilyHeat Room GasNew | Thurston County | Single Family | Heat Room Gas | New | 2.265% | 2.265% | 2.265% | 2.265% | 2.265% | 2.265% | 2.265% | 2.265% | 2.265% | 2.265% | 2.265% | 2.265% | 2.265% | 2.265% | 2.265% | 2.265% | 2.265% | 2.265% | 2.265% | 2.265% | 2.265% | 2.265% | 2.265% | 2.265% | 2.265% | 2.265% | 2.265% | 2.265%
Thurston CountySingle Family - Highly Impacted | Thurston CountySingle Family - Highly ImpactedHeat Room Gas | Thurston CountySingle Family - Highly ImpactedHeat Room GasNew | Thurston County | Single Family - Highly Impacted | Heat Room Gas | New | 6.66% | 6.66% | 6.66% | 6.66% | 6.66% | 6.66% | 6.66% | 6.66% | 6.66% | 6.66% | 6.66% | 6.66% | 6.66% | 6.66% | 6.66% | 6.66% | 6.66% | 6.66% | 6.66% | 6.66% | 6.66% | 6.66% | 6.66% | 6.66% | 6.66% | 6.66% | 6.66% | 6.66%
Thurston CountyManufactured | Thurston CountyManufacturedOther | Thurston CountyManufacturedOtherNew | Thurston County | Manufactured | Other | New | 100% | 100% | 100% | 100% | 100% | 100% | 100% | 100% | 100% | 100% | 100% | 100% | 100% | 100% | 100% | 100% | 100% | 100% | 100% | 100% | 100% | 100% | 100% | 100% | 100% | 100% | 100% | 100%
Thurston CountyManufactured - Highly Impacted | Thurston CountyManufactured - Highly ImpactedOther | Thurston CountyManufactured - Highly ImpactedOtherNew | Thurston County | Manufactured - Highly Impacted | Other | New | 100% | 100% | 100% | 100% | 100% | 100% | 100% | 100% | 100% | 100% | 100% | 100% | 100% | 100% | 100% | 100% | 100% | 100% | 100% | 100% | 100% | 100% | 100% | 100% | 100% | 100% | 100% | 100%
Thurston CountyMultifamily | Thurston CountyMultifamilyOther | Thurston CountyMultifamilyOtherNew | Thurston County | Multifamily | Other | New | 100% | 100% | 100% | 100% | 100% | 100% | 100% | 100% | 100% | 100% | 100% | 100% | 100% | 100% | 100% | 100% | 100% | 100% | 100% | 100% | 100% | 100% | 100% | 100% | 100% | 100% | 100% | 100%
Thurston CountyMultifamily - Highly Impacted | Thurston CountyMultifamily - Highly ImpactedOther | Thurston CountyMultifamily - Highly ImpactedOtherNew | Thurston County | Multifamily - Highly Impacted | Other | New | 100% | 100% | 100% | 100% | 100% | 100% | 100% | 100% | 100% | 100% | 100% | 100% | 100% | 100% | 100% | 100% | 100% | 100% | 100% | 100% | 100% | 100% | 100% | 100% | 100% | 100% | 100% | 100%
Thurston CountySingle Family | Thurston CountySingle FamilyOther | Thurston CountySingle FamilyOtherNew | Thurston County | Single Family | Other | New | 100% | 100% | 100% | 100% | 100% | 100% | 100% | 100% | 100% | 100% | 100% | 100% | 100% | 100% | 100% | 100% | 100% | 100% | 100% | 100% | 100% | 100% | 100% | 100% | 100% | 100% | 100% | 100%
Thurston CountySingle Family - Highly Impacted | Thurston CountySingle Family - Highly ImpactedOther | Thurston CountySingle Family - Highly ImpactedOtherNew | Thurston County | Single Family - Highly Impacted | Other | New | 100% | 100% | 100% | 100% | 100% | 100% | 100% | 100% | 100% | 100% | 100% | 100% | 100% | 100% | 100% | 100% | 100% | 100% | 100% | 100% | 100% | 100% | 100% | 100% | 100% | 100% | 100% | 100%
Thurston CountyManufactured | Thurston CountyManufacturedPool Heat | Thurston CountyManufacturedPool HeatNew | Thurston County | Manufactured | Pool Heat | New | 1.85% | 1.85% | 1.85% | 1.85% | 1.85% | 1.85% | 1.85% | 1.85% | 1.85% | 1.85% | 1.85% | 1.85% | 1.85% | 1.85% | 1.85% | 1.85% | 1.85% | 1.85% | 1.85% | 1.85% | 1.85% | 1.85% | 1.85% | 1.85% | 1.85% | 1.85% | 1.85% | 1.85%
Thurston CountyManufactured - Highly Impacted | Thurston CountyManufactured - Highly ImpactedPool Heat | Thurston CountyManufactured - Highly ImpactedPool HeatNew | Thurston County | Manufactured - Highly Impacted | Pool Heat | New | 1.875% | 1.875% | 1.875% | 1.875% | 1.875% | 1.875% | 1.875% | 1.875% | 1.875% | 1.875% | 1.875% | 1.875% | 1.875% | 1.875% | 1.875% | 1.875% | 1.875% | 1.875% | 1.875% | 1.875% | 1.875% | 1.875% | 1.875% | 1.875% | 1.875% | 1.875% | 1.875% | 1.875%
Thurston CountyMultifamily | Thurston CountyMultifamilyPool Heat | Thurston CountyMultifamilyPool HeatNew | Thurston County | Multifamily | Pool Heat | New | bar: 2023 to 2050
Thurston CountyMultifamily - Highly Impacted | Thurston CountyMultifamily - Highly ImpactedPool Heat | Thurston CountyMultifamily - Highly ImpactedPool HeatNew | Thurston County | Multifamily - Highly Impacted | Pool Heat | New | bar: 2023 to 2050
Thurston CountySingle Family | Thurston CountySingle FamilyPool Heat | Thurston CountySingle FamilyPool HeatNew | Thurston County | Single Family | Pool Heat | New | 2.348% | 2.348% | 2.348% | 2.348% | 2.348% | 2.348% | 2.348% | 2.348% | 2.348% | 2.348% | 2.348% | 2.348% | 2.348% | 2.348% | 2.348% | 2.348% | 2.348% | 2.348% | 2.348% | 2.348% | 2.348% | 2.348% | 2.348% | 2.348% | 2.348% | 2.348% | 2.348% | 2.348%
Thurston CountySingle Family - Highly Impacted | Thurston CountySingle Family - Highly ImpactedPool Heat | Thurston CountySingle Family - Highly ImpactedPool HeatNew | Thurston County | Single Family - Highly Impacted | Pool Heat | New | 1.875% | 1.875% | 1.875% | 1.875% | 1.875% | 1.875% | 1.875% | 1.875% | 1.875% | 1.875% | 1.875% | 1.875% | 1.875% | 1.875% | 1.875% | 1.875% | 1.875% | 1.875% | 1.875% | 1.875% | 1.875% | 1.875% | 1.875% | 1.875% | 1.875% | 1.875% | 1.875% | 1.875%
Thurston CountyManufactured | Thurston CountyManufacturedWater Heat GT 55 Gal | Thurston CountyManufacturedWater Heat GT 55 GalNew | Thurston County | Manufactured | Water Heat GT 55 Gal | New | 19.58% | 19.58% | 19.58% | 19.58% | 19.58% | 19.58% | 19.58% | 19.58% | 19.58% | 19.58% | 19.58% | 19.58% | 19.58% | 19.58% | 19.58% | 19.58% | 19.58% | 19.58% | 19.58% | 19.58% | 19.58% | 19.58% | 19.58% | 19.58% | 19.58% | 19.58% | 19.58% | 19.58%
Thurston CountyManufactured - Highly Impacted | Thurston CountyManufactured - Highly ImpactedWater Heat GT 55 Gal | Thurston CountyManufactured - Highly ImpactedWater Heat GT 55 GalNew | Thurston County | Manufactured - Highly Impacted | Water Heat GT 55 Gal | New | 19.58% | 19.58% | 19.58% | 19.58% | 19.58% | 19.58% | 19.58% | 19.58% | 19.58% | 19.58% | 19.58% | 19.58% | 19.58% | 19.58% | 19.58% | 19.58% | 19.58% | 19.58% | 19.58% | 19.58% | 19.58% | 19.58% | 19.58% | 19.58% | 19.58% | 19.58% | 19.58% | 19.58%
Thurston CountyMultifamily | Thurston CountyMultifamilyWater Heat GT 55 Gal | Thurston CountyMultifamilyWater Heat GT 55 GalNew | Thurston County | Multifamily | Water Heat GT 55 Gal | New | 3.846% | 3.846% | 3.846% | 3.846% | 3.846% | 3.846% | 3.846% | 3.846% | 3.846% | 3.846% | 3.846% | 3.846% | 3.846% | 3.846% | 3.846% | 3.846% | 3.846% | 3.846% | 3.846% | 3.846% | 3.846% | 3.846% | 3.846% | 3.846% | 3.846% | 3.846% | 3.846% | 3.846%
Thurston CountyMultifamily - Highly Impacted | Thurston CountyMultifamily - Highly ImpactedWater Heat GT 55 Gal | Thurston CountyMultifamily - Highly ImpactedWater Heat GT 55 GalNew | Thurston County | Multifamily - Highly Impacted | Water Heat GT 55 Gal | New | 3.846% | 3.846% | 3.846% | 3.846% | 3.846% | 3.846% | 3.846% | 3.846% | 3.846% | 3.846% | 3.846% | 3.846% | 3.846% | 3.846% | 3.846% | 3.846% | 3.846% | 3.846% | 3.846% | 3.846% | 3.846% | 3.846% | 3.846% | 3.846% | 3.846% | 3.846% | 3.846% | 3.846%
Thurston CountySingle Family | Thurston CountySingle FamilyWater Heat GT 55 Gal | Thurston CountySingle FamilyWater Heat GT 55 GalNew | Thurston County | Single Family | Water Heat GT 55 Gal | New | 19.58% | 19.58% | 19.58% | 19.58% | 19.58% | 19.58% | 19.58% | 19.58% | 19.58% | 19.58% | 19.58% | 19.58% | 19.58% | 19.58% | 19.58% | 19.58% | 19.58% | 19.58% | 19.58% | 19.58% | 19.58% | 19.58% | 19.58% | 19.58% | 19.58% | 19.58% | 19.58% | 19.58%
Thurston CountySingle Family - Highly Impacted | Thurston CountySingle Family - Highly ImpactedWater Heat GT 55 Gal | Thurston CountySingle Family - Highly ImpactedWater Heat GT 55 GalNew | Thurston County | Single Family - Highly Impacted | Water Heat GT 55 Gal | New | 19.58% | 19.58% | 19.58% | 19.58% | 19.58% | 19.58% | 19.58% | 19.58% | 19.58% | 19.58% | 19.58% | 19.58% | 19.58% | 19.58% | 19.58% | 19.58% | 19.58% | 19.58% | 19.58% | 19.58% | 19.58% | 19.58% | 19.58% | 19.58% | 19.58% | 19.58% | 19.58% | 19.58%
Thurston CountyManufactured | Thurston CountyManufacturedWater Heat LE 55 Gal | Thurston CountyManufacturedWater Heat LE 55 GalNew | Thurston County | Manufactured | Water Heat LE 55 Gal | New | 79.04% | 79.04% | 79.04% | 79.04% | 79.04% | 79.04% | 79.04% | 79.04% | 79.04% | 79.04% | 79.04% | 79.04% | 79.04% | 79.04% | 79.04% | 79.04% | 79.04% | 79.04% | 79.04% | 79.04% | 79.04% | 79.04% | 79.04% | 79.04% | 79.04% | 79.04% | 79.04% | 79.04%
Thurston CountyManufactured - Highly Impacted | Thurston CountyManufactured - Highly ImpactedWater Heat LE 55 Gal | Thurston CountyManufactured - Highly ImpactedWater Heat LE 55 GalNew | Thurston County | Manufactured - Highly Impacted | Water Heat LE 55 Gal | New | 79.04% | 79.04% | 79.04% | 79.04% | 79.04% | 79.04% | 79.04% | 79.04% | 79.04% | 79.04% | 79.04% | 79.04% | 79.04% | 79.04% | 79.04% | 79.04% | 79.04% | 79.04% | 79.04% | 79.04% | 79.04% | 79.04% | 79.04% | 79.04% | 79.04% | 79.04% | 79.04% | 79.04%
Thurston CountyMultifamily | Thurston CountyMultifamilyWater Heat LE 55 Gal | Thurston CountyMultifamilyWater Heat LE 55 GalNew | Thurston County | Multifamily | Water Heat LE 55 Gal | New | 26.92% | 26.92% | 26.92% | 26.92% | 26.92% | 26.92% | 26.92% | 26.92% | 26.92% | 26.92% | 26.92% | 26.92% | 26.92% | 26.92% | 26.92% | 26.92% | 26.92% | 26.92% | 26.92% | 26.92% | 26.92% | 26.92% | 26.92% | 26.92% | 26.92% | 26.92% | 26.92% | 26.92%
Thurston CountyMultifamily - Highly Impacted | Thurston CountyMultifamily - Highly ImpactedWater Heat LE 55 Gal | Thurston CountyMultifamily - Highly ImpactedWater Heat LE 55 GalNew | Thurston County | Multifamily - Highly Impacted | Water Heat LE 55 Gal | New | 26.92% | 26.92% | 26.92% | 26.92% | 26.92% | 26.92% | 26.92% | 26.92% | 26.92% | 26.92% | 26.92% | 26.92% | 26.92% | 26.92% | 26.92% | 26.92% | 26.92% | 26.92% | 26.92% | 26.92% | 26.92% | 26.92% | 26.92% | 26.92% | 26.92% | 26.92% | 26.92% | 26.92%
Thurston CountySingle Family | Thurston CountySingle FamilyWater Heat LE 55 Gal | Thurston CountySingle FamilyWater Heat LE 55 GalNew | Thurston County | Single Family | Water Heat LE 55 Gal | New | 79.04% | 79.04% | 79.04% | 79.04% | 79.04% | 79.04% | 79.04% | 79.04% | 79.04% | 79.04% | 79.04% | 79.04% | 79.04% | 79.04% | 79.04% | 79.04% | 79.04% | 79.04% | 79.04% | 79.04% | 79.04% | 79.04% | 79.04% | 79.04% | 79.04% | 79.04% | 79.04% | 79.04%
Thurston CountySingle Family - Highly Impacted | Thurston CountySingle Family - Highly ImpactedWater Heat LE 55 Gal | Thurston CountySingle Family - Highly ImpactedWater Heat LE 55 GalNew | Thurston County | Single Family - Highly Impacted | Water Heat LE 55 Gal | New | 79.04% | 79.04% | 79.04% | 79.04% | 79.04% | 79.04% | 79.04% | 79.04% | 79.04% | 79.04% | 79.04% | 79.04% | 79.04% | 79.04% | 79.04% | 79.04% | 79.04% | 79.04% | 79.04% | 79.04% | 79.04% | 79.04% | 79.04% | 79.04% | 79.04% | 79.04% | 79.04% | 79.04%

## Equipment Standards
[5 empty] | 0 | 0 | 0 | 0 | 0 | 0 | 0 | 0 | 0 | 0 | 0 | 0 | 0 | 0 | 0 | 0 | 0 | 0 | 0 | 0 | 0 | 0 | 0 | 0 | 0 | 0 | 0
RegionSegment | RegionSegmentEndUse | Region | Segment | End Use | 2024 | 2025 | 2026 | 2027 | 2028 | 2029 | 2030 | 2031 | 2032 | 2033 | 2034 | 2035 | 2036 | 2037 | 2038 | 2039 | 2040 | 2041 | 2042 | 2043 | 2044 | 2045 | 2046 | 2047 | 2048 | 2049 | 2050
King CountyManufactured | King CountyManufacturedCooking Oven | King County | Manufactured | Cooking Oven | Federal Standard 2012 Cooking Oven | Federal Standard 2012 Cooking Oven | Federal Standard 2012 Cooking Oven | Federal Standard 2012 Cooking Oven | Federal Standard 2012 Cooking Oven | Federal Standard 2012 Cooking Oven | Federal Standard 2012 Cooking Oven | Federal Standard 2012 Cooking Oven | Federal Standard 2012 Cooking Oven | Federal Standard 2012 Cooking Oven | Federal Standard 2012 Cooking Oven | Federal Standard 2012 Cooking Oven | Federal Standard 2012 Cooking Oven | Federal Standard 2012 Cooking Oven | Federal Standard 2012 Cooking Oven | Federal Standard 2012 Cooking Oven | Federal Standard 2012 Cooking Oven | Federal Standard 2012 Cooking Oven | Federal Standard 2012 Cooking Oven | Federal Standard 2012 Cooking Oven | Federal Standard 2012 Cooking Oven | Federal Standard 2012 Cooking Oven | Federal Standard 2012 Cooking Oven | Federal Standard 2012 Cooking Oven | Federal Standard 2012 Cooking Oven | Federal Standard 2012 Cooking Oven | Federal Standard 2012 Cooking Oven
King CountyManufactured - Highly Impacted | King CountyManufactured - Highly ImpactedCooking Oven | King County | Manufactured - Highly Impacted | Cooking Oven | Federal Standard 2012 Cooking Oven | Federal Standard 2012 Cooking Oven | Federal Standard 2012 Cooking Oven | Federal Standard 2012 Cooking Oven | Federal Standard 2012 Cooking Oven | Federal Standard 2012 Cooking Oven | Federal Standard 2012 Cooking Oven | Federal Standard 2012 Cooking Oven | Federal Standard 2012 Cooking Oven | Federal Standard 2012 Cooking Oven | Federal Standard 2012 Cooking Oven | Federal Standard 2012 Cooking Oven | Federal Standard 2012 Cooking Oven | Federal Standard 2012 Cooking Oven | Federal Standard 2012 Cooking Oven | Federal Standard 2012 Cooking Oven | Federal Standard 2012 Cooking Oven | Federal Standard 2012 Cooking Oven | Federal Standard 2012 Cooking Oven | Federal Standard 2012 Cooking Oven | Federal Standard 2012 Cooking Oven | Federal Standard 2012 Cooking Oven | Federal Standard 2012 Cooking Oven | Federal Standard 2012 Cooking Oven | Federal Standard 2012 Cooking Oven | Federal Standard 2012 Cooking Oven | Federal Standard 2012 Cooking Oven
King CountyMultifamily | King CountyMultifamilyCooking Oven | King County | Multifamily | Cooking Oven | Federal Standard 2012 Cooking Oven | Federal Standard 2012 Cooking Oven | Federal Standard 2012 Cooking Oven | Federal Standard 2012 Cooking Oven | Federal Standard 2012 Cooking Oven | Federal Standard 2012 Cooking Oven | Federal Standard 2012 Cooking Oven | Federal Standard 2012 Cooking Oven | Federal Standard 2012 Cooking Oven | Federal Standard 2012 Cooking Oven | Federal Standard 2012 Cooking Oven | Federal Standard 2012 Cooking Oven | Federal Standard 2012 Cooking Oven | Federal Standard 2012 Cooking Oven | Federal Standard 2012 Cooking Oven | Federal Standard 2012 Cooking Oven | Federal Standard 2012 Cooking Oven | Federal Standard 2012 Cooking Oven | Federal Standard 2012 Cooking Oven | Federal Standard 2012 Cooking Oven | Federal Standard 2012 Cooking Oven | Federal Standard 2012 Cooking Oven | Federal Standard 2012 Cooking Oven | Federal Standard 2012 Cooking Oven | Federal Standard 2012 Cooking Oven | Federal Standard 2012 Cooking Oven | Federal Standard 2012 Cooking Oven
King CountyMultifamily - Highly Impacted | King CountyMultifamily - Highly ImpactedCooking Oven | King County | Multifamily - Highly Impacted | Cooking Oven | Federal Standard 2012 Cooking Oven | Federal Standard 2012 Cooking Oven | Federal Standard 2012 Cooking Oven | Federal Standard 2012 Cooking Oven | Federal Standard 2012 Cooking Oven | Federal Standard 2012 Cooking Oven | Federal Standard 2012 Cooking Oven | Federal Standard 2012 Cooking Oven | Federal Standard 2012 Cooking Oven | Federal Standard 2012 Cooking Oven | Federal Standard 2012 Cooking Oven | Federal Standard 2012 Cooking Oven | Federal Standard 2012 Cooking Oven | Federal Standard 2012 Cooking Oven | Federal Standard 2012 Cooking Oven | Federal Standard 2012 Cooking Oven | Federal Standard 2012 Cooking Oven | Federal Standard 2012 Cooking Oven | Federal Standard 2012 Cooking Oven | Federal Standard 2012 Cooking Oven | Federal Standard 2012 Cooking Oven | Federal Standard 2012 Cooking Oven | Federal Standard 2012 Cooking Oven | Federal Standard 2012 Cooking Oven | Federal Standard 2012 Cooking Oven | Federal Standard 2012 Cooking Oven | Federal Standard 2012 Cooking Oven
King CountySingle Family | King CountySingle FamilyCooking Oven | King County | Single Family | Cooking Oven | Federal Standard 2012 Cooking Oven | Federal Standard 2012 Cooking Oven | Federal Standard 2012 Cooking Oven | Federal Standard 2012 Cooking Oven | Federal Standard 2012 Cooking Oven | Federal Standard 2012 Cooking Oven | Federal Standard 2012 Cooking Oven | Federal Standard 2012 Cooking Oven | Federal Standard 2012 Cooking Oven | Federal Standard 2012 Cooking Oven | Federal Standard 2012 Cooking Oven | Federal Standard 2012 Cooking Oven | Federal Standard 2012 Cooking Oven | Federal Standard 2012 Cooking Oven | Federal Standard 2012 Cooking Oven | Federal Standard 2012 Cooking Oven | Federal Standard 2012 Cooking Oven | Federal Standard 2012 Cooking Oven | Federal Standard 2012 Cooking Oven | Federal Standard 2012 Cooking Oven | Federal Standard 2012 Cooking Oven | Federal Standard 2012 Cooking Oven | Federal Standard 2012 Cooking Oven | Federal Standard 2012 Cooking Oven | Federal Standard 2012 Cooking Oven | Federal Standard 2012 Cooking Oven | Federal Standard 2012 Cooking Oven
King CountySingle Family - Highly Impacted | King CountySingle Family - Highly ImpactedCooking Oven | King County | Single Family - Highly Impacted | Cooking Oven | Federal Standard 2012 Cooking Oven | Federal Standard 2012 Cooking Oven | Federal Standard 2012 Cooking Oven | Federal Standard 2012 Cooking Oven | Federal Standard 2012 Cooking Oven | Federal Standard 2012 Cooking Oven | Federal Standard 2012 Cooking Oven | Federal Standard 2012 Cooking Oven | Federal Standard 2012 Cooking Oven | Federal Standard 2012 Cooking Oven | Federal Standard 2012 Cooking Oven | Federal Standard 2012 Cooking Oven | Federal Standard 2012 Cooking Oven | Federal Standard 2012 Cooking Oven | Federal Standard 2012 Cooking Oven | Federal Standard 2012 Cooking Oven | Federal Standard 2012 Cooking Oven | Federal Standard 2012 Cooking Oven | Federal Standard 2012 Cooking Oven | Federal Standard 2012 Cooking Oven | Federal Standard 2012 Cooking Oven | Federal Standard 2012 Cooking Oven | Federal Standard 2012 Cooking Oven | Federal Standard 2012 Cooking Oven | Federal Standard 2012 Cooking Oven | Federal Standard 2012 Cooking Oven | Federal Standard 2012 Cooking Oven
King CountyManufactured | King CountyManufacturedCooking Range | King County | Manufactured | Cooking Range | Federal Standard 2012 Cooking Range | Federal Standard 2012 Cooking Range | Federal Standard 2012 Cooking Range | Federal Standard 2012 Cooking Range | Federal Standard 2012 Cooking Range | Federal Standard 2012 Cooking Range | Federal Standard 2012 Cooking Range | Federal Standard 2012 Cooking Range | Federal Standard 2012 Cooking Range | Federal Standard 2012 Cooking Range | Federal Standard 2012 Cooking Range | Federal Standard 2012 Cooking Range | Federal Standard 2012 Cooking Range | Federal Standard 2012 Cooking Range | Federal Standard 2012 Cooking Range | Federal Standard 2012 Cooking Range | Federal Standard 2012 Cooking Range | Federal Standard 2012 Cooking Range | Federal Standard 2012 Cooking Range | Federal Standard 2012 Cooking Range | Federal Standard 2012 Cooking Range | Federal Standard 2012 Cooking Range | Federal Standard 2012 Cooking Range | Federal Standard 2012 Cooking Range | Federal Standard 2012 Cooking Range | Federal Standard 2012 Cooking Range | Federal Standard 2012 Cooking Range
King CountyManufactured - Highly Impacted | King CountyManufactured - Highly ImpactedCooking Range | King County | Manufactured - Highly Impacted | Cooking Range | Federal Standard 2012 Cooking Range | Federal Standard 2012 Cooking Range | Federal Standard 2012 Cooking Range | Federal Standard 2012 Cooking Range | Federal Standard 2012 Cooking Range | Federal Standard 2012 Cooking Range | Federal Standard 2012 Cooking Range | Federal Standard 2012 Cooking Range | Federal Standard 2012 Cooking Range | Federal Standard 2012 Cooking Range | Federal Standard 2012 Cooking Range | Federal Standard 2012 Cooking Range | Federal Standard 2012 Cooking Range | Federal Standard 2012 Cooking Range | Federal Standard 2012 Cooking Range | Federal Standard 2012 Cooking Range | Federal Standard 2012 Cooking Range | Federal Standard 2012 Cooking Range | Federal Standard 2012 Cooking Range | Federal Standard 2012 Cooking Range | Federal Standard 2012 Cooking Range | Federal Standard 2012 Cooking Range | Federal Standard 2012 Cooking Range | Federal Standard 2012 Cooking Range | Federal Standard 2012 Cooking Range | Federal Standard 2012 Cooking Range | Federal Standard 2012 Cooking Range
King CountyMultifamily | King CountyMultifamilyCooking Range | King County | Multifamily | Cooking Range | Federal Standard 2012 Cooking Range | Federal Standard 2012 Cooking Range | Federal Standard 2012 Cooking Range | Federal Standard 2012 Cooking Range | Federal Standard 2012 Cooking Range | Federal Standard 2012 Cooking Range | Federal Standard 2012 Cooking Range | Federal Standard 2012 Cooking Range | Federal Standard 2012 Cooking Range | Federal Standard 2012 Cooking Range | Federal Standard 2012 Cooking Range | Federal Standard 2012 Cooking Range | Federal Standard 2012 Cooking Range | Federal Standard 2012 Cooking Range | Federal Standard 2012 Cooking Range | Federal Standard 2012 Cooking Range | Federal Standard 2012 Cooking Range | Federal Standard 2012 Cooking Range | Federal Standard 2012 Cooking Range | Federal Standard 2012 Cooking Range | Federal Standard 2012 Cooking Range | Federal Standard 2012 Cooking Range | Federal Standard 2012 Cooking Range | Federal Standard 2012 Cooking Range | Federal Standard 2012 Cooking Range | Federal Standard 2012 Cooking Range | Federal Standard 2012 Cooking Range
King CountyMultifamily - Highly Impacted | King CountyMultifamily - Highly ImpactedCooking Range | King County | Multifamily - Highly Impacted | Cooking Range | Federal Standard 2012 Cooking Range | Federal Standard 2012 Cooking Range | Federal Standard 2012 Cooking Range | Federal Standard 2012 Cooking Range | Federal Standard 2012 Cooking Range | Federal Standard 2012 Cooking Range | Federal Standard 2012 Cooking Range | Federal Standard 2012 Cooking Range | Federal Standard 2012 Cooking Range | Federal Standard 2012 Cooking Range | Federal Standard 2012 Cooking Range | Federal Standard 2012 Cooking Range | Federal Standard 2012 Cooking Range | Federal Standard 2012 Cooking Range | Federal Standard 2012 Cooking Range | Federal Standard 2012 Cooking Range | Federal Standard 2012 Cooking Range | Federal Standard 2012 Cooking Range | Federal Standard 2012 Cooking Range | Federal Standard 2012 Cooking Range | Federal Standard 2012 Cooking Range | Federal Standard 2012 Cooking Range | Federal Standard 2012 Cooking Range | Federal Standard 2012 Cooking Range | Federal Standard 2012 Cooking Range | Federal Standard 2012 Cooking Range | Federal Standard 2012 Cooking Range
King CountySingle Family | King CountySingle FamilyCooking Range | King County | Single Family | Cooking Range | Federal Standard 2012 Cooking Range | Federal Standard 2012 Cooking Range | Federal Standard 2012 Cooking Range | Federal Standard 2012 Cooking Range | Federal Standard 2012 Cooking Range | Federal Standard 2012 Cooking Range | Federal Standard 2012 Cooking Range | Federal Standard 2012 Cooking Range | Federal Standard 2012 Cooking Range | Federal Standard 2012 Cooking Range | Federal Standard 2012 Cooking Range | Federal Standard 2012 Cooking Range | Federal Standard 2012 Cooking Range | Federal Standard 2012 Cooking Range | Federal Standard 2012 Cooking Range | Federal Standard 2012 Cooking Range | Federal Standard 2012 Cooking Range | Federal Standard 2012 Cooking Range | Federal Standard 2012 Cooking Range | Federal Standard 2012 Cooking Range | Federal Standard 2012 Cooking Range | Federal Standard 2012 Cooking Range | Federal Standard 2012 Cooking Range | Federal Standard 2012 Cooking Range | Federal Standard 2012 Cooking Range | Federal Standard 2012 Cooking Range | Federal Standard 2012 Cooking Range
King CountySingle Family - Highly Impacted | King CountySingle Family - Highly ImpactedCooking Range | King County | Single Family - Highly Impacted | Cooking Range | Federal Standard 2012 Cooking Range | Federal Standard 2012 Cooking Range | Federal Standard 2012 Cooking Range | Federal Standard 2012 Cooking Range | Federal Standard 2012 Cooking Range | Federal Standard 2012 Cooking Range | Federal Standard 2012 Cooking Range | Federal Standard 2012 Cooking Range | Federal Standard 2012 Cooking Range | Federal Standard 2012 Cooking Range | Federal Standard 2012 Cooking Range | Federal Standard 2012 Cooking Range | Federal Standard 2012 Cooking Range | Federal Standard 2012 Cooking Range | Federal Standard 2012 Cooking Range | Federal Standard 2012 Cooking Range | Federal Standard 2012 Cooking Range | Federal Standard 2012 Cooking Range | Federal Standard 2012 Cooking Range | Federal Standard 2012 Cooking Range | Federal Standard 2012 Cooking Range | Federal Standard 2012 Cooking Range | Federal Standard 2012 Cooking Range | Federal Standard 2012 Cooking Range | Federal Standard 2012 Cooking Range | Federal Standard 2012 Cooking Range | Federal Standard 2012 Cooking Range
King CountyManufactured | King CountyManufacturedDryer | King County | Manufactured | Dryer | Federal Standard 2015 Dryer - CEF/EF 2.84/3.30 (Gas Dryer) | Federal Standard 2015 Dryer - CEF/EF 2.84/3.30 (Gas Dryer) | Federal Standard 2015 Dryer - CEF/EF 2.84/3.30 (Gas Dryer) | Federal Standard 2015 Dryer - CEF/EF 2.84/3.30 (Gas Dryer) | Federal Standard 2015 Dryer - CEF/EF 2.84/3.30 (Gas Dryer) | Federal Standard 2015 Dryer - CEF/EF 2.84/3.30 (Gas Dryer) | Federal Standard 2015 Dryer - CEF/EF 2.84/3.30 (Gas Dryer) | Federal Standard 2015 Dryer - CEF/EF 2.84/3.30 (Gas Dryer) | Federal Standard 2015 Dryer - CEF/EF 2.84/3.30 (Gas Dryer) | Federal Standard 2015 Dryer - CEF/EF 2.84/3.30 (Gas Dryer) | Federal Standard 2015 Dryer - CEF/EF 2.84/3.30 (Gas Dryer) | Federal Standard 2015 Dryer - CEF/EF 2.84/3.30 (Gas Dryer) | Federal Standard 2015 Dryer - CEF/EF 2.84/3.30 (Gas Dryer) | Federal Standard 2015 Dryer - CEF/EF 2.84/3.30 (Gas Dryer) | Federal Standard 2015 Dryer - CEF/EF 2.84/3.30 (Gas Dryer) | Federal Standard 2015 Dryer - CEF/EF 2.84/3.30 (Gas Dryer) | Federal Standard 2015 Dryer - CEF/EF 2.84/3.30 (Gas Dryer) | Federal Standard 2015 Dryer - CEF/EF 2.84/3.30 (Gas Dryer) | Federal Standard 2015 Dryer - CEF/EF 2.84/3.30 (Gas Dryer) | Federal Standard 2015 Dryer - CEF/EF 2.84/3.30 (Gas Dryer) | Federal Standard 2015 Dryer - CEF/EF 2.84/3.30 (Gas Dryer) | Federal Standard 2015 Dryer - CEF/EF 2.84/3.30 (Gas Dryer) | Federal Standard 2015 Dryer - CEF/EF 2.84/3.30 (Gas Dryer) | Federal Standard 2015 Dryer - CEF/EF 2.84/3.30 (Gas Dryer) | Federal Standard 2015 Dryer - CEF/EF 2.84/3.30 (Gas Dryer) | Federal Standard 2015 Dryer - CEF/EF 2.84/3.30 (Gas Dryer) | Federal Standard 2015 Dryer - CEF/EF 2.84/3.30 (Gas Dryer)
King CountyManufactured - Highly Impacted | King CountyManufactured - Highly ImpactedDryer | King County | Manufactured - Highly Impacted | Dryer | Federal Standard 2015 Dryer - CEF/EF 2.84/3.30 (Gas Dryer) | Federal Standard 2015 Dryer - CEF/EF 2.84/3.30 (Gas Dryer) | Federal Standard 2015 Dryer - CEF/EF 2.84/3.30 (Gas Dryer) | Federal Standard 2015 Dryer - CEF/EF 2.84/3.30 (Gas Dryer) | Federal Standard 2015 Dryer - CEF/EF 2.84/3.30 (Gas Dryer) | Federal Standard 2015 Dryer - CEF/EF 2.84/3.30 (Gas Dryer) | Federal Standard 2015 Dryer - CEF/EF 2.84/3.30 (Gas Dryer) | Federal Standard 2015 Dryer - CEF/EF 2.84/3.30 (Gas Dryer) | Federal Standard 2015 Dryer - CEF/EF 2.84/3.30 (Gas Dryer) | Federal Standard 2015 Dryer - CEF/EF 2.84/3.30 (Gas Dryer) | Federal Standard 2015 Dryer - CEF/EF 2.84/3.30 (Gas Dryer) | Federal Standard 2015 Dryer - CEF/EF 2.84/3.30 (Gas Dryer) | Federal Standard 2015 Dryer - CEF/EF 2.84/3.30 (Gas Dryer) | Federal Standard 2015 Dryer - CEF/EF 2.84/3.30 (Gas Dryer) | Federal Standard 2015 Dryer - CEF/EF 2.84/3.30 (Gas Dryer) | Federal Standard 2015 Dryer - CEF/EF 2.84/3.30 (Gas Dryer) | Federal Standard 2015 Dryer - CEF/EF 2.84/3.30 (Gas Dryer) | Federal Standard 2015 Dryer - CEF/EF 2.84/3.30 (Gas Dryer) | Federal Standard 2015 Dryer - CEF/EF 2.84/3.30 (Gas Dryer) | Federal Standard 2015 Dryer - CEF/EF 2.84/3.30 (Gas Dryer) | Federal Standard 2015 Dryer - CEF/EF 2.84/3.30 (Gas Dryer) | Federal Standard 2015 Dryer - CEF/EF 2.84/3.30 (Gas Dryer) | Federal Standard 2015 Dryer - CEF/EF 2.84/3.30 (Gas Dryer) | Federal Standard 2015 Dryer - CEF/EF 2.84/3.30 (Gas Dryer) | Federal Standard 2015 Dryer - CEF/EF 2.84/3.30 (Gas Dryer) | Federal Standard 2015 Dryer - CEF/EF 2.84/3.30 (Gas Dryer) | Federal Standard 2015 Dryer - CEF/EF 2.84/3.30 (Gas Dryer)
King CountyMultifamily | King CountyMultifamilyDryer | King County | Multifamily | Dryer | Federal Standard 2015 Dryer - CEF/EF 2.84/3.30 (Gas Dryer) | Federal Standard 2015 Dryer - CEF/EF 2.84/3.30 (Gas Dryer) | Federal Standard 2015 Dryer - CEF/EF 2.84/3.30 (Gas Dryer) | Federal Standard 2015 Dryer - CEF/EF 2.84/3.30 (Gas Dryer) | Federal Standard 2015 Dryer - CEF/EF 2.84/3.30 (Gas Dryer) | Federal Standard 2015 Dryer - CEF/EF 2.84/3.30 (Gas Dryer) | Federal Standard 2015 Dryer - CEF/EF 2.84/3.30 (Gas Dryer) | Federal Standard 2015 Dryer - CEF/EF 2.84/3.30 (Gas Dryer) | Federal Standard 2015 Dryer - CEF/EF 2.84/3.30 (Gas Dryer) | Federal Standard 2015 Dryer - CEF/EF 2.84/3.30 (Gas Dryer) | Federal Standard 2015 Dryer - CEF/EF 2.84/3.30 (Gas Dryer) | Federal Standard 2015 Dryer - CEF/EF 2.84/3.30 (Gas Dryer) | Federal Standard 2015 Dryer - CEF/EF 2.84/3.30 (Gas Dryer) | Federal Standard 2015 Dryer - CEF/EF 2.84/3.30 (Gas Dryer) | Federal Standard 2015 Dryer - CEF/EF 2.84/3.30 (Gas Dryer) | Federal Standard 2015 Dryer - CEF/EF 2.84/3.30 (Gas Dryer) | Federal Standard 2015 Dryer - CEF/EF 2.84/3.30 (Gas Dryer) | Federal Standard 2015 Dryer - CEF/EF 2.84/3.30 (Gas Dryer) | Federal Standard 2015 Dryer - CEF/EF 2.84/3.30 (Gas Dryer) | Federal Standard 2015 Dryer - CEF/EF 2.84/3.30 (Gas Dryer) | Federal Standard 2015 Dryer - CEF/EF 2.84/3.30 (Gas Dryer) | Federal Standard 2015 Dryer - CEF/EF 2.84/3.30 (Gas Dryer) | Federal Standard 2015 Dryer - CEF/EF 2.84/3.30 (Gas Dryer) | Federal Standard 2015 Dryer - CEF/EF 2.84/3.30 (Gas Dryer) | Federal Standard 2015 Dryer - CEF/EF 2.84/3.30 (Gas Dryer) | Federal Standard 2015 Dryer - CEF/EF 2.84/3.30 (Gas Dryer) | Federal Standard 2015 Dryer - CEF/EF 2.84/3.30 (Gas Dryer)
King CountyMultifamily - Highly Impacted | King CountyMultifamily - Highly ImpactedDryer | King County | Multifamily - Highly Impacted | Dryer | Federal Standard 2015 Dryer - CEF/EF 2.84/3.30 (Gas Dryer) | Federal Standard 2015 Dryer - CEF/EF 2.84/3.30 (Gas Dryer) | Federal Standard 2015 Dryer - CEF/EF 2.84/3.30 (Gas Dryer) | Federal Standard 2015 Dryer - CEF/EF 2.84/3.30 (Gas Dryer) | Federal Standard 2015 Dryer - CEF/EF 2.84/3.30 (Gas Dryer) | Federal Standard 2015 Dryer - CEF/EF 2.84/3.30 (Gas Dryer) | Federal Standard 2015 Dryer - CEF/EF 2.84/3.30 (Gas Dryer) | Federal Standard 2015 Dryer - CEF/EF 2.84/3.30 (Gas Dryer) | Federal Standard 2015 Dryer - CEF/EF 2.84/3.30 (Gas Dryer) | Federal Standard 2015 Dryer - CEF/EF 2.84/3.30 (Gas Dryer) | Federal Standard 2015 Dryer - CEF/EF 2.84/3.30 (Gas Dryer) | Federal Standard 2015 Dryer - CEF/EF 2.84/3.30 (Gas Dryer) | Federal Standard 2015 Dryer - CEF/EF 2.84/3.30 (Gas Dryer) | Federal Standard 2015 Dryer - CEF/EF 2.84/3.30 (Gas Dryer) | Federal Standard 2015 Dryer - CEF/EF 2.84/3.30 (Gas Dryer) | Federal Standard 2015 Dryer - CEF/EF 2.84/3.30 (Gas Dryer) | Federal Standard 2015 Dryer - CEF/EF 2.84/3.30 (Gas Dryer) | Federal Standard 2015 Dryer - CEF/EF 2.84/3.30 (Gas Dryer) | Federal Standard 2015 Dryer - CEF/EF 2.84/3.30 (Gas Dryer) | Federal Standard 2015 Dryer - CEF/EF 2.84/3.30 (Gas Dryer) | Federal Standard 2015 Dryer - CEF/EF 2.84/3.30 (Gas Dryer) | Federal Standard 2015 Dryer - CEF/EF 2.84/3.30 (Gas Dryer) | Federal Standard 2015 Dryer - CEF/EF 2.84/3.30 (Gas Dryer) | Federal Standard 2015 Dryer - CEF/EF 2.84/3.30 (Gas Dryer) | Federal Standard 2015 Dryer - CEF/EF 2.84/3.30 (Gas Dryer) | Federal Standard 2015 Dryer - CEF/EF 2.84/3.30 (Gas Dryer) | Federal Standard 2015 Dryer - CEF/EF 2.84/3.30 (Gas Dryer)
King CountySingle Family | King CountySingle FamilyDryer | King County | Single Family | Dryer | Federal Standard 2015 Dryer - CEF/EF 2.84/3.30 (Gas Dryer) | Federal Standard 2015 Dryer - CEF/EF 2.84/3.30 (Gas Dryer) | Federal Standard 2015 Dryer - CEF/EF 2.84/3.30 (Gas Dryer) | Federal Standard 2015 Dryer - CEF/EF 2.84/3.30 (Gas Dryer) | Federal Standard 2015 Dryer - CEF/EF 2.84/3.30 (Gas Dryer) | Federal Standard 2015 Dryer - CEF/EF 2.84/3.30 (Gas Dryer) | Federal Standard 2015 Dryer - CEF/EF 2.84/3.30 (Gas Dryer) | Federal Standard 2015 Dryer - CEF/EF 2.84/3.30 (Gas Dryer) | Federal Standard 2015 Dryer - CEF/EF 2.84/3.30 (Gas Dryer) | Federal Standard 2015 Dryer - CEF/EF 2.84/3.30 (Gas Dryer) | Federal Standard 2015 Dryer - CEF/EF 2.84/3.30 (Gas Dryer) | Federal Standard 2015 Dryer - CEF/EF 2.84/3.30 (Gas Dryer) | Federal Standard 2015 Dryer - CEF/EF 2.84/3.30 (Gas Dryer) | Federal Standard 2015 Dryer - CEF/EF 2.84/3.30 (Gas Dryer) | Federal Standard 2015 Dryer - CEF/EF 2.84/3.30 (Gas Dryer) | Federal Standard 2015 Dryer - CEF/EF 2.84/3.30 (Gas Dryer) | Federal Standard 2015 Dryer - CEF/EF 2.84/3.30 (Gas Dryer) | Federal Standard 2015 Dryer - CEF/EF 2.84/3.30 (Gas Dryer) | Federal Standard 2015 Dryer - CEF/EF 2.84/3.30 (Gas Dryer) | Federal Standard 2015 Dryer - CEF/EF 2.84/3.30 (Gas Dryer) | Federal Standard 2015 Dryer - CEF/EF 2.84/3.30 (Gas Dryer) | Federal Standard 2015 Dryer - CEF/EF 2.84/3.30 (Gas Dryer) | Federal Standard 2015 Dryer - CEF/EF 2.84/3.30 (Gas Dryer) | Federal Standard 2015 Dryer - CEF/EF 2.84/3.30 (Gas Dryer) | Federal Standard 2015 Dryer - CEF/EF 2.84/3.30 (Gas Dryer) | Federal Standard 2015 Dryer - CEF/EF 2.84/3.30 (Gas Dryer) | Federal Standard 2015 Dryer - CEF/EF 2.84/3.30 (Gas Dryer)
King CountySingle Family - Highly Impacted | King CountySingle Family - Highly ImpactedDryer | King County | Single Family - Highly Impacted | Dryer | Federal Standard 2015 Dryer - CEF/EF 2.84/3.30 (Gas Dryer) | Federal Standard 2015 Dryer - CEF/EF 2.84/3.30 (Gas Dryer) | Federal Standard 2015 Dryer - CEF/EF 2.84/3.30 (Gas Dryer) | Federal Standard 2015 Dryer - CEF/EF 2.84/3.30 (Gas Dryer) | Federal Standard 2015 Dryer - CEF/EF 2.84/3.30 (Gas Dryer) | Federal Standard 2015 Dryer - CEF/EF 2.84/3.30 (Gas Dryer) | Federal Standard 2015 Dryer - CEF/EF 2.84/3.30 (Gas Dryer) | Federal Standard 2015 Dryer - CEF/EF 2.84/3.30 (Gas Dryer) | Federal Standard 2015 Dryer - CEF/EF 2.84/3.30 (Gas Dryer) | Federal Standard 2015 Dryer - CEF/EF 2.84/3.30 (Gas Dryer) | Federal Standard 2015 Dryer - CEF/EF 2.84/3.30 (Gas Dryer) | Federal Standard 2015 Dryer - CEF/EF 2.84/3.30 (Gas Dryer) | Federal Standard 2015 Dryer - CEF/EF 2.84/3.30 (Gas Dryer) | Federal Standard 2015 Dryer - CEF/EF 2.84/3.30 (Gas Dryer) | Federal Standard 2015 Dryer - CEF/EF 2.84/3.30 (Gas Dryer) | Federal Standard 2015 Dryer - CEF/EF 2.84/3.30 (Gas Dryer) | Federal Standard 2015 Dryer - CEF/EF 2.84/3.30 (Gas Dryer) | Federal Standard 2015 Dryer - CEF/EF 2.84/3.30 (Gas Dryer) | Federal Standard 2015 Dryer - CEF/EF 2.84/3.30 (Gas Dryer) | Federal Standard 2015 Dryer - CEF/EF 2.84/3.30 (Gas Dryer) | Federal Standard 2015 Dryer - CEF/EF 2.84/3.30 (Gas Dryer) | Federal Standard 2015 Dryer - CEF/EF 2.84/3.30 (Gas Dryer) | Federal Standard 2015 Dryer - CEF/EF 2.84/3.30 (Gas Dryer) | Federal Standard 2015 Dryer - CEF/EF 2.84/3.30 (Gas Dryer) | Federal Standard 2015 Dryer - CEF/EF 2.84/3.30 (Gas Dryer) | Federal Standard 2015 Dryer - CEF/EF 2.84/3.30 (Gas Dryer) | Federal Standard 2015 Dryer - CEF/EF 2.84/3.30 (Gas Dryer)
King CountyManufactured | King CountyManufacturedHeat Central Gas Boiler | King County | Manufactured | Heat Central Gas Boiler | Federal Standard 2022 Boiler - 84% AFUE | Federal Standard 2022 Boiler - 84% AFUE | Federal Standard 2022 Boiler - 84% AFUE | Federal Standard 2022 Boiler - 84% AFUE | Federal Standard 2022 Boiler - 84% AFUE | Federal Standard 2022 Boiler - 84% AFUE | Federal Standard 2022 Boiler - 84% AFUE | Federal Standard 2022 Boiler - 84% AFUE | Federal Standard 2022 Boiler - 84% AFUE | Federal Standard 2022 Boiler - 84% AFUE | Federal Standard 2022 Boiler - 84% AFUE | Federal Standard 2022 Boiler - 84% AFUE | Federal Standard 2022 Boiler - 84% AFUE | Federal Standard 2022 Boiler - 84% AFUE | Federal Standard 2022 Boiler - 84% AFUE | Federal Standard 2022 Boiler - 84% AFUE | Federal Standard 2022 Boiler - 84% AFUE | Federal Standard 2022 Boiler - 84% AFUE | Federal Standard 2022 Boiler - 84% AFUE | Federal Standard 2022 Boiler - 84% AFUE | Federal Standard 2022 Boiler - 84% AFUE | Federal Standard 2022 Boiler - 84% AFUE | Federal Standard 2022 Boiler - 84% AFUE | Federal Standard 2022 Boiler - 84% AFUE | Federal Standard 2022 Boiler - 84% AFUE | Federal Standard 2022 Boiler - 84% AFUE | Federal Standard 2022 Boiler - 84% AFUE
King CountyManufactured - Highly Impacted | King CountyManufactured - Highly ImpactedHeat Central Gas Boiler | King County | Manufactured - Highly Impacted | Heat Central Gas Boiler | Federal Standard 2022 Boiler - 84% AFUE | Federal Standard 2022 Boiler - 84% AFUE | Federal Standard 2022 Boiler - 84% AFUE | Federal Standard 2022 Boiler - 84% AFUE | Federal Standard 2022 Boiler - 84% AFUE | Federal Standard 2022 Boiler - 84% AFUE | Federal Standard 2022 Boiler - 84% AFUE | Federal Standard 2022 Boiler - 84% AFUE | Federal Standard 2022 Boiler - 84% AFUE | Federal Standard 2022 Boiler - 84% AFUE | Federal Standard 2022 Boiler - 84% AFUE | Federal Standard 2022 Boiler - 84% AFUE | Federal Standard 2022 Boiler - 84% AFUE | Federal Standard 2022 Boiler - 84% AFUE | Federal Standard 2022 Boiler - 84% AFUE | Federal Standard 2022 Boiler - 84% AFUE | Federal Standard 2022 Boiler - 84% AFUE | Federal Standard 2022 Boiler - 84% AFUE | Federal Standard 2022 Boiler - 84% AFUE | Federal Standard 2022 Boiler - 84% AFUE | Federal Standard 2022 Boiler - 84% AFUE | Federal Standard 2022 Boiler - 84% AFUE | Federal Standard 2022 Boiler - 84% AFUE | Federal Standard 2022 Boiler - 84% AFUE | Federal Standard 2022 Boiler - 84% AFUE | Federal Standard 2022 Boiler - 84% AFUE | Federal Standard 2022 Boiler - 84% AFUE
King CountyMultifamily | King CountyMultifamilyHeat Central Gas Boiler | King County | Multifamily | Heat Central Gas Boiler | Federal Standard 2022 Boiler - 84% AFUE | Federal Standard 2022 Boiler - 84% AFUE | Federal Standard 2022 Boiler - 84% AFUE | Federal Standard 2022 Boiler - 84% AFUE | Federal Standard 2022 Boiler - 84% AFUE | Federal Standard 2022 Boiler - 84% AFUE | Federal Standard 2022 Boiler - 84% AFUE | Federal Standard 2022 Boiler - 84% AFUE | Federal Standard 2022 Boiler - 84% AFUE | Federal Standard 2022 Boiler - 84% AFUE | Federal Standard 2022 Boiler - 84% AFUE | Federal Standard 2022 Boiler - 84% AFUE | Federal Standard 2022 Boiler - 84% AFUE | Federal Standard 2022 Boiler - 84% AFUE | Federal Standard 2022 Boiler - 84% AFUE | Federal Standard 2022 Boiler - 84% AFUE | Federal Standard 2022 Boiler - 84% AFUE | Federal Standard 2022 Boiler - 84% AFUE | Federal Standard 2022 Boiler - 84% AFUE | Federal Standard 2022 Boiler - 84% AFUE | Federal Standard 2022 Boiler - 84% AFUE | Federal Standard 2022 Boiler - 84% AFUE | Federal Standard 2022 Boiler - 84% AFUE | Federal Standard 2022 Boiler - 84% AFUE | Federal Standard 2022 Boiler - 84% AFUE | Federal Standard 2022 Boiler - 84% AFUE | Federal Standard 2022 Boiler - 84% AFUE
King CountyMultifamily - Highly Impacted | King CountyMultifamily - Highly ImpactedHeat Central Gas Boiler | King County | Multifamily - Highly Impacted | Heat Central Gas Boiler | Federal Standard 2022 Boiler - 84% AFUE | Federal Standard 2022 Boiler - 84% AFUE | Federal Standard 2022 Boiler - 84% AFUE | Federal Standard 2022 Boiler - 84% AFUE | Federal Standard 2022 Boiler - 84% AFUE | Federal Standard 2022 Boiler - 84% AFUE | Federal Standard 2022 Boiler - 84% AFUE | Federal Standard 2022 Boiler - 84% AFUE | Federal Standard 2022 Boiler - 84% AFUE | Federal Standard 2022 Boiler - 84% AFUE | Federal Standard 2022 Boiler - 84% AFUE | Federal Standard 2022 Boiler - 84% AFUE | Federal Standard 2022 Boiler - 84% AFUE | Federal Standard 2022 Boiler - 84% AFUE | Federal Standard 2022 Boiler - 84% AFUE | Federal Standard 2022 Boiler - 84% AFUE | Federal Standard 2022 Boiler - 84% AFUE | Federal Standard 2022 Boiler - 84% AFUE | Federal Standard 2022 Boiler - 84% AFUE | Federal Standard 2022 Boiler - 84% AFUE | Federal Standard 2022 Boiler - 84% AFUE | Federal Standard 2022 Boiler - 84% AFUE | Federal Standard 2022 Boiler - 84% AFUE | Federal Standard 2022 Boiler - 84% AFUE | Federal Standard 2022 Boiler - 84% AFUE | Federal Standard 2022 Boiler - 84% AFUE | Federal Standard 2022 Boiler - 84% AFUE
King CountySingle Family | King CountySingle FamilyHeat Central Gas Boiler | King County | Single Family | Heat Central Gas Boiler | Federal Standard 2022 Boiler - 84% AFUE | Federal Standard 2022 Boiler - 84% AFUE | Federal Standard 2022 Boiler - 84% AFUE | Federal Standard 2022 Boiler - 84% AFUE | Federal Standard 2022 Boiler - 84% AFUE | Federal Standard 2022 Boiler - 84% AFUE | Federal Standard 2022 Boiler - 84% AFUE | Federal Standard 2022 Boiler - 84% AFUE | Federal Standard 2022 Boiler - 84% AFUE | Federal Standard 2022 Boiler - 84% AFUE | Federal Standard 2022 Boiler - 84% AFUE | Federal Standard 2022 Boiler - 84% AFUE | Federal Standard 2022 Boiler - 84% AFUE | Federal Standard 2022 Boiler - 84% AFUE | Federal Standard 2022 Boiler - 84% AFUE | Federal Standard 2022 Boiler - 84% AFUE | Federal Standard 2022 Boiler - 84% AFUE | Federal Standard 2022 Boiler - 84% AFUE | Federal Standard 2022 Boiler - 84% AFUE | Federal Standard 2022 Boiler - 84% AFUE | Federal Standard 2022 Boiler - 84% AFUE | Federal Standard 2022 Boiler - 84% AFUE | Federal Standard 2022 Boiler - 84% AFUE | Federal Standard 2022 Boiler - 84% AFUE | Federal Standard 2022 Boiler - 84% AFUE | Federal Standard 2022 Boiler - 84% AFUE | Federal Standard 2022 Boiler - 84% AFUE
King CountySingle Family - Highly Impacted | King CountySingle Family - Highly ImpactedHeat Central Gas Boiler | King County | Single Family - Highly Impacted | Heat Central Gas Boiler | Federal Standard 2022 Boiler - 84% AFUE | Federal Standard 2022 Boiler - 84% AFUE | Federal Standard 2022 Boiler - 84% AFUE | Federal Standard 2022 Boiler - 84% AFUE | Federal Standard 2022 Boiler - 84% AFUE | Federal Standard 2022 Boiler - 84% AFUE | Federal Standard 2022 Boiler - 84% AFUE | Federal Standard 2022 Boiler - 84% AFUE | Federal Standard 2022 Boiler - 84% AFUE | Federal Standard 2022 Boiler - 84% AFUE | Federal Standard 2022 Boiler - 84% AFUE | Federal Standard 2022 Boiler - 84% AFUE | Federal Standard 2022 Boiler - 84% AFUE | Federal Standard 2022 Boiler - 84% AFUE | Federal Standard 2022 Boiler - 84% AFUE | Federal Standard 2022 Boiler - 84% AFUE | Federal Standard 2022 Boiler - 84% AFUE | Federal Standard 2022 Boiler - 84% AFUE | Federal Standard 2022 Boiler - 84% AFUE | Federal Standard 2022 Boiler - 84% AFUE | Federal Standard 2022 Boiler - 84% AFUE | Federal Standard 2022 Boiler - 84% AFUE | Federal Standard 2022 Boiler - 84% AFUE | Federal Standard 2022 Boiler - 84% AFUE | Federal Standard 2022 Boiler - 84% AFUE | Federal Standard 2022 Boiler - 84% AFUE | Federal Standard 2022 Boiler - 84% AFUE
King CountyManufactured | King CountyManufacturedHeat Central Gas Furnace | King County | Manufactured | Heat Central Gas Furnace | Federal Standard 2016 Furnace - 80% AFUE | Federal Standard 2016 Furnace - 80% AFUE | Federal Standard 2016 Furnace - 80% AFUE | Federal Standard 2016 Furnace - 80% AFUE | Federal Standard 2016 Furnace - 80% AFUE | Federal Standard 2016 Furnace - 80% AFUE | Federal Standard 2016 Furnace - 80% AFUE | Federal Standard 2016 Furnace - 80% AFUE | Federal Standard 2016 Furnace - 80% AFUE | Federal Standard 2016 Furnace - 80% AFUE | Federal Standard 2016 Furnace - 80% AFUE | Federal Standard 2016 Furnace - 80% AFUE | Federal Standard 2016 Furnace - 80% AFUE | Federal Standard 2016 Furnace - 80% AFUE | Federal Standard 2016 Furnace - 80% AFUE | Federal Standard 2016 Furnace - 80% AFUE | Federal Standard 2016 Furnace - 80% AFUE | Federal Standard 2016 Furnace - 80% AFUE | Federal Standard 2016 Furnace - 80% AFUE | Federal Standard 2016 Furnace - 80% AFUE | Federal Standard 2016 Furnace - 80% AFUE | Federal Standard 2016 Furnace - 80% AFUE | Federal Standard 2016 Furnace - 80% AFUE | Federal Standard 2016 Furnace - 80% AFUE | Federal Standard 2016 Furnace - 80% AFUE | Federal Standard 2016 Furnace - 80% AFUE | Federal Standard 2016 Furnace - 80% AFUE
King CountyManufactured - Highly Impacted | King CountyManufactured - Highly ImpactedHeat Central Gas Furnace | King County | Manufactured - Highly Impacted | Heat Central Gas Furnace | Federal Standard 2016 Furnace - 80% AFUE | Federal Standard 2016 Furnace - 80% AFUE | Federal Standard 2016 Furnace - 80% AFUE | Federal Standard 2016 Furnace - 80% AFUE | Federal Standard 2016 Furnace - 80% AFUE | Federal Standard 2016 Furnace - 80% AFUE | Federal Standard 2016 Furnace - 80% AFUE | Federal Standard 2016 Furnace - 80% AFUE | Federal Standard 2016 Furnace - 80% AFUE | Federal Standard 2016 Furnace - 80% AFUE | Federal Standard 2016 Furnace - 80% AFUE | Federal Standard 2016 Furnace - 80% AFUE | Federal Standard 2016 Furnace - 80% AFUE | Federal Standard 2016 Furnace - 80% AFUE | Federal Standard 2016 Furnace - 80% AFUE | Federal Standard 2016 Furnace - 80% AFUE | Federal Standard 2016 Furnace - 80% AFUE | Federal Standard 2016 Furnace - 80% AFUE | Federal Standard 2016 Furnace - 80% AFUE | Federal Standard 2016 Furnace - 80% AFUE | Federal Standard 2016 Furnace - 80% AFUE | Federal Standard 2016 Furnace - 80% AFUE | Federal Standard 2016 Furnace - 80% AFUE | Federal Standard 2016 Furnace - 80% AFUE | Federal Standard 2016 Furnace - 80% AFUE | Federal Standard 2016 Furnace - 80% AFUE | Federal Standard 2016 Furnace - 80% AFUE
King CountyMultifamily | King CountyMultifamilyHeat Central Gas Furnace | King County | Multifamily | Heat Central Gas Furnace | Federal Standard 2016 Furnace - 80% AFUE | Federal Standard 2016 Furnace - 80% AFUE | Federal Standard 2016 Furnace - 80% AFUE | Federal Standard 2016 Furnace - 80% AFUE | Federal Standard 2016 Furnace - 80% AFUE | Federal Standard 2016 Furnace - 80% AFUE | Federal Standard 2016 Furnace - 80% AFUE | Federal Standard 2016 Furnace - 80% AFUE | Federal Standard 2016 Furnace - 80% AFUE | Federal Standard 2016 Furnace - 80% AFUE | Federal Standard 2016 Furnace - 80% AFUE | Federal Standard 2016 Furnace - 80% AFUE | Federal Standard 2016 Furnace - 80% AFUE | Federal Standard 2016 Furnace - 80% AFUE | Federal Standard 2016 Furnace - 80% AFUE | Federal Standard 2016 Furnace - 80% AFUE | Federal Standard 2016 Furnace - 80% AFUE | Federal Standard 2016 Furnace - 80% AFUE | Federal Standard 2016 Furnace - 80% AFUE | Federal Standard 2016 Furnace - 80% AFUE | Federal Standard 2016 Furnace - 80% AFUE | Federal Standard 2016 Furnace - 80% AFUE | Federal Standard 2016 Furnace - 80% AFUE | Federal Standard 2016 Furnace - 80% AFUE | Federal Standard 2016 Furnace - 80% AFUE | Federal Standard 2016 Furnace - 80% AFUE | Federal Standard 2016 Furnace - 80% AFUE
King CountyMultifamily - Highly Impacted | King CountyMultifamily - Highly ImpactedHeat Central Gas Furnace | King County | Multifamily - Highly Impacted | Heat Central Gas Furnace | Federal Standard 2016 Furnace - 80% AFUE | Federal Standard 2016 Furnace - 80% AFUE | Federal Standard 2016 Furnace - 80% AFUE | Federal Standard 2016 Furnace - 80% AFUE | Federal Standard 2016 Furnace - 80% AFUE | Federal Standard 2016 Furnace - 80% AFUE | Federal Standard 2016 Furnace - 80% AFUE | Federal Standard 2016 Furnace - 80% AFUE | Federal Standard 2016 Furnace - 80% AFUE | Federal Standard 2016 Furnace - 80% AFUE | Federal Standard 2016 Furnace - 80% AFUE | Federal Standard 2016 Furnace - 80% AFUE | Federal Standard 2016 Furnace - 80% AFUE | Federal Standard 2016 Furnace - 80% AFUE | Federal Standard 2016 Furnace - 80% AFUE | Federal Standard 2016 Furnace - 80% AFUE | Federal Standard 2016 Furnace - 80% AFUE | Federal Standard 2016 Furnace - 80% AFUE | Federal Standard 2016 Furnace - 80% AFUE | Federal Standard 2016 Furnace - 80% AFUE | Federal Standard 2016 Furnace - 80% AFUE | Federal Standard 2016 Furnace - 80% AFUE | Federal Standard 2016 Furnace - 80% AFUE | Federal Standard 2016 Furnace - 80% AFUE | Federal Standard 2016 Furnace - 80% AFUE | Federal Standard 2016 Furnace - 80% AFUE | Federal Standard 2016 Furnace - 80% AFUE
King CountySingle Family | King CountySingle FamilyHeat Central Gas Furnace | King County | Single Family | Heat Central Gas Furnace | Federal Standard 2016 Furnace - 80% AFUE | Federal Standard 2016 Furnace - 80% AFUE | Federal Standard 2016 Furnace - 80% AFUE | Federal Standard 2016 Furnace - 80% AFUE | Federal Standard 2016 Furnace - 80% AFUE | Federal Standard 2016 Furnace - 80% AFUE | Federal Standard 2016 Furnace - 80% AFUE | Federal Standard 2016 Furnace - 80% AFUE | Federal Standard 2016 Furnace - 80% AFUE | Federal Standard 2016 Furnace - 80% AFUE | Federal Standard 2016 Furnace - 80% AFUE | Federal Standard 2016 Furnace - 80% AFUE | Federal Standard 2016 Furnace - 80% AFUE | Federal Standard 2016 Furnace - 80% AFUE | Federal Standard 2016 Furnace - 80% AFUE | Federal Standard 2016 Furnace - 80% AFUE | Federal Standard 2016 Furnace - 80% AFUE | Federal Standard 2016 Furnace - 80% AFUE | Federal Standard 2016 Furnace - 80% AFUE | Federal Standard 2016 Furnace - 80% AFUE | Federal Standard 2016 Furnace - 80% AFUE | Federal Standard 2016 Furnace - 80% AFUE | Federal Standard 2016 Furnace - 80% AFUE | Federal Standard 2016 Furnace - 80% AFUE | Federal Standard 2016 Furnace - 80% AFUE | Federal Standard 2016 Furnace - 80% AFUE | Federal Standard 2016 Furnace - 80% AFUE
King CountySingle Family - Highly Impacted | King CountySingle Family - Highly ImpactedHeat Central Gas Furnace | King County | Single Family - Highly Impacted | Heat Central Gas Furnace | Federal Standard 2016 Furnace - 80% AFUE | Federal Standard 2016 Furnace - 80% AFUE | Federal Standard 2016 Furnace - 80% AFUE | Federal Standard 2016 Furnace - 80% AFUE | Federal Standard 2016 Furnace - 80% AFUE | Federal Standard 2016 Furnace - 80% AFUE | Federal Standard 2016 Furnace - 80% AFUE | Federal Standard 2016 Furnace - 80% AFUE | Federal Standard 2016 Furnace - 80% AFUE | Federal Standard 2016 Furnace - 80% AFUE | Federal Standard 2016 Furnace - 80% AFUE | Federal Standard 2016 Furnace - 80% AFUE | Federal Standard 2016 Furnace - 80% AFUE | Federal Standard 2016 Furnace - 80% AFUE | Federal Standard 2016 Furnace - 80% AFUE | Federal Standard 2016 Furnace - 80% AFUE | Federal Standard 2016 Furnace - 80% AFUE | Federal Standard 2016 Furnace - 80% AFUE | Federal Standard 2016 Furnace - 80% AFUE | Federal Standard 2016 Furnace - 80% AFUE | Federal Standard 2016 Furnace - 80% AFUE | Federal Standard 2016 Furnace - 80% AFUE | Federal Standard 2016 Furnace - 80% AFUE | Federal Standard 2016 Furnace - 80% AFUE | Federal Standard 2016 Furnace - 80% AFUE | Federal Standard 2016 Furnace - 80% AFUE | Federal Standard 2016 Furnace - 80% AFUE
King CountyManufactured | King CountyManufacturedHeat Room Gas | King County | Manufactured | Heat Room Gas | Market Standard Gas Room Heat | Market Standard Gas Room Heat | Market Standard Gas Room Heat | Market Standard Gas Room Heat | Market Standard Gas Room Heat | Market Standard Gas Room Heat | Market Standard Gas Room Heat | Market Standard Gas Room Heat | Market Standard Gas Room Heat | Market Standard Gas Room Heat | Market Standard Gas Room Heat | Market Standard Gas Room Heat | Market Standard Gas Room Heat | Market Standard Gas Room Heat | Market Standard Gas Room Heat | Market Standard Gas Room Heat | Market Standard Gas Room Heat | Market Standard Gas Room Heat | Market Standard Gas Room Heat | Market Standard Gas Room Heat | Market Standard Gas Room Heat | Market Standard Gas Room Heat | Market Standard Gas Room Heat | Market Standard Gas Room Heat | Market Standard Gas Room Heat | Market Standard Gas Room Heat | Market Standard Gas Room Heat
King CountyManufactured - Highly Impacted | King CountyManufactured - Highly ImpactedHeat Room Gas | King County | Manufactured - Highly Impacted | Heat Room Gas | Market Standard Gas Room Heat | Market Standard Gas Room Heat | Market Standard Gas Room Heat | Market Standard Gas Room Heat | Market Standard Gas Room Heat | Market Standard Gas Room Heat | Market Standard Gas Room Heat | Market Standard Gas Room Heat | Market Standard Gas Room Heat | Market Standard Gas Room Heat | Market Standard Gas Room Heat | Market Standard Gas Room Heat | Market Standard Gas Room Heat | Market Standard Gas Room Heat | Market Standard Gas Room Heat | Market Standard Gas Room Heat | Market Standard Gas Room Heat | Market Standard Gas Room Heat | Market Standard Gas Room Heat | Market Standard Gas Room Heat | Market Standard Gas Room Heat | Market Standard Gas Room Heat | Market Standard Gas Room Heat | Market Standard Gas Room Heat | Market Standard Gas Room Heat | Market Standard Gas Room Heat | Market Standard Gas Room Heat
King CountyMultifamily | King CountyMultifamilyHeat Room Gas | King County | Multifamily | Heat Room Gas | Market Standard Gas Room Heat | Market Standard Gas Room Heat | Market Standard Gas Room Heat | Market Standard Gas Room Heat | Market Standard Gas Room Heat | Market Standard Gas Room Heat | Market Standard Gas Room Heat | Market Standard Gas Room Heat | Market Standard Gas Room Heat | Market Standard Gas Room Heat | Market Standard Gas Room Heat | Market Standard Gas Room Heat | Market Standard Gas Room Heat | Market Standard Gas Room Heat | Market Standard Gas Room Heat | Market Standard Gas Room Heat | Market Standard Gas Room Heat | Market Standard Gas Room Heat | Market Standard Gas Room Heat | Market Standard Gas Room Heat | Market Standard Gas Room Heat | Market Standard Gas Room Heat | Market Standard Gas Room Heat | Market Standard Gas Room Heat | Market Standard Gas Room Heat | Market Standard Gas Room Heat | Market Standard Gas Room Heat
King CountyMultifamily - Highly Impacted | King CountyMultifamily - Highly ImpactedHeat Room Gas | King County | Multifamily - Highly Impacted | Heat Room Gas | Market Standard Gas Room Heat | Market Standard Gas Room Heat | Market Standard Gas Room Heat | Market Standard Gas Room Heat | Market Standard Gas Room Heat | Market Standard Gas Room Heat | Market Standard Gas Room Heat | Market Standard Gas Room Heat | Market Standard Gas Room Heat | Market Standard Gas Room Heat | Market Standard Gas Room Heat | Market Standard Gas Room Heat | Market Standard Gas Room Heat | Market Standard Gas Room Heat | Market Standard Gas Room Heat | Market Standard Gas Room Heat | Market Standard Gas Room Heat | Market Standard Gas Room Heat | Market Standard Gas Room Heat | Market Standard Gas Room Heat | Market Standard Gas Room Heat | Market Standard Gas Room Heat | Market Standard Gas Room Heat | Market Standard Gas Room Heat | Market Standard Gas Room Heat | Market Standard Gas Room Heat | Market Standard Gas Room Heat
King CountySingle Family | King CountySingle FamilyHeat Room Gas | King County | Single Family | Heat Room Gas | Market Standard Gas Room Heat | Market Standard Gas Room Heat | Market Standard Gas Room Heat | Market Standard Gas Room Heat | Market Standard Gas Room Heat | Market Standard Gas Room Heat | Market Standard Gas Room Heat | Market Standard Gas Room Heat | Market Standard Gas Room Heat | Market Standard Gas Room Heat | Market Standard Gas Room Heat | Market Standard Gas Room Heat | Market Standard Gas Room Heat | Market Standard Gas Room Heat | Market Standard Gas Room Heat | Market Standard Gas Room Heat | Market Standard Gas Room Heat | Market Standard Gas Room Heat | Market Standard Gas Room Heat | Market Standard Gas Room Heat | Market Standard Gas Room Heat | Market Standard Gas Room Heat | Market Standard Gas Room Heat | Market Standard Gas Room Heat | Market Standard Gas Room Heat | Market Standard Gas Room Heat | Market Standard Gas Room Heat
King CountySingle Family - Highly Impacted | King CountySingle Family - Highly ImpactedHeat Room Gas | King County | Single Family - Highly Impacted | Heat Room Gas | Market Standard Gas Room Heat | Market Standard Gas Room Heat | Market Standard Gas Room Heat | Market Standard Gas Room Heat | Market Standard Gas Room Heat | Market Standard Gas Room Heat | Market Standard Gas Room Heat | Market Standard Gas Room Heat | Market Standard Gas Room Heat | Market Standard Gas Room Heat | Market Standard Gas Room Heat | Market Standard Gas Room Heat | Market Standard Gas Room Heat | Market Standard Gas Room Heat | Market Standard Gas Room Heat | Market Standard Gas Room Heat | Market Standard Gas Room Heat | Market Standard Gas Room Heat | Market Standard Gas Room Heat | Market Standard Gas Room Heat | Market Standard Gas Room Heat | Market Standard Gas Room Heat | Market Standard Gas Room Heat | Market Standard Gas Room Heat | Market Standard Gas Room Heat | Market Standard Gas Room Heat | Market Standard Gas Room Heat
King CountyManufactured | King CountyManufacturedOther | King County | Manufactured | Other | Standard Other Equipment | Standard Other Equipment | Standard Other Equipment | Standard Other Equipment | Standard Other Equipment | Standard Other Equipment | Standard Other Equipment | Standard Other Equipment | Standard Other Equipment | Standard Other Equipment | Standard Other Equipment | Standard Other Equipment | Standard Other Equipment | Standard Other Equipment | Standard Other Equipment | Standard Other Equipment | Standard Other Equipment | Standard Other Equipment | Standard Other Equipment | Standard Other Equipment | Standard Other Equipment | Standard Other Equipment | Standard Other Equipment | Standard Other Equipment | Standard Other Equipment | Standard Other Equipment | Standard Other Equipment
King CountyManufactured - Highly Impacted | King CountyManufactured - Highly ImpactedOther | King County | Manufactured - Highly Impacted | Other | Standard Other Equipment | Standard Other Equipment | Standard Other Equipment | Standard Other Equipment | Standard Other Equipment | Standard Other Equipment | Standard Other Equipment | Standard Other Equipment | Standard Other Equipment | Standard Other Equipment | Standard Other Equipment | Standard Other Equipment | Standard Other Equipment | Standard Other Equipment | Standard Other Equipment | Standard Other Equipment | Standard Other Equipment | Standard Other Equipment | Standard Other Equipment | Standard Other Equipment | Standard Other Equipment | Standard Other Equipment | Standard Other Equipment | Standard Other Equipment | Standard Other Equipment | Standard Other Equipment | Standard Other Equipment
King CountyMultifamily | King CountyMultifamilyOther | King County | Multifamily | Other | Standard Other Equipment | Standard Other Equipment | Standard Other Equipment | Standard Other Equipment | Standard Other Equipment | Standard Other Equipment | Standard Other Equipment | Standard Other Equipment | Standard Other Equipment | Standard Other Equipment | Standard Other Equipment | Standard Other Equipment | Standard Other Equipment | Standard Other Equipment | Standard Other Equipment | Standard Other Equipment | Standard Other Equipment | Standard Other Equipment | Standard Other Equipment | Standard Other Equipment | Standard Other Equipment | Standard Other Equipment | Standard Other Equipment | Standard Other Equipment | Standard Other Equipment | Standard Other Equipment | Standard Other Equipment
King CountyMultifamily - Highly Impacted | King CountyMultifamily - Highly ImpactedOther | King County | Multifamily - Highly Impacted | Other | Standard Other Equipment | Standard Other Equipment | Standard Other Equipment | Standard Other Equipment | Standard Other Equipment | Standard Other Equipment | Standard Other Equipment | Standard Other Equipment | Standard Other Equipment | Standard Other Equipment | Standard Other Equipment | Standard Other Equipment | Standard Other Equipment | Standard Other Equipment | Standard Other Equipment | Standard Other Equipment | Standard Other Equipment | Standard Other Equipment | Standard Other Equipment | Standard Other Equipment | Standard Other Equipment | Standard Other Equipment | Standard Other Equipment | Standard Other Equipment | Standard Other Equipment | Standard Other Equipment | Standard Other Equipment
King CountySingle Family | King CountySingle FamilyOther | King County | Single Family | Other | Standard Other Equipment | Standard Other Equipment | Standard Other Equipment | Standard Other Equipment | Standard Other Equipment | Standard Other Equipment | Standard Other Equipment | Standard Other Equipment | Standard Other Equipment | Standard Other Equipment | Standard Other Equipment | Standard Other Equipment | Standard Other Equipment | Standard Other Equipment | Standard Other Equipment | Standard Other Equipment | Standard Other Equipment | Standard Other Equipment | Standard Other Equipment | Standard Other Equipment | Standard Other Equipment | Standard Other Equipment | Standard Other Equipment | Standard Other Equipment | Standard Other Equipment | Standard Other Equipment | Standard Other Equipment
King CountySingle Family - Highly Impacted | King CountySingle Family - Highly ImpactedOther | King County | Single Family - Highly Impacted | Other | Standard Other Equipment | Standard Other Equipment | Standard Other Equipment | Standard Other Equipment | Standard Other Equipment | Standard Other Equipment | Standard Other Equipment | Standard Other Equipment | Standard Other Equipment | Standard Other Equipment | Standard Other Equipment | Standard Other Equipment | Standard Other Equipment | Standard Other Equipment | Standard Other Equipment | Standard Other Equipment | Standard Other Equipment | Standard Other Equipment | Standard Other Equipment | Standard Other Equipment | Standard Other Equipment | Standard Other Equipment | Standard Other Equipment | Standard Other Equipment | Standard Other Equipment | Standard Other Equipment | Standard Other Equipment
King CountyManufactured | King CountyManufacturedPool Heat | King County | Manufactured | Pool Heat | Federal Standard 2014 Pool Heater - 82% Efficient | Federal Standard 2014 Pool Heater - 82% Efficient | Federal Standard 2014 Pool Heater - 82% Efficient | Federal Standard 2014 Pool Heater - 82% Efficient | Federal Standard 2014 Pool Heater - 82% Efficient | Federal Standard 2014 Pool Heater - 82% Efficient | Federal Standard 2014 Pool Heater - 82% Efficient | Federal Standard 2014 Pool Heater - 82% Efficient | Federal Standard 2014 Pool Heater - 82% Efficient | Federal Standard 2014 Pool Heater - 82% Efficient | Federal Standard 2014 Pool Heater - 82% Efficient | Federal Standard 2014 Pool Heater - 82% Efficient | Federal Standard 2014 Pool Heater - 82% Efficient | Federal Standard 2014 Pool Heater - 82% Efficient | Federal Standard 2014 Pool Heater - 82% Efficient | Federal Standard 2014 Pool Heater - 82% Efficient | Federal Standard 2014 Pool Heater - 82% Efficient | Federal Standard 2014 Pool Heater - 82% Efficient | Federal Standard 2014 Pool Heater - 82% Efficient | Federal Standard 2014 Pool Heater - 82% Efficient | Federal Standard 2014 Pool Heater - 82% Efficient | Federal Standard 2014 Pool Heater - 82% Efficient | Federal Standard 2014 Pool Heater - 82% Efficient | Federal Standard 2014 Pool Heater - 82% Efficient | Federal Standard 2014 Pool Heater - 82% Efficient | Federal Standard 2014 Pool Heater - 82% Efficient | Federal Standard 2014 Pool Heater - 82% Efficient
King CountyManufactured - Highly Impacted | King CountyManufactured - Highly ImpactedPool Heat | King County | Manufactured - Highly Impacted | Pool Heat | Federal Standard 2014 Pool Heater - 82% Efficient | Federal Standard 2014 Pool Heater - 82% Efficient | Federal Standard 2014 Pool Heater - 82% Efficient | Federal Standard 2014 Pool Heater - 82% Efficient | Federal Standard 2014 Pool Heater - 82% Efficient | Federal Standard 2014 Pool Heater - 82% Efficient | Federal Standard 2014 Pool Heater - 82% Efficient | Federal Standard 2014 Pool Heater - 82% Efficient | Federal Standard 2014 Pool Heater - 82% Efficient | Federal Standard 2014 Pool Heater - 82% Efficient | Federal Standard 2014 Pool Heater - 82% Efficient | Federal Standard 2014 Pool Heater - 82% Efficient | Federal Standard 2014 Pool Heater - 82% Efficient | Federal Standard 2014 Pool Heater - 82% Efficient | Federal Standard 2014 Pool Heater - 82% Efficient | Federal Standard 2014 Pool Heater - 82% Efficient | Federal Standard 2014 Pool Heater - 82% Efficient | Federal Standard 2014 Pool Heater - 82% Efficient | Federal Standard 2014 Pool Heater - 82% Efficient | Federal Standard 2014 Pool Heater - 82% Efficient | Federal Standard 2014 Pool Heater - 82% Efficient | Federal Standard 2014 Pool Heater - 82% Efficient | Federal Standard 2014 Pool Heater - 82% Efficient | Federal Standard 2014 Pool Heater - 82% Efficient | Federal Standard 2014 Pool Heater - 82% Efficient | Federal Standard 2014 Pool Heater - 82% Efficient | Federal Standard 2014 Pool Heater - 82% Efficient
King CountyMultifamily | King CountyMultifamilyPool Heat | King County | Multifamily | Pool Heat | Federal Standard 2014 Pool Heater - 82% Efficient | Federal Standard 2014 Pool Heater - 82% Efficient | Federal Standard 2014 Pool Heater - 82% Efficient | Federal Standard 2014 Pool Heater - 82% Efficient | Federal Standard 2014 Pool Heater - 82% Efficient | Federal Standard 2014 Pool Heater - 82% Efficient | Federal Standard 2014 Pool Heater - 82% Efficient | Federal Standard 2014 Pool Heater - 82% Efficient | Federal Standard 2014 Pool Heater - 82% Efficient | Federal Standard 2014 Pool Heater - 82% Efficient | Federal Standard 2014 Pool Heater - 82% Efficient | Federal Standard 2014 Pool Heater - 82% Efficient | Federal Standard 2014 Pool Heater - 82% Efficient | Federal Standard 2014 Pool Heater - 82% Efficient | Federal Standard 2014 Pool Heater - 82% Efficient | Federal Standard 2014 Pool Heater - 82% Efficient | Federal Standard 2014 Pool Heater - 82% Efficient | Federal Standard 2014 Pool Heater - 82% Efficient | Federal Standard 2014 Pool Heater - 82% Efficient | Federal Standard 2014 Pool Heater - 82% Efficient | Federal Standard 2014 Pool Heater - 82% Efficient | Federal Standard 2014 Pool Heater - 82% Efficient | Federal Standard 2014 Pool Heater - 82% Efficient | Federal Standard 2014 Pool Heater - 82% Efficient | Federal Standard 2014 Pool Heater - 82% Efficient | Federal Standard 2014 Pool Heater - 82% Efficient | Federal Standard 2014 Pool Heater - 82% Efficient
King CountyMultifamily - Highly Impacted | King CountyMultifamily - Highly ImpactedPool Heat | King County | Multifamily - Highly Impacted | Pool Heat | Federal Standard 2014 Pool Heater - 82% Efficient | Federal Standard 2014 Pool Heater - 82% Efficient | Federal Standard 2014 Pool Heater - 82% Efficient | Federal Standard 2014 Pool Heater - 82% Efficient | Federal Standard 2014 Pool Heater - 82% Efficient | Federal Standard 2014 Pool Heater - 82% Efficient | Federal Standard 2014 Pool Heater - 82% Efficient | Federal Standard 2014 Pool Heater - 82% Efficient | Federal Standard 2014 Pool Heater - 82% Efficient | Federal Standard 2014 Pool Heater - 82% Efficient | Federal Standard 2014 Pool Heater - 82% Efficient | Federal Standard 2014 Pool Heater - 82% Efficient | Federal Standard 2014 Pool Heater - 82% Efficient | Federal Standard 2014 Pool Heater - 82% Efficient | Federal Standard 2014 Pool Heater - 82% Efficient | Federal Standard 2014 Pool Heater - 82% Efficient | Federal Standard 2014 Pool Heater - 82% Efficient | Federal Standard 2014 Pool Heater - 82% Efficient | Federal Standard 2014 Pool Heater - 82% Efficient | Federal Standard 2014 Pool Heater - 82% Efficient | Federal Standard 2014 Pool Heater - 82% Efficient | Federal Standard 2014 Pool Heater - 82% Efficient | Federal Standard 2014 Pool Heater - 82% Efficient | Federal Standard 2014 Pool Heater - 82% Efficient | Federal Standard 2014 Pool Heater - 82% Efficient | Federal Standard 2014 Pool Heater - 82% Efficient | Federal Standard 2014 Pool Heater - 82% Efficient
King CountySingle Family | King CountySingle FamilyPool Heat | King County | Single Family | Pool Heat | Federal Standard 2014 Pool Heater - 82% Efficient | Federal Standard 2014 Pool Heater - 82% Efficient | Federal Standard 2014 Pool Heater - 82% Efficient | Federal Standard 2014 Pool Heater - 82% Efficient | Federal Standard 2014 Pool Heater - 82% Efficient | Federal Standard 2014 Pool Heater - 82% Efficient | Federal Standard 2014 Pool Heater - 82% Efficient | Federal Standard 2014 Pool Heater - 82% Efficient | Federal Standard 2014 Pool Heater - 82% Efficient | Federal Standard 2014 Pool Heater - 82% Efficient | Federal Standard 2014 Pool Heater - 82% Efficient | Federal Standard 2014 Pool Heater - 82% Efficient | Federal Standard 2014 Pool Heater - 82% Efficient | Federal Standard 2014 Pool Heater - 82% Efficient | Federal Standard 2014 Pool Heater - 82% Efficient | Federal Standard 2014 Pool Heater - 82% Efficient | Federal Standard 2014 Pool Heater - 82% Efficient | Federal Standard 2014 Pool Heater - 82% Efficient | Federal Standard 2014 Pool Heater - 82% Efficient | Federal Standard 2014 Pool Heater - 82% Efficient | Federal Standard 2014 Pool Heater - 82% Efficient | Federal Standard 2014 Pool Heater - 82% Efficient | Federal Standard 2014 Pool Heater - 82% Efficient | Federal Standard 2014 Pool Heater - 82% Efficient | Federal Standard 2014 Pool Heater - 82% Efficient | Federal Standard 2014 Pool Heater - 82% Efficient | Federal Standard 2014 Pool Heater - 82% Efficient
King CountySingle Family - Highly Impacted | King CountySingle Family - Highly ImpactedPool Heat | King County | Single Family - Highly Impacted | Pool Heat | Federal Standard 2014 Pool Heater - 82% Efficient | Federal Standard 2014 Pool Heater - 82% Efficient | Federal Standard 2014 Pool Heater - 82% Efficient | Federal Standard 2014 Pool Heater - 82% Efficient | Federal Standard 2014 Pool Heater - 82% Efficient | Federal Standard 2014 Pool Heater - 82% Efficient | Federal Standard 2014 Pool Heater - 82% Efficient | Federal Standard 2014 Pool Heater - 82% Efficient | Federal Standard 2014 Pool Heater - 82% Efficient | Federal Standard 2014 Pool Heater - 82% Efficient | Federal Standard 2014 Pool Heater - 82% Efficient | Federal Standard 2014 Pool Heater - 82% Efficient | Federal Standard 2014 Pool Heater - 82% Efficient | Federal Standard 2014 Pool Heater - 82% Efficient | Federal Standard 2014 Pool Heater - 82% Efficient | Federal Standard 2014 Pool Heater - 82% Efficient | Federal Standard 2014 Pool Heater - 82% Efficient | Federal Standard 2014 Pool Heater - 82% Efficient | Federal Standard 2014 Pool Heater - 82% Efficient | Federal Standard 2014 Pool Heater - 82% Efficient | Federal Standard 2014 Pool Heater - 82% Efficient | Federal Standard 2014 Pool Heater - 82% Efficient | Federal Standard 2014 Pool Heater - 82% Efficient | Federal Standard 2014 Pool Heater - 82% Efficient | Federal Standard 2014 Pool Heater - 82% Efficient | Federal Standard 2014 Pool Heater - 82% Efficient | Federal Standard 2014 Pool Heater - 82% Efficient
King CountyManufactured | King CountyManufacturedWater Heat GT 55 Gal | King County | Manufactured | Water Heat GT 55 Gal | Federal Standard 2015 Condensing Water Heater > 55 GAL - EF 0.74 | Federal Standard 2015 Condensing Water Heater > 55 GAL - EF 0.74 | Federal Standard 2015 Condensing Water Heater > 55 GAL - EF 0.74 | Federal Standard 2015 Condensing Water Heater > 55 GAL - EF 0.74 | Federal Standard 2015 Condensing Water Heater > 55 GAL - EF 0.74 | Federal Standard 2015 Condensing Water Heater > 55 GAL - EF 0.74 | Federal Standard 2015 Condensing Water Heater > 55 GAL - EF 0.74 | Federal Standard 2015 Condensing Water Heater > 55 GAL - EF 0.74 | Federal Standard 2015 Condensing Water Heater > 55 GAL - EF 0.74 | Federal Standard 2015 Condensing Water Heater > 55 GAL - EF 0.74 | Federal Standard 2015 Condensing Water Heater > 55 GAL - EF 0.74 | Federal Standard 2015 Condensing Water Heater > 55 GAL - EF 0.74 | Federal Standard 2015 Condensing Water Heater > 55 GAL - EF 0.74 | Federal Standard 2015 Condensing Water Heater > 55 GAL - EF 0.74 | Federal Standard 2015 Condensing Water Heater > 55 GAL - EF 0.74 | Federal Standard 2015 Condensing Water Heater > 55 GAL - EF 0.74 | Federal Standard 2015 Condensing Water Heater > 55 GAL - EF 0.74 | Federal Standard 2015 Condensing Water Heater > 55 GAL - EF 0.74 | Federal Standard 2015 Condensing Water Heater > 55 GAL - EF 0.74 | Federal Standard 2015 Condensing Water Heater > 55 GAL - EF 0.74 | Federal Standard 2015 Condensing Water Heater > 55 GAL - EF 0.74 | Federal Standard 2015 Condensing Water Heater > 55 GAL - EF 0.74 | Federal Standard 2015 Condensing Water Heater > 55 GAL - EF 0.74 | Federal Standard 2015 Condensing Water Heater > 55 GAL - EF 0.74 | Federal Standard 2015 Condensing Water Heater > 55 GAL - EF 0.74 | Federal Standard 2015 Condensing Water Heater > 55 GAL - EF 0.74 | Federal Standard 2015 Condensing Water Heater > 55 GAL - EF 0.74
King CountyManufactured - Highly Impacted | King CountyManufactured - Highly ImpactedWater Heat GT 55 Gal | King County | Manufactured - Highly Impacted | Water Heat GT 55 Gal | Federal Standard 2015 Condensing Water Heater > 55 GAL - EF 0.74 | Federal Standard 2015 Condensing Water Heater > 55 GAL - EF 0.74 | Federal Standard 2015 Condensing Water Heater > 55 GAL - EF 0.74 | Federal Standard 2015 Condensing Water Heater > 55 GAL - EF 0.74 | Federal Standard 2015 Condensing Water Heater > 55 GAL - EF 0.74 | Federal Standard 2015 Condensing Water Heater > 55 GAL - EF 0.74 | Federal Standard 2015 Condensing Water Heater > 55 GAL - EF 0.74 | Federal Standard 2015 Condensing Water Heater > 55 GAL - EF 0.74 | Federal Standard 2015 Condensing Water Heater > 55 GAL - EF 0.74 | Federal Standard 2015 Condensing Water Heater > 55 GAL - EF 0.74 | Federal Standard 2015 Condensing Water Heater > 55 GAL - EF 0.74 | Federal Standard 2015 Condensing Water Heater > 55 GAL - EF 0.74 | Federal Standard 2015 Condensing Water Heater > 55 GAL - EF 0.74 | Federal Standard 2015 Condensing Water Heater > 55 GAL - EF 0.74 | Federal Standard 2015 Condensing Water Heater > 55 GAL - EF 0.74 | Federal Standard 2015 Condensing Water Heater > 55 GAL - EF 0.74 | Federal Standard 2015 Condensing Water Heater > 55 GAL - EF 0.74 | Federal Standard 2015 Condensing Water Heater > 55 GAL - EF 0.74 | Federal Standard 2015 Condensing Water Heater > 55 GAL - EF 0.74 | Federal Standard 2015 Condensing Water Heater > 55 GAL - EF 0.74 | Federal Standard 2015 Condensing Water Heater > 55 GAL - EF 0.74 | Federal Standard 2015 Condensing Water Heater > 55 GAL - EF 0.74 | Federal Standard 2015 Condensing Water Heater > 55 GAL - EF 0.74 | Federal Standard 2015 Condensing Water Heater > 55 GAL - EF 0.74 | Federal Standard 2015 Condensing Water Heater > 55 GAL - EF 0.74 | Federal Standard 2015 Condensing Water Heater > 55 GAL - EF 0.74 | Federal Standard 2015 Condensing Water Heater > 55 GAL - EF 0.74
King CountyMultifamily | King CountyMultifamilyWater Heat GT 55 Gal | King County | Multifamily | Water Heat GT 55 Gal | Federal Standard 2015 Condensing Water Heater > 55 GAL - EF 0.74 | Federal Standard 2015 Condensing Water Heater > 55 GAL - EF 0.74 | Federal Standard 2015 Condensing Water Heater > 55 GAL - EF 0.74 | Federal Standard 2015 Condensing Water Heater > 55 GAL - EF 0.74 | Federal Standard 2015 Condensing Water Heater > 55 GAL - EF 0.74 | Federal Standard 2015 Condensing Water Heater > 55 GAL - EF 0.74 | Federal Standard 2015 Condensing Water Heater > 55 GAL - EF 0.74 | Federal Standard 2015 Condensing Water Heater > 55 GAL - EF 0.74 | Federal Standard 2015 Condensing Water Heater > 55 GAL - EF 0.74 | Federal Standard 2015 Condensing Water Heater > 55 GAL - EF 0.74 | Federal Standard 2015 Condensing Water Heater > 55 GAL - EF 0.74 | Federal Standard 2015 Condensing Water Heater > 55 GAL - EF 0.74 | Federal Standard 2015 Condensing Water Heater > 55 GAL - EF 0.74 | Federal Standard 2015 Condensing Water Heater > 55 GAL - EF 0.74 | Federal Standard 2015 Condensing Water Heater > 55 GAL - EF 0.74 | Federal Standard 2015 Condensing Water Heater > 55 GAL - EF 0.74 | Federal Standard 2015 Condensing Water Heater > 55 GAL - EF 0.74 | Federal Standard 2015 Condensing Water Heater > 55 GAL - EF 0.74 | Federal Standard 2015 Condensing Water Heater > 55 GAL - EF 0.74 | Federal Standard 2015 Condensing Water Heater > 55 GAL - EF 0.74 | Federal Standard 2015 Condensing Water Heater > 55 GAL - EF 0.74 | Federal Standard 2015 Condensing Water Heater > 55 GAL - EF 0.74 | Federal Standard 2015 Condensing Water Heater > 55 GAL - EF 0.74 | Federal Standard 2015 Condensing Water Heater > 55 GAL - EF 0.74 | Federal Standard 2015 Condensing Water Heater > 55 GAL - EF 0.74 | Federal Standard 2015 Condensing Water Heater > 55 GAL - EF 0.74 | Federal Standard 2015 Condensing Water Heater > 55 GAL - EF 0.74
King CountyMultifamily - Highly Impacted | King CountyMultifamily - Highly ImpactedWater Heat GT 55 Gal | King County | Multifamily - Highly Impacted | Water Heat GT 55 Gal | Federal Standard 2015 Condensing Water Heater > 55 GAL - EF 0.74 | Federal Standard 2015 Condensing Water Heater > 55 GAL - EF 0.74 | Federal Standard 2015 Condensing Water Heater > 55 GAL - EF 0.74 | Federal Standard 2015 Condensing Water Heater > 55 GAL - EF 0.74 | Federal Standard 2015 Condensing Water Heater > 55 GAL - EF 0.74 | Federal Standard 2015 Condensing Water Heater > 55 GAL - EF 0.74 | Federal Standard 2015 Condensing Water Heater > 55 GAL - EF 0.74 | Federal Standard 2015 Condensing Water Heater > 55 GAL - EF 0.74 | Federal Standard 2015 Condensing Water Heater > 55 GAL - EF 0.74 | Federal Standard 2015 Condensing Water Heater > 55 GAL - EF 0.74 | Federal Standard 2015 Condensing Water Heater > 55 GAL - EF 0.74 | Federal Standard 2015 Condensing Water Heater > 55 GAL - EF 0.74 | Federal Standard 2015 Condensing Water Heater > 55 GAL - EF 0.74 | Federal Standard 2015 Condensing Water Heater > 55 GAL - EF 0.74 | Federal Standard 2015 Condensing Water Heater > 55 GAL - EF 0.74 | Federal Standard 2015 Condensing Water Heater > 55 GAL - EF 0.74 | Federal Standard 2015 Condensing Water Heater > 55 GAL - EF 0.74 | Federal Standard 2015 Condensing Water Heater > 55 GAL - EF 0.74 | Federal Standard 2015 Condensing Water Heater > 55 GAL - EF 0.74 | Federal Standard 2015 Condensing Water Heater > 55 GAL - EF 0.74 | Federal Standard 2015 Condensing Water Heater > 55 GAL - EF 0.74 | Federal Standard 2015 Condensing Water Heater > 55 GAL - EF 0.74 | Federal Standard 2015 Condensing Water Heater > 55 GAL - EF 0.74 | Federal Standard 2015 Condensing Water Heater > 55 GAL - EF 0.74 | Federal Standard 2015 Condensing Water Heater > 55 GAL - EF 0.74 | Federal Standard 2015 Condensing Water Heater > 55 GAL - EF 0.74 | Federal Standard 2015 Condensing Water Heater > 55 GAL - EF 0.74
King CountySingle Family | King CountySingle FamilyWater Heat GT 55 Gal | King County | Single Family | Water Heat GT 55 Gal | Federal Standard 2015 Condensing Water Heater > 55 GAL - EF 0.74 | Federal Standard 2015 Condensing Water Heater > 55 GAL - EF 0.74 | Federal Standard 2015 Condensing Water Heater > 55 GAL - EF 0.74 | Federal Standard 2015 Condensing Water Heater > 55 GAL - EF 0.74 | Federal Standard 2015 Condensing Water Heater > 55 GAL - EF 0.74 | Federal Standard 2015 Condensing Water Heater > 55 GAL - EF 0.74 | Federal Standard 2015 Condensing Water Heater > 55 GAL - EF 0.74 | Federal Standard 2015 Condensing Water Heater > 55 GAL - EF 0.74 | Federal Standard 2015 Condensing Water Heater > 55 GAL - EF 0.74 | Federal Standard 2015 Condensing Water Heater > 55 GAL - EF 0.74 | Federal Standard 2015 Condensing Water Heater > 55 GAL - EF 0.74 | Federal Standard 2015 Condensing Water Heater > 55 GAL - EF 0.74 | Federal Standard 2015 Condensing Water Heater > 55 GAL - EF 0.74 | Federal Standard 2015 Condensing Water Heater > 55 GAL - EF 0.74 | Federal Standard 2015 Condensing Water Heater > 55 GAL - EF 0.74 | Federal Standard 2015 Condensing Water Heater > 55 GAL - EF 0.74 | Federal Standard 2015 Condensing Water Heater > 55 GAL - EF 0.74 | Federal Standard 2015 Condensing Water Heater > 55 GAL - EF 0.74 | Federal Standard 2015 Condensing Water Heater > 55 GAL - EF 0.74 | Federal Standard 2015 Condensing Water Heater > 55 GAL - EF 0.74 | Federal Standard 2015 Condensing Water Heater > 55 GAL - EF 0.74 | Federal Standard 2015 Condensing Water Heater > 55 GAL - EF 0.74 | Federal Standard 2015 Condensing Water Heater > 55 GAL - EF 0.74 | Federal Standard 2015 Condensing Water Heater > 55 GAL - EF 0.74 | Federal Standard 2015 Condensing Water Heater > 55 GAL - EF 0.74 | Federal Standard 2015 Condensing Water Heater > 55 GAL - EF 0.74 | Federal Standard 2015 Condensing Water Heater > 55 GAL - EF 0.74
King CountySingle Family - Highly Impacted | King CountySingle Family - Highly ImpactedWater Heat GT 55 Gal | King County | Single Family - Highly Impacted | Water Heat GT 55 Gal | Federal Standard 2015 Condensing Water Heater > 55 GAL - EF 0.74 | Federal Standard 2015 Condensing Water Heater > 55 GAL - EF 0.74 | Federal Standard 2015 Condensing Water Heater > 55 GAL - EF 0.74 | Federal Standard 2015 Condensing Water Heater > 55 GAL - EF 0.74 | Federal Standard 2015 Condensing Water Heater > 55 GAL - EF 0.74 | Federal Standard 2015 Condensing Water Heater > 55 GAL - EF 0.74 | Federal Standard 2015 Condensing Water Heater > 55 GAL - EF 0.74 | Federal Standard 2015 Condensing Water Heater > 55 GAL - EF 0.74 | Federal Standard 2015 Condensing Water Heater > 55 GAL - EF 0.74 | Federal Standard 2015 Condensing Water Heater > 55 GAL - EF 0.74 | Federal Standard 2015 Condensing Water Heater > 55 GAL - EF 0.74 | Federal Standard 2015 Condensing Water Heater > 55 GAL - EF 0.74 | Federal Standard 2015 Condensing Water Heater > 55 GAL - EF 0.74 | Federal Standard 2015 Condensing Water Heater > 55 GAL - EF 0.74 | Federal Standard 2015 Condensing Water Heater > 55 GAL - EF 0.74 | Federal Standard 2015 Condensing Water Heater > 55 GAL - EF 0.74 | Federal Standard 2015 Condensing Water Heater > 55 GAL - EF 0.74 | Federal Standard 2015 Condensing Water Heater > 55 GAL - EF 0.74 | Federal Standard 2015 Condensing Water Heater > 55 GAL - EF 0.74 | Federal Standard 2015 Condensing Water Heater > 55 GAL - EF 0.74 | Federal Standard 2015 Condensing Water Heater > 55 GAL - EF 0.74 | Federal Standard 2015 Condensing Water Heater > 55 GAL - EF 0.74 | Federal Standard 2015 Condensing Water Heater > 55 GAL - EF 0.74 | Federal Standard 2015 Condensing Water Heater > 55 GAL - EF 0.74 | Federal Standard 2015 Condensing Water Heater > 55 GAL - EF 0.74 | Federal Standard 2015 Condensing Water Heater > 55 GAL - EF 0.74 | Federal Standard 2015 Condensing Water Heater > 55 GAL - EF 0.74
King CountyManufactured | King CountyManufacturedWater Heat LE 55 Gal | King County | Manufactured | Water Heat LE 55 Gal | Federal Standard 2015 Storage Water Heater ≤ 55 GAL - EF 0.62 | Federal Standard 2015 Storage Water Heater ≤ 55 GAL - EF 0.62 | Federal Standard 2015 Storage Water Heater ≤ 55 GAL - EF 0.62 | Federal Standard 2015 Storage Water Heater ≤ 55 GAL - EF 0.62 | Federal Standard 2015 Storage Water Heater ≤ 55 GAL - EF 0.62 | Federal Standard 2015 Storage Water Heater ≤ 55 GAL - EF 0.62 | Federal Standard 2015 Storage Water Heater ≤ 55 GAL - EF 0.62 | Federal Standard 2015 Storage Water Heater ≤ 55 GAL - EF 0.62 | Federal Standard 2015 Storage Water Heater ≤ 55 GAL - EF 0.62 | Federal Standard 2015 Storage Water Heater ≤ 55 GAL - EF 0.62 | Federal Standard 2015 Storage Water Heater ≤ 55 GAL - EF 0.62 | Federal Standard 2015 Storage Water Heater ≤ 55 GAL - EF 0.62 | Federal Standard 2015 Storage Water Heater ≤ 55 GAL - EF 0.62 | Federal Standard 2015 Storage Water Heater ≤ 55 GAL - EF 0.62 | Federal Standard 2015 Storage Water Heater ≤ 55 GAL - EF 0.62 | Federal Standard 2015 Storage Water Heater ≤ 55 GAL - EF 0.62 | Federal Standard 2015 Storage Water Heater ≤ 55 GAL - EF 0.62 | Federal Standard 2015 Storage Water Heater ≤ 55 GAL - EF 0.62 | Federal Standard 2015 Storage Water Heater ≤ 55 GAL - EF 0.62 | Federal Standard 2015 Storage Water Heater ≤ 55 GAL - EF 0.62 | Federal Standard 2015 Storage Water Heater ≤ 55 GAL - EF 0.62 | Federal Standard 2015 Storage Water Heater ≤ 55 GAL - EF 0.62 | Federal Standard 2015 Storage Water Heater ≤ 55 GAL - EF 0.62 | Federal Standard 2015 Storage Water Heater ≤ 55 GAL - EF 0.62 | Federal Standard 2015 Storage Water Heater ≤ 55 GAL - EF 0.62 | Federal Standard 2015 Storage Water Heater ≤ 55 GAL - EF 0.62 | Federal Standard 2015 Storage Water Heater ≤ 55 GAL - EF 0.62
King CountyManufactured - Highly Impacted | King CountyManufactured - Highly ImpactedWater Heat LE 55 Gal | King County | Manufactured - Highly Impacted | Water Heat LE 55 Gal | Federal Standard 2015 Storage Water Heater ≤ 55 GAL - EF 0.62 | Federal Standard 2015 Storage Water Heater ≤ 55 GAL - EF 0.62 | Federal Standard 2015 Storage Water Heater ≤ 55 GAL - EF 0.62 | Federal Standard 2015 Storage Water Heater ≤ 55 GAL - EF 0.62 | Federal Standard 2015 Storage Water Heater ≤ 55 GAL - EF 0.62 | Federal Standard 2015 Storage Water Heater ≤ 55 GAL - EF 0.62 | Federal Standard 2015 Storage Water Heater ≤ 55 GAL - EF 0.62 | Federal Standard 2015 Storage Water Heater ≤ 55 GAL - EF 0.62 | Federal Standard 2015 Storage Water Heater ≤ 55 GAL - EF 0.62 | Federal Standard 2015 Storage Water Heater ≤ 55 GAL - EF 0.62 | Federal Standard 2015 Storage Water Heater ≤ 55 GAL - EF 0.62 | Federal Standard 2015 Storage Water Heater ≤ 55 GAL - EF 0.62 | Federal Standard 2015 Storage Water Heater ≤ 55 GAL - EF 0.62 | Federal Standard 2015 Storage Water Heater ≤ 55 GAL - EF 0.62 | Federal Standard 2015 Storage Water Heater ≤ 55 GAL - EF 0.62 | Federal Standard 2015 Storage Water Heater ≤ 55 GAL - EF 0.62 | Federal Standard 2015 Storage Water Heater ≤ 55 GAL - EF 0.62 | Federal Standard 2015 Storage Water Heater ≤ 55 GAL - EF 0.62 | Federal Standard 2015 Storage Water Heater ≤ 55 GAL - EF 0.62 | Federal Standard 2015 Storage Water Heater ≤ 55 GAL - EF 0.62 | Federal Standard 2015 Storage Water Heater ≤ 55 GAL - EF 0.62 | Federal Standard 2015 Storage Water Heater ≤ 55 GAL - EF 0.62 | Federal Standard 2015 Storage Water Heater ≤ 55 GAL - EF 0.62 | Federal Standard 2015 Storage Water Heater ≤ 55 GAL - EF 0.62 | Federal Standard 2015 Storage Water Heater ≤ 55 GAL - EF 0.62 | Federal Standard 2015 Storage Water Heater ≤ 55 GAL - EF 0.62 | Federal Standard 2015 Storage Water Heater ≤ 55 GAL - EF 0.62
King CountyMultifamily | King CountyMultifamilyWater Heat LE 55 Gal | King County | Multifamily | Water Heat LE 55 Gal | Federal Standard 2015 Storage Water Heater ≤ 55 GAL - EF 0.62 | Federal Standard 2015 Storage Water Heater ≤ 55 GAL - EF 0.62 | Federal Standard 2015 Storage Water Heater ≤ 55 GAL - EF 0.62 | Federal Standard 2015 Storage Water Heater ≤ 55 GAL - EF 0.62 | Federal Standard 2015 Storage Water Heater ≤ 55 GAL - EF 0.62 | Federal Standard 2015 Storage Water Heater ≤ 55 GAL - EF 0.62 | Federal Standard 2015 Storage Water Heater ≤ 55 GAL - EF 0.62 | Federal Standard 2015 Storage Water Heater ≤ 55 GAL - EF 0.62 | Federal Standard 2015 Storage Water Heater ≤ 55 GAL - EF 0.62 | Federal Standard 2015 Storage Water Heater ≤ 55 GAL - EF 0.62 | Federal Standard 2015 Storage Water Heater ≤ 55 GAL - EF 0.62 | Federal Standard 2015 Storage Water Heater ≤ 55 GAL - EF 0.62 | Federal Standard 2015 Storage Water Heater ≤ 55 GAL - EF 0.62 | Federal Standard 2015 Storage Water Heater ≤ 55 GAL - EF 0.62 | Federal Standard 2015 Storage Water Heater ≤ 55 GAL - EF 0.62 | Federal Standard 2015 Storage Water Heater ≤ 55 GAL - EF 0.62 | Federal Standard 2015 Storage Water Heater ≤ 55 GAL - EF 0.62 | Federal Standard 2015 Storage Water Heater ≤ 55 GAL - EF 0.62 | Federal Standard 2015 Storage Water Heater ≤ 55 GAL - EF 0.62 | Federal Standard 2015 Storage Water Heater ≤ 55 GAL - EF 0.62 | Federal Standard 2015 Storage Water Heater ≤ 55 GAL - EF 0.62 | Federal Standard 2015 Storage Water Heater ≤ 55 GAL - EF 0.62 | Federal Standard 2015 Storage Water Heater ≤ 55 GAL - EF 0.62 | Federal Standard 2015 Storage Water Heater ≤ 55 GAL - EF 0.62 | Federal Standard 2015 Storage Water Heater ≤ 55 GAL - EF 0.62 | Federal Standard 2015 Storage Water Heater ≤ 55 GAL - EF 0.62 | Federal Standard 2015 Storage Water Heater ≤ 55 GAL - EF 0.62
King CountyMultifamily - Highly Impacted | King CountyMultifamily - Highly ImpactedWater Heat LE 55 Gal | King County | Multifamily - Highly Impacted | Water Heat LE 55 Gal | Federal Standard 2015 Storage Water Heater ≤ 55 GAL - EF 0.62 | Federal Standard 2015 Storage Water Heater ≤ 55 GAL - EF 0.62 | Federal Standard 2015 Storage Water Heater ≤ 55 GAL - EF 0.62 | Federal Standard 2015 Storage Water Heater ≤ 55 GAL - EF 0.62 | Federal Standard 2015 Storage Water Heater ≤ 55 GAL - EF 0.62 | Federal Standard 2015 Storage Water Heater ≤ 55 GAL - EF 0.62 | Federal Standard 2015 Storage Water Heater ≤ 55 GAL - EF 0.62 | Federal Standard 2015 Storage Water Heater ≤ 55 GAL - EF 0.62 | Federal Standard 2015 Storage Water Heater ≤ 55 GAL - EF 0.62 | Federal Standard 2015 Storage Water Heater ≤ 55 GAL - EF 0.62 | Federal Standard 2015 Storage Water Heater ≤ 55 GAL - EF 0.62 | Federal Standard 2015 Storage Water Heater ≤ 55 GAL - EF 0.62 | Federal Standard 2015 Storage Water Heater ≤ 55 GAL - EF 0.62 | Federal Standard 2015 Storage Water Heater ≤ 55 GAL - EF 0.62 | Federal Standard 2015 Storage Water Heater ≤ 55 GAL - EF 0.62 | Federal Standard 2015 Storage Water Heater ≤ 55 GAL - EF 0.62 | Federal Standard 2015 Storage Water Heater ≤ 55 GAL - EF 0.62 | Federal Standard 2015 Storage Water Heater ≤ 55 GAL - EF 0.62 | Federal Standard 2015 Storage Water Heater ≤ 55 GAL - EF 0.62 | Federal Standard 2015 Storage Water Heater ≤ 55 GAL - EF 0.62 | Federal Standard 2015 Storage Water Heater ≤ 55 GAL - EF 0.62 | Federal Standard 2015 Storage Water Heater ≤ 55 GAL - EF 0.62 | Federal Standard 2015 Storage Water Heater ≤ 55 GAL - EF 0.62 | Federal Standard 2015 Storage Water Heater ≤ 55 GAL - EF 0.62 | Federal Standard 2015 Storage Water Heater ≤ 55 GAL - EF 0.62 | Federal Standard 2015 Storage Water Heater ≤ 55 GAL - EF 0.62 | Federal Standard 2015 Storage Water Heater ≤ 55 GAL - EF 0.62
King CountySingle Family | King CountySingle FamilyWater Heat LE 55 Gal | King County | Single Family | Water Heat LE 55 Gal | Federal Standard 2015 Storage Water Heater ≤ 55 GAL - EF 0.62 | Federal Standard 2015 Storage Water Heater ≤ 55 GAL - EF 0.62 | Federal Standard 2015 Storage Water Heater ≤ 55 GAL - EF 0.62 | Federal Standard 2015 Storage Water Heater ≤ 55 GAL - EF 0.62 | Federal Standard 2015 Storage Water Heater ≤ 55 GAL - EF 0.62 | Federal Standard 2015 Storage Water Heater ≤ 55 GAL - EF 0.62 | Federal Standard 2015 Storage Water Heater ≤ 55 GAL - EF 0.62 | Federal Standard 2015 Storage Water Heater ≤ 55 GAL - EF 0.62 | Federal Standard 2015 Storage Water Heater ≤ 55 GAL - EF 0.62 | Federal Standard 2015 Storage Water Heater ≤ 55 GAL - EF 0.62 | Federal Standard 2015 Storage Water Heater ≤ 55 GAL - EF 0.62 | Federal Standard 2015 Storage Water Heater ≤ 55 GAL - EF 0.62 | Federal Standard 2015 Storage Water Heater ≤ 55 GAL - EF 0.62 | Federal Standard 2015 Storage Water Heater ≤ 55 GAL - EF 0.62 | Federal Standard 2015 Storage Water Heater ≤ 55 GAL - EF 0.62 | Federal Standard 2015 Storage Water Heater ≤ 55 GAL - EF 0.62 | Federal Standard 2015 Storage Water Heater ≤ 55 GAL - EF 0.62 | Federal Standard 2015 Storage Water Heater ≤ 55 GAL - EF 0.62 | Federal Standard 2015 Storage Water Heater ≤ 55 GAL - EF 0.62 | Federal Standard 2015 Storage Water Heater ≤ 55 GAL - EF 0.62 | Federal Standard 2015 Storage Water Heater ≤ 55 GAL - EF 0.62 | Federal Standard 2015 Storage Water Heater ≤ 55 GAL - EF 0.62 | Federal Standard 2015 Storage Water Heater ≤ 55 GAL - EF 0.62 | Federal Standard 2015 Storage Water Heater ≤ 55 GAL - EF 0.62 | Federal Standard 2015 Storage Water Heater ≤ 55 GAL - EF 0.62 | Federal Standard 2015 Storage Water Heater ≤ 55 GAL - EF 0.62 | Federal Standard 2015 Storage Water Heater ≤ 55 GAL - EF 0.62
King CountySingle Family - Highly Impacted | King CountySingle Family - Highly ImpactedWater Heat LE 55 Gal | King County | Single Family - Highly Impacted | Water Heat LE 55 Gal | Federal Standard 2015 Storage Water Heater ≤ 55 GAL - EF 0.62 | Federal Standard 2015 Storage Water Heater ≤ 55 GAL - EF 0.62 | Federal Standard 2015 Storage Water Heater ≤ 55 GAL - EF 0.62 | Federal Standard 2015 Storage Water Heater ≤ 55 GAL - EF 0.62 | Federal Standard 2015 Storage Water Heater ≤ 55 GAL - EF 0.62 | Federal Standard 2015 Storage Water Heater ≤ 55 GAL - EF 0.62 | Federal Standard 2015 Storage Water Heater ≤ 55 GAL - EF 0.62 | Federal Standard 2015 Storage Water Heater ≤ 55 GAL - EF 0.62 | Federal Standard 2015 Storage Water Heater ≤ 55 GAL - EF 0.62 | Federal Standard 2015 Storage Water Heater ≤ 55 GAL - EF 0.62 | Federal Standard 2015 Storage Water Heater ≤ 55 GAL - EF 0.62 | Federal Standard 2015 Storage Water Heater ≤ 55 GAL - EF 0.62 | Federal Standard 2015 Storage Water Heater ≤ 55 GAL - EF 0.62 | Federal Standard 2015 Storage Water Heater ≤ 55 GAL - EF 0.62 | Federal Standard 2015 Storage Water Heater ≤ 55 GAL - EF 0.62 | Federal Standard 2015 Storage Water Heater ≤ 55 GAL - EF 0.62 | Federal Standard 2015 Storage Water Heater ≤ 55 GAL - EF 0.62 | Federal Standard 2015 Storage Water Heater ≤ 55 GAL - EF 0.62 | Federal Standard 2015 Storage Water Heater ≤ 55 GAL - EF 0.62 | Federal Standard 2015 Storage Water Heater ≤ 55 GAL - EF 0.62 | Federal Standard 2015 Storage Water Heater ≤ 55 GAL - EF 0.62 | Federal Standard 2015 Storage Water Heater ≤ 55 GAL - EF 0.62 | Federal Standard 2015 Storage Water Heater ≤ 55 GAL - EF 0.62 | Federal Standard 2015 Storage Water Heater ≤ 55 GAL - EF 0.62 | Federal Standard 2015 Storage Water Heater ≤ 55 GAL - EF 0.62 | Federal Standard 2015 Storage Water Heater ≤ 55 GAL - EF 0.62 | Federal Standard 2015 Storage Water Heater ≤ 55 GAL - EF 0.62
Kittitas CountyManufactured | Kittitas CountyManufacturedCooking Oven | Kittitas County | Manufactured | Cooking Oven | Federal Standard 2012 Cooking Oven | Federal Standard 2012 Cooking Oven | Federal Standard 2012 Cooking Oven | Federal Standard 2012 Cooking Oven | Federal Standard 2012 Cooking Oven | Federal Standard 2012 Cooking Oven | Federal Standard 2012 Cooking Oven | Federal Standard 2012 Cooking Oven | Federal Standard 2012 Cooking Oven | Federal Standard 2012 Cooking Oven | Federal Standard 2012 Cooking Oven | Federal Standard 2012 Cooking Oven | Federal Standard 2012 Cooking Oven | Federal Standard 2012 Cooking Oven | Federal Standard 2012 Cooking Oven | Federal Standard 2012 Cooking Oven | Federal Standard 2012 Cooking Oven | Federal Standard 2012 Cooking Oven | Federal Standard 2012 Cooking Oven | Federal Standard 2012 Cooking Oven | Federal Standard 2012 Cooking Oven | Federal Standard 2012 Cooking Oven | Federal Standard 2012 Cooking Oven | Federal Standard 2012 Cooking Oven | Federal Standard 2012 Cooking Oven | Federal Standard 2012 Cooking Oven | Federal Standard 2012 Cooking Oven
Kittitas CountyManufactured - Highly Impacted | Kittitas CountyManufactured - Highly ImpactedCooking Oven | Kittitas County | Manufactured - Highly Impacted | Cooking Oven | Federal Standard 2012 Cooking Oven | Federal Standard 2012 Cooking Oven | Federal Standard 2012 Cooking Oven | Federal Standard 2012 Cooking Oven | Federal Standard 2012 Cooking Oven | Federal Standard 2012 Cooking Oven | Federal Standard 2012 Cooking Oven | Federal Standard 2012 Cooking Oven | Federal Standard 2012 Cooking Oven | Federal Standard 2012 Cooking Oven | Federal Standard 2012 Cooking Oven | Federal Standard 2012 Cooking Oven | Federal Standard 2012 Cooking Oven | Federal Standard 2012 Cooking Oven | Federal Standard 2012 Cooking Oven | Federal Standard 2012 Cooking Oven | Federal Standard 2012 Cooking Oven | Federal Standard 2012 Cooking Oven | Federal Standard 2012 Cooking Oven | Federal Standard 2012 Cooking Oven | Federal Standard 2012 Cooking Oven | Federal Standard 2012 Cooking Oven | Federal Standard 2012 Cooking Oven | Federal Standard 2012 Cooking Oven | Federal Standard 2012 Cooking Oven | Federal Standard 2012 Cooking Oven | Federal Standard 2012 Cooking Oven
Kittitas CountyMultifamily | Kittitas CountyMultifamilyCooking Oven | Kittitas County | Multifamily | Cooking Oven | Federal Standard 2012 Cooking Oven | Federal Standard 2012 Cooking Oven | Federal Standard 2012 Cooking Oven | Federal Standard 2012 Cooking Oven | Federal Standard 2012 Cooking Oven | Federal Standard 2012 Cooking Oven | Federal Standard 2012 Cooking Oven | Federal Standard 2012 Cooking Oven | Federal Standard 2012 Cooking Oven | Federal Standard 2012 Cooking Oven | Federal Standard 2012 Cooking Oven | Federal Standard 2012 Cooking Oven | Federal Standard 2012 Cooking Oven | Federal Standard 2012 Cooking Oven | Federal Standard 2012 Cooking Oven | Federal Standard 2012 Cooking Oven | Federal Standard 2012 Cooking Oven | Federal Standard 2012 Cooking Oven | Federal Standard 2012 Cooking Oven | Federal Standard 2012 Cooking Oven | Federal Standard 2012 Cooking Oven | Federal Standard 2012 Cooking Oven | Federal Standard 2012 Cooking Oven | Federal Standard 2012 Cooking Oven | Federal Standard 2012 Cooking Oven | Federal Standard 2012 Cooking Oven | Federal Standard 2012 Cooking Oven
Kittitas CountyMultifamily - Highly Impacted | Kittitas CountyMultifamily - Highly ImpactedCooking Oven | Kittitas County | Multifamily - Highly Impacted | Cooking Oven | Federal Standard 2012 Cooking Oven | Federal Standard 2012 Cooking Oven | Federal Standard 2012 Cooking Oven | Federal Standard 2012 Cooking Oven | Federal Standard 2012 Cooking Oven | Federal Standard 2012 Cooking Oven | Federal Standard 2012 Cooking Oven | Federal Standard 2012 Cooking Oven | Federal Standard 2012 Cooking Oven | Federal Standard 2012 Cooking Oven | Federal Standard 2012 Cooking Oven | Federal Standard 2012 Cooking Oven | Federal Standard 2012 Cooking Oven | Federal Standard 2012 Cooking Oven | Federal Standard 2012 Cooking Oven | Federal Standard 2012 Cooking Oven | Federal Standard 2012 Cooking Oven | Federal Standard 2012 Cooking Oven | Federal Standard 2012 Cooking Oven | Federal Standard 2012 Cooking Oven | Federal Standard 2012 Cooking Oven | Federal Standard 2012 Cooking Oven | Federal Standard 2012 Cooking Oven | Federal Standard 2012 Cooking Oven | Federal Standard 2012 Cooking Oven | Federal Standard 2012 Cooking Oven | Federal Standard 2012 Cooking Oven
Kittitas CountySingle Family | Kittitas CountySingle FamilyCooking Oven | Kittitas County | Single Family | Cooking Oven | Federal Standard 2012 Cooking Oven | Federal Standard 2012 Cooking Oven | Federal Standard 2012 Cooking Oven | Federal Standard 2012 Cooking Oven | Federal Standard 2012 Cooking Oven | Federal Standard 2012 Cooking Oven | Federal Standard 2012 Cooking Oven | Federal Standard 2012 Cooking Oven | Federal Standard 2012 Cooking Oven | Federal Standard 2012 Cooking Oven | Federal Standard 2012 Cooking Oven | Federal Standard 2012 Cooking Oven | Federal Standard 2012 Cooking Oven | Federal Standard 2012 Cooking Oven | Federal Standard 2012 Cooking Oven | Federal Standard 2012 Cooking Oven | Federal Standard 2012 Cooking Oven | Federal Standard 2012 Cooking Oven | Federal Standard 2012 Cooking Oven | Federal Standard 2012 Cooking Oven | Federal Standard 2012 Cooking Oven | Federal Standard 2012 Cooking Oven | Federal Standard 2012 Cooking Oven | Federal Standard 2012 Cooking Oven | Federal Standard 2012 Cooking Oven | Federal Standard 2012 Cooking Oven | Federal Standard 2012 Cooking Oven
Kittitas CountySingle Family - Highly Impacted | Kittitas CountySingle Family - Highly ImpactedCooking Oven | Kittitas County | Single Family - Highly Impacted | Cooking Oven | Federal Standard 2012 Cooking Oven | Federal Standard 2012 Cooking Oven | Federal Standard 2012 Cooking Oven | Federal Standard 2012 Cooking Oven | Federal Standard 2012 Cooking Oven | Federal Standard 2012 Cooking Oven | Federal Standard 2012 Cooking Oven | Federal Standard 2012 Cooking Oven | Federal Standard 2012 Cooking Oven | Federal Standard 2012 Cooking Oven | Federal Standard 2012 Cooking Oven | Federal Standard 2012 Cooking Oven | Federal Standard 2012 Cooking Oven | Federal Standard 2012 Cooking Oven | Federal Standard 2012 Cooking Oven | Federal Standard 2012 Cooking Oven | Federal Standard 2012 Cooking Oven | Federal Standard 2012 Cooking Oven | Federal Standard 2012 Cooking Oven | Federal Standard 2012 Cooking Oven | Federal Standard 2012 Cooking Oven | Federal Standard 2012 Cooking Oven | Federal Standard 2012 Cooking Oven | Federal Standard 2012 Cooking Oven | Federal Standard 2012 Cooking Oven | Federal Standard 2012 Cooking Oven | Federal Standard 2012 Cooking Oven
Kittitas CountyManufactured | Kittitas CountyManufacturedCooking Range | Kittitas County | Manufactured | Cooking Range | Federal Standard 2012 Cooking Range | Federal Standard 2012 Cooking Range | Federal Standard 2012 Cooking Range | Federal Standard 2012 Cooking Range | Federal Standard 2012 Cooking Range | Federal Standard 2012 Cooking Range | Federal Standard 2012 Cooking Range | Federal Standard 2012 Cooking Range | Federal Standard 2012 Cooking Range | Federal Standard 2012 Cooking Range | Federal Standard 2012 Cooking Range | Federal Standard 2012 Cooking Range | Federal Standard 2012 Cooking Range | Federal Standard 2012 Cooking Range | Federal Standard 2012 Cooking Range | Federal Standard 2012 Cooking Range | Federal Standard 2012 Cooking Range | Federal Standard 2012 Cooking Range | Federal Standard 2012 Cooking Range | Federal Standard 2012 Cooking Range | Federal Standard 2012 Cooking Range | Federal Standard 2012 Cooking Range | Federal Standard 2012 Cooking Range | Federal Standard 2012 Cooking Range | Federal Standard 2012 Cooking Range | Federal Standard 2012 Cooking Range | Federal Standard 2012 Cooking Range
Kittitas CountyManufactured - Highly Impacted | Kittitas CountyManufactured - Highly ImpactedCooking Range | Kittitas County | Manufactured - Highly Impacted | Cooking Range | Federal Standard 2012 Cooking Range | Federal Standard 2012 Cooking Range | Federal Standard 2012 Cooking Range | Federal Standard 2012 Cooking Range | Federal Standard 2012 Cooking Range | Federal Standard 2012 Cooking Range | Federal Standard 2012 Cooking Range | Federal Standard 2012 Cooking Range | Federal Standard 2012 Cooking Range | Federal Standard 2012 Cooking Range | Federal Standard 2012 Cooking Range | Federal Standard 2012 Cooking Range | Federal Standard 2012 Cooking Range | Federal Standard 2012 Cooking Range | Federal Standard 2012 Cooking Range | Federal Standard 2012 Cooking Range | Federal Standard 2012 Cooking Range | Federal Standard 2012 Cooking Range | Federal Standard 2012 Cooking Range | Federal Standard 2012 Cooking Range | Federal Standard 2012 Cooking Range | Federal Standard 2012 Cooking Range | Federal Standard 2012 Cooking Range | Federal Standard 2012 Cooking Range | Federal Standard 2012 Cooking Range | Federal Standard 2012 Cooking Range | Federal Standard 2012 Cooking Range
Kittitas CountyMultifamily | Kittitas CountyMultifamilyCooking Range | Kittitas County | Multifamily | Cooking Range | Federal Standard 2012 Cooking Range | Federal Standard 2012 Cooking Range | Federal Standard 2012 Cooking Range | Federal Standard 2012 Cooking Range | Federal Standard 2012 Cooking Range | Federal Standard 2012 Cooking Range | Federal Standard 2012 Cooking Range | Federal Standard 2012 Cooking Range | Federal Standard 2012 Cooking Range | Federal Standard 2012 Cooking Range | Federal Standard 2012 Cooking Range | Federal Standard 2012 Cooking Range | Federal Standard 2012 Cooking Range | Federal Standard 2012 Cooking Range | Federal Standard 2012 Cooking Range | Federal Standard 2012 Cooking Range | Federal Standard 2012 Cooking Range | Federal Standard 2012 Cooking Range | Federal Standard 2012 Cooking Range | Federal Standard 2012 Cooking Range | Federal Standard 2012 Cooking Range | Federal Standard 2012 Cooking Range | Federal Standard 2012 Cooking Range | Federal Standard 2012 Cooking Range | Federal Standard 2012 Cooking Range | Federal Standard 2012 Cooking Range | Federal Standard 2012 Cooking Range
Kittitas CountyMultifamily - Highly Impacted | Kittitas CountyMultifamily - Highly ImpactedCooking Range | Kittitas County | Multifamily - Highly Impacted | Cooking Range | Federal Standard 2012 Cooking Range | Federal Standard 2012 Cooking Range | Federal Standard 2012 Cooking Range | Federal Standard 2012 Cooking Range | Federal Standard 2012 Cooking Range | Federal Standard 2012 Cooking Range | Federal Standard 2012 Cooking Range | Federal Standard 2012 Cooking Range | Federal Standard 2012 Cooking Range | Federal Standard 2012 Cooking Range | Federal Standard 2012 Cooking Range | Federal Standard 2012 Cooking Range | Federal Standard 2012 Cooking Range | Federal Standard 2012 Cooking Range | Federal Standard 2012 Cooking Range | Federal Standard 2012 Cooking Range | Federal Standard 2012 Cooking Range | Federal Standard 2012 Cooking Range | Federal Standard 2012 Cooking Range | Federal Standard 2012 Cooking Range | Federal Standard 2012 Cooking Range | Federal Standard 2012 Cooking Range | Federal Standard 2012 Cooking Range | Federal Standard 2012 Cooking Range | Federal Standard 2012 Cooking Range | Federal Standard 2012 Cooking Range | Federal Standard 2012 Cooking Range
Kittitas CountySingle Family | Kittitas CountySingle FamilyCooking Range | Kittitas County | Single Family | Cooking Range | Federal Standard 2012 Cooking Range | Federal Standard 2012 Cooking Range | Federal Standard 2012 Cooking Range | Federal Standard 2012 Cooking Range | Federal Standard 2012 Cooking Range | Federal Standard 2012 Cooking Range | Federal Standard 2012 Cooking Range | Federal Standard 2012 Cooking Range | Federal Standard 2012 Cooking Range | Federal Standard 2012 Cooking Range | Federal Standard 2012 Cooking Range | Federal Standard 2012 Cooking Range | Federal Standard 2012 Cooking Range | Federal Standard 2012 Cooking Range | Federal Standard 2012 Cooking Range | Federal Standard 2012 Cooking Range | Federal Standard 2012 Cooking Range | Federal Standard 2012 Cooking Range | Federal Standard 2012 Cooking Range | Federal Standard 2012 Cooking Range | Federal Standard 2012 Cooking Range | Federal Standard 2012 Cooking Range | Federal Standard 2012 Cooking Range | Federal Standard 2012 Cooking Range | Federal Standard 2012 Cooking Range | Federal Standard 2012 Cooking Range | Federal Standard 2012 Cooking Range
Kittitas CountySingle Family - Highly Impacted | Kittitas CountySingle Family - Highly ImpactedCooking Range | Kittitas County | Single Family - Highly Impacted | Cooking Range | Federal Standard 2012 Cooking Range | Federal Standard 2012 Cooking Range | Federal Standard 2012 Cooking Range | Federal Standard 2012 Cooking Range | Federal Standard 2012 Cooking Range | Federal Standard 2012 Cooking Range | Federal Standard 2012 Cooking Range | Federal Standard 2012 Cooking Range | Federal Standard 2012 Cooking Range | Federal Standard 2012 Cooking Range | Federal Standard 2012 Cooking Range | Federal Standard 2012 Cooking Range | Federal Standard 2012 Cooking Range | Federal Standard 2012 Cooking Range | Federal Standard 2012 Cooking Range | Federal Standard 2012 Cooking Range | Federal Standard 2012 Cooking Range | Federal Standard 2012 Cooking Range | Federal Standard 2012 Cooking Range | Federal Standard 2012 Cooking Range | Federal Standard 2012 Cooking Range | Federal Standard 2012 Cooking Range | Federal Standard 2012 Cooking Range | Federal Standard 2012 Cooking Range | Federal Standard 2012 Cooking Range | Federal Standard 2012 Cooking Range | Federal Standard 2012 Cooking Range
Kittitas CountyManufactured | Kittitas CountyManufacturedDryer | Kittitas County | Manufactured | Dryer | Federal Standard 2015 Dryer - CEF/EF 2.84/3.30 (Gas Dryer) | Federal Standard 2015 Dryer - CEF/EF 2.84/3.30 (Gas Dryer) | Federal Standard 2015 Dryer - CEF/EF 2.84/3.30 (Gas Dryer) | Federal Standard 2015 Dryer - CEF/EF 2.84/3.30 (Gas Dryer) | Federal Standard 2015 Dryer - CEF/EF 2.84/3.30 (Gas Dryer) | Federal Standard 2015 Dryer - CEF/EF 2.84/3.30 (Gas Dryer) | Federal Standard 2015 Dryer - CEF/EF 2.84/3.30 (Gas Dryer) | Federal Standard 2015 Dryer - CEF/EF 2.84/3.30 (Gas Dryer) | Federal Standard 2015 Dryer - CEF/EF 2.84/3.30 (Gas Dryer) | Federal Standard 2015 Dryer - CEF/EF 2.84/3.30 (Gas Dryer) | Federal Standard 2015 Dryer - CEF/EF 2.84/3.30 (Gas Dryer) | Federal Standard 2015 Dryer - CEF/EF 2.84/3.30 (Gas Dryer) | Federal Standard 2015 Dryer - CEF/EF 2.84/3.30 (Gas Dryer) | Federal Standard 2015 Dryer - CEF/EF 2.84/3.30 (Gas Dryer) | Federal Standard 2015 Dryer - CEF/EF 2.84/3.30 (Gas Dryer) | Federal Standard 2015 Dryer - CEF/EF 2.84/3.30 (Gas Dryer) | Federal Standard 2015 Dryer - CEF/EF 2.84/3.30 (Gas Dryer) | Federal Standard 2015 Dryer - CEF/EF 2.84/3.30 (Gas Dryer) | Federal Standard 2015 Dryer - CEF/EF 2.84/3.30 (Gas Dryer) | Federal Standard 2015 Dryer - CEF/EF 2.84/3.30 (Gas Dryer) | Federal Standard 2015 Dryer - CEF/EF 2.84/3.30 (Gas Dryer) | Federal Standard 2015 Dryer - CEF/EF 2.84/3.30 (Gas Dryer) | Federal Standard 2015 Dryer - CEF/EF 2.84/3.30 (Gas Dryer) | Federal Standard 2015 Dryer - CEF/EF 2.84/3.30 (Gas Dryer) | Federal Standard 2015 Dryer - CEF/EF 2.84/3.30 (Gas Dryer) | Federal Standard 2015 Dryer - CEF/EF 2.84/3.30 (Gas Dryer) | Federal Standard 2015 Dryer - CEF/EF 2.84/3.30 (Gas Dryer)
Kittitas CountyManufactured - Highly Impacted | Kittitas CountyManufactured - Highly ImpactedDryer | Kittitas County | Manufactured - Highly Impacted | Dryer | Federal Standard 2015 Dryer - CEF/EF 2.84/3.30 (Gas Dryer) | Federal Standard 2015 Dryer - CEF/EF 2.84/3.30 (Gas Dryer) | Federal Standard 2015 Dryer - CEF/EF 2.84/3.30 (Gas Dryer) | Federal Standard 2015 Dryer - CEF/EF 2.84/3.30 (Gas Dryer) | Federal Standard 2015 Dryer - CEF/EF 2.84/3.30 (Gas Dryer) | Federal Standard 2015 Dryer - CEF/EF 2.84/3.30 (Gas Dryer) | Federal Standard 2015 Dryer - CEF/EF 2.84/3.30 (Gas Dryer) | Federal Standard 2015 Dryer - CEF/EF 2.84/3.30 (Gas Dryer) | Federal Standard 2015 Dryer - CEF/EF 2.84/3.30 (Gas Dryer) | Federal Standard 2015 Dryer - CEF/EF 2.84/3.30 (Gas Dryer) | Federal Standard 2015 Dryer - CEF/EF 2.84/3.30 (Gas Dryer) | Federal Standard 2015 Dryer - CEF/EF 2.84/3.30 (Gas Dryer) | Federal Standard 2015 Dryer - CEF/EF 2.84/3.30 (Gas Dryer) | Federal Standard 2015 Dryer - CEF/EF 2.84/3.30 (Gas Dryer) | Federal Standard 2015 Dryer - CEF/EF 2.84/3.30 (Gas Dryer) | Federal Standard 2015 Dryer - CEF/EF 2.84/3.30 (Gas Dryer) | Federal Standard 2015 Dryer - CEF/EF 2.84/3.30 (Gas Dryer) | Federal Standard 2015 Dryer - CEF/EF 2.84/3.30 (Gas Dryer) | Federal Standard 2015 Dryer - CEF/EF 2.84/3.30 (Gas Dryer) | Federal Standard 2015 Dryer - CEF/EF 2.84/3.30 (Gas Dryer) | Federal Standard 2015 Dryer - CEF/EF 2.84/3.30 (Gas Dryer) | Federal Standard 2015 Dryer - CEF/EF 2.84/3.30 (Gas Dryer) | Federal Standard 2015 Dryer - CEF/EF 2.84/3.30 (Gas Dryer) | Federal Standard 2015 Dryer - CEF/EF 2.84/3.30 (Gas Dryer) | Federal Standard 2015 Dryer - CEF/EF 2.84/3.30 (Gas Dryer) | Federal Standard 2015 Dryer - CEF/EF 2.84/3.30 (Gas Dryer) | Federal Standard 2015 Dryer - CEF/EF 2.84/3.30 (Gas Dryer)
Kittitas CountyMultifamily | Kittitas CountyMultifamilyDryer | Kittitas County | Multifamily | Dryer | Federal Standard 2015 Dryer - CEF/EF 2.84/3.30 (Gas Dryer) | Federal Standard 2015 Dryer - CEF/EF 2.84/3.30 (Gas Dryer) | Federal Standard 2015 Dryer - CEF/EF 2.84/3.30 (Gas Dryer) | Federal Standard 2015 Dryer - CEF/EF 2.84/3.30 (Gas Dryer) | Federal Standard 2015 Dryer - CEF/EF 2.84/3.30 (Gas Dryer) | Federal Standard 2015 Dryer - CEF/EF 2.84/3.30 (Gas Dryer) | Federal Standard 2015 Dryer - CEF/EF 2.84/3.30 (Gas Dryer) | Federal Standard 2015 Dryer - CEF/EF 2.84/3.30 (Gas Dryer) | Federal Standard 2015 Dryer - CEF/EF 2.84/3.30 (Gas Dryer) | Federal Standard 2015 Dryer - CEF/EF 2.84/3.30 (Gas Dryer) | Federal Standard 2015 Dryer - CEF/EF 2.84/3.30 (Gas Dryer) | Federal Standard 2015 Dryer - CEF/EF 2.84/3.30 (Gas Dryer) | Federal Standard 2015 Dryer - CEF/EF 2.84/3.30 (Gas Dryer) | Federal Standard 2015 Dryer - CEF/EF 2.84/3.30 (Gas Dryer) | Federal Standard 2015 Dryer - CEF/EF 2.84/3.30 (Gas Dryer) | Federal Standard 2015 Dryer - CEF/EF 2.84/3.30 (Gas Dryer) | Federal Standard 2015 Dryer - CEF/EF 2.84/3.30 (Gas Dryer) | Federal Standard 2015 Dryer - CEF/EF 2.84/3.30 (Gas Dryer) | Federal Standard 2015 Dryer - CEF/EF 2.84/3.30 (Gas Dryer) | Federal Standard 2015 Dryer - CEF/EF 2.84/3.30 (Gas Dryer) | Federal Standard 2015 Dryer - CEF/EF 2.84/3.30 (Gas Dryer) | Federal Standard 2015 Dryer - CEF/EF 2.84/3.30 (Gas Dryer) | Federal Standard 2015 Dryer - CEF/EF 2.84/3.30 (Gas Dryer) | Federal Standard 2015 Dryer - CEF/EF 2.84/3.30 (Gas Dryer) | Federal Standard 2015 Dryer - CEF/EF 2.84/3.30 (Gas Dryer) | Federal Standard 2015 Dryer - CEF/EF 2.84/3.30 (Gas Dryer) | Federal Standard 2015 Dryer - CEF/EF 2.84/3.30 (Gas Dryer)
Kittitas CountyMultifamily - Highly Impacted | Kittitas CountyMultifamily - Highly ImpactedDryer | Kittitas County | Multifamily - Highly Impacted | Dryer | Federal Standard 2015 Dryer - CEF/EF 2.84/3.30 (Gas Dryer) | Federal Standard 2015 Dryer - CEF/EF 2.84/3.30 (Gas Dryer) | Federal Standard 2015 Dryer - CEF/EF 2.84/3.30 (Gas Dryer) | Federal Standard 2015 Dryer - CEF/EF 2.84/3.30 (Gas Dryer) | Federal Standard 2015 Dryer - CEF/EF 2.84/3.30 (Gas Dryer) | Federal Standard 2015 Dryer - CEF/EF 2.84/3.30 (Gas Dryer) | Federal Standard 2015 Dryer - CEF/EF 2.84/3.30 (Gas Dryer) | Federal Standard 2015 Dryer - CEF/EF 2.84/3.30 (Gas Dryer) | Federal Standard 2015 Dryer - CEF/EF 2.84/3.30 (Gas Dryer) | Federal Standard 2015 Dryer - CEF/EF 2.84/3.30 (Gas Dryer) | Federal Standard 2015 Dryer - CEF/EF 2.84/3.30 (Gas Dryer) | Federal Standard 2015 Dryer - CEF/EF 2.84/3.30 (Gas Dryer) | Federal Standard 2015 Dryer - CEF/EF 2.84/3.30 (Gas Dryer) | Federal Standard 2015 Dryer - CEF/EF 2.84/3.30 (Gas Dryer) | Federal Standard 2015 Dryer - CEF/EF 2.84/3.30 (Gas Dryer) | Federal Standard 2015 Dryer - CEF/EF 2.84/3.30 (Gas Dryer) | Federal Standard 2015 Dryer - CEF/EF 2.84/3.30 (Gas Dryer) | Federal Standard 2015 Dryer - CEF/EF 2.84/3.30 (Gas Dryer) | Federal Standard 2015 Dryer - CEF/EF 2.84/3.30 (Gas Dryer) | Federal Standard 2015 Dryer - CEF/EF 2.84/3.30 (Gas Dryer) | Federal Standard 2015 Dryer - CEF/EF 2.84/3.30 (Gas Dryer) | Federal Standard 2015 Dryer - CEF/EF 2.84/3.30 (Gas Dryer) | Federal Standard 2015 Dryer - CEF/EF 2.84/3.30 (Gas Dryer) | Federal Standard 2015 Dryer - CEF/EF 2.84/3.30 (Gas Dryer) | Federal Standard 2015 Dryer - CEF/EF 2.84/3.30 (Gas Dryer) | Federal Standard 2015 Dryer - CEF/EF 2.84/3.30 (Gas Dryer) | Federal Standard 2015 Dryer - CEF/EF 2.84/3.30 (Gas Dryer)
Kittitas CountySingle Family | Kittitas CountySingle FamilyDryer | Kittitas County | Single Family | Dryer | Federal Standard 2015 Dryer - CEF/EF 2.84/3.30 (Gas Dryer) | Federal Standard 2015 Dryer - CEF/EF 2.84/3.30 (Gas Dryer) | Federal Standard 2015 Dryer - CEF/EF 2.84/3.30 (Gas Dryer) | Federal Standard 2015 Dryer - CEF/EF 2.84/3.30 (Gas Dryer) | Federal Standard 2015 Dryer - CEF/EF 2.84/3.30 (Gas Dryer) | Federal Standard 2015 Dryer - CEF/EF 2.84/3.30 (Gas Dryer) | Federal Standard 2015 Dryer - CEF/EF 2.84/3.30 (Gas Dryer) | Federal Standard 2015 Dryer - CEF/EF 2.84/3.30 (Gas Dryer) | Federal Standard 2015 Dryer - CEF/EF 2.84/3.30 (Gas Dryer) | Federal Standard 2015 Dryer - CEF/EF 2.84/3.30 (Gas Dryer) | Federal Standard 2015 Dryer - CEF/EF 2.84/3.30 (Gas Dryer) | Federal Standard 2015 Dryer - CEF/EF 2.84/3.30 (Gas Dryer) | Federal Standard 2015 Dryer - CEF/EF 2.84/3.30 (Gas Dryer) | Federal Standard 2015 Dryer - CEF/EF 2.84/3.30 (Gas Dryer) | Federal Standard 2015 Dryer - CEF/EF 2.84/3.30 (Gas Dryer) | Federal Standard 2015 Dryer - CEF/EF 2.84/3.30 (Gas Dryer) | Federal Standard 2015 Dryer - CEF/EF 2.84/3.30 (Gas Dryer) | Federal Standard 2015 Dryer - CEF/EF 2.84/3.30 (Gas Dryer) | Federal Standard 2015 Dryer - CEF/EF 2.84/3.30 (Gas Dryer) | Federal Standard 2015 Dryer - CEF/EF 2.84/3.30 (Gas Dryer) | Federal Standard 2015 Dryer - CEF/EF 2.84/3.30 (Gas Dryer) | Federal Standard 2015 Dryer - CEF/EF 2.84/3.30 (Gas Dryer) | Federal Standard 2015 Dryer - CEF/EF 2.84/3.30 (Gas Dryer) | Federal Standard 2015 Dryer - CEF/EF 2.84/3.30 (Gas Dryer) | Federal Standard 2015 Dryer - CEF/EF 2.84/3.30 (Gas Dryer) | Federal Standard 2015 Dryer - CEF/EF 2.84/3.30 (Gas Dryer) | Federal Standard 2015 Dryer - CEF/EF 2.84/3.30 (Gas Dryer)
Kittitas CountySingle Family - Highly Impacted | Kittitas CountySingle Family - Highly ImpactedDryer | Kittitas County | Single Family - Highly Impacted | Dryer | Federal Standard 2015 Dryer - CEF/EF 2.84/3.30 (Gas Dryer) | Federal Standard 2015 Dryer - CEF/EF 2.84/3.30 (Gas Dryer) | Federal Standard 2015 Dryer - CEF/EF 2.84/3.30 (Gas Dryer) | Federal Standard 2015 Dryer - CEF/EF 2.84/3.30 (Gas Dryer) | Federal Standard 2015 Dryer - CEF/EF 2.84/3.30 (Gas Dryer) | Federal Standard 2015 Dryer - CEF/EF 2.84/3.30 (Gas Dryer) | Federal Standard 2015 Dryer - CEF/EF 2.84/3.30 (Gas Dryer) | Federal Standard 2015 Dryer - CEF/EF 2.84/3.30 (Gas Dryer) | Federal Standard 2015 Dryer - CEF/EF 2.84/3.30 (Gas Dryer) | Federal Standard 2015 Dryer - CEF/EF 2.84/3.30 (Gas Dryer) | Federal Standard 2015 Dryer - CEF/EF 2.84/3.30 (Gas Dryer) | Federal Standard 2015 Dryer - CEF/EF 2.84/3.30 (Gas Dryer) | Federal Standard 2015 Dryer - CEF/EF 2.84/3.30 (Gas Dryer) | Federal Standard 2015 Dryer - CEF/EF 2.84/3.30 (Gas Dryer) | Federal Standard 2015 Dryer - CEF/EF 2.84/3.30 (Gas Dryer) | Federal Standard 2015 Dryer - CEF/EF 2.84/3.30 (Gas Dryer) | Federal Standard 2015 Dryer - CEF/EF 2.84/3.30 (Gas Dryer) | Federal Standard 2015 Dryer - CEF/EF 2.84/3.30 (Gas Dryer) | Federal Standard 2015 Dryer - CEF/EF 2.84/3.30 (Gas Dryer) | Federal Standard 2015 Dryer - CEF/EF 2.84/3.30 (Gas Dryer) | Federal Standard 2015 Dryer - CEF/EF 2.84/3.30 (Gas Dryer) | Federal Standard 2015 Dryer - CEF/EF 2.84/3.30 (Gas Dryer) | Federal Standard 2015 Dryer - CEF/EF 2.84/3.30 (Gas Dryer) | Federal Standard 2015 Dryer - CEF/EF 2.84/3.30 (Gas Dryer) | Federal Standard 2015 Dryer - CEF/EF 2.84/3.30 (Gas Dryer) | Federal Standard 2015 Dryer - CEF/EF 2.84/3.30 (Gas Dryer) | Federal Standard 2015 Dryer - CEF/EF 2.84/3.30 (Gas Dryer)
Kittitas CountyManufactured | Kittitas CountyManufacturedHeat Central Gas Boiler | Kittitas County | Manufactured | Heat Central Gas Boiler | Federal Standard 2022 Boiler - 84% AFUE | Federal Standard 2022 Boiler - 84% AFUE | Federal Standard 2022 Boiler - 84% AFUE | Federal Standard 2022 Boiler - 84% AFUE | Federal Standard 2022 Boiler - 84% AFUE | Federal Standard 2022 Boiler - 84% AFUE | Federal Standard 2022 Boiler - 84% AFUE | Federal Standard 2022 Boiler - 84% AFUE | Federal Standard 2022 Boiler - 84% AFUE | Federal Standard 2022 Boiler - 84% AFUE | Federal Standard 2022 Boiler - 84% AFUE | Federal Standard 2022 Boiler - 84% AFUE | Federal Standard 2022 Boiler - 84% AFUE | Federal Standard 2022 Boiler - 84% AFUE | Federal Standard 2022 Boiler - 84% AFUE | Federal Standard 2022 Boiler - 84% AFUE | Federal Standard 2022 Boiler - 84% AFUE | Federal Standard 2022 Boiler - 84% AFUE | Federal Standard 2022 Boiler - 84% AFUE | Federal Standard 2022 Boiler - 84% AFUE | Federal Standard 2022 Boiler - 84% AFUE | Federal Standard 2022 Boiler - 84% AFUE | Federal Standard 2022 Boiler - 84% AFUE | Federal Standard 2022 Boiler - 84% AFUE | Federal Standard 2022 Boiler - 84% AFUE | Federal Standard 2022 Boiler - 84% AFUE | Federal Standard 2022 Boiler - 84% AFUE
Kittitas CountyManufactured - Highly Impacted | Kittitas CountyManufactured - Highly ImpactedHeat Central Gas Boiler | Kittitas County | Manufactured - Highly Impacted | Heat Central Gas Boiler | Federal Standard 2022 Boiler - 84% AFUE | Federal Standard 2022 Boiler - 84% AFUE | Federal Standard 2022 Boiler - 84% AFUE | Federal Standard 2022 Boiler - 84% AFUE | Federal Standard 2022 Boiler - 84% AFUE | Federal Standard 2022 Boiler - 84% AFUE | Federal Standard 2022 Boiler - 84% AFUE | Federal Standard 2022 Boiler - 84% AFUE | Federal Standard 2022 Boiler - 84% AFUE | Federal Standard 2022 Boiler - 84% AFUE | Federal Standard 2022 Boiler - 84% AFUE | Federal Standard 2022 Boiler - 84% AFUE | Federal Standard 2022 Boiler - 84% AFUE | Federal Standard 2022 Boiler - 84% AFUE | Federal Standard 2022 Boiler - 84% AFUE | Federal Standard 2022 Boiler - 84% AFUE | Federal Standard 2022 Boiler - 84% AFUE | Federal Standard 2022 Boiler - 84% AFUE | Federal Standard 2022 Boiler - 84% AFUE | Federal Standard 2022 Boiler - 84% AFUE | Federal Standard 2022 Boiler - 84% AFUE | Federal Standard 2022 Boiler - 84% AFUE | Federal Standard 2022 Boiler - 84% AFUE | Federal Standard 2022 Boiler - 84% AFUE | Federal Standard 2022 Boiler - 84% AFUE | Federal Standard 2022 Boiler - 84% AFUE | Federal Standard 2022 Boiler - 84% AFUE
Kittitas CountyMultifamily | Kittitas CountyMultifamilyHeat Central Gas Boiler | Kittitas County | Multifamily | Heat Central Gas Boiler | Federal Standard 2022 Boiler - 84% AFUE | Federal Standard 2022 Boiler - 84% AFUE | Federal Standard 2022 Boiler - 84% AFUE | Federal Standard 2022 Boiler - 84% AFUE | Federal Standard 2022 Boiler - 84% AFUE | Federal Standard 2022 Boiler - 84% AFUE | Federal Standard 2022 Boiler - 84% AFUE | Federal Standard 2022 Boiler - 84% AFUE | Federal Standard 2022 Boiler - 84% AFUE | Federal Standard 2022 Boiler - 84% AFUE | Federal Standard 2022 Boiler - 84% AFUE | Federal Standard 2022 Boiler - 84% AFUE | Federal Standard 2022 Boiler - 84% AFUE | Federal Standard 2022 Boiler - 84% AFUE | Federal Standard 2022 Boiler - 84% AFUE | Federal Standard 2022 Boiler - 84% AFUE | Federal Standard 2022 Boiler - 84% AFUE | Federal Standard 2022 Boiler - 84% AFUE | Federal Standard 2022 Boiler - 84% AFUE | Federal Standard 2022 Boiler - 84% AFUE | Federal Standard 2022 Boiler - 84% AFUE | Federal Standard 2022 Boiler - 84% AFUE | Federal Standard 2022 Boiler - 84% AFUE | Federal Standard 2022 Boiler - 84% AFUE | Federal Standard 2022 Boiler - 84% AFUE | Federal Standard 2022 Boiler - 84% AFUE | Federal Standard 2022 Boiler - 84% AFUE
Kittitas CountyMultifamily - Highly Impacted | Kittitas CountyMultifamily - Highly ImpactedHeat Central Gas Boiler | Kittitas County | Multifamily - Highly Impacted | Heat Central Gas Boiler | Federal Standard 2022 Boiler - 84% AFUE | Federal Standard 2022 Boiler - 84% AFUE | Federal Standard 2022 Boiler - 84% AFUE | Federal Standard 2022 Boiler - 84% AFUE | Federal Standard 2022 Boiler - 84% AFUE | Federal Standard 2022 Boiler - 84% AFUE | Federal Standard 2022 Boiler - 84% AFUE | Federal Standard 2022 Boiler - 84% AFUE | Federal Standard 2022 Boiler - 84% AFUE | Federal Standard 2022 Boiler - 84% AFUE | Federal Standard 2022 Boiler - 84% AFUE | Federal Standard 2022 Boiler - 84% AFUE | Federal Standard 2022 Boiler - 84% AFUE | Federal Standard 2022 Boiler - 84% AFUE | Federal Standard 2022 Boiler - 84% AFUE | Federal Standard 2022 Boiler - 84% AFUE | Federal Standard 2022 Boiler - 84% AFUE | Federal Standard 2022 Boiler - 84% AFUE | Federal Standard 2022 Boiler - 84% AFUE | Federal Standard 2022 Boiler - 84% AFUE | Federal Standard 2022 Boiler - 84% AFUE | Federal Standard 2022 Boiler - 84% AFUE | Federal Standard 2022 Boiler - 84% AFUE | Federal Standard 2022 Boiler - 84% AFUE | Federal Standard 2022 Boiler - 84% AFUE | Federal Standard 2022 Boiler - 84% AFUE | Federal Standard 2022 Boiler - 84% AFUE
Kittitas CountySingle Family | Kittitas CountySingle FamilyHeat Central Gas Boiler | Kittitas County | Single Family | Heat Central Gas Boiler | Federal Standard 2022 Boiler - 84% AFUE | Federal Standard 2022 Boiler - 84% AFUE | Federal Standard 2022 Boiler - 84% AFUE | Federal Standard 2022 Boiler - 84% AFUE | Federal Standard 2022 Boiler - 84% AFUE | Federal Standard 2022 Boiler - 84% AFUE | Federal Standard 2022 Boiler - 84% AFUE | Federal Standard 2022 Boiler - 84% AFUE | Federal Standard 2022 Boiler - 84% AFUE | Federal Standard 2022 Boiler - 84% AFUE | Federal Standard 2022 Boiler - 84% AFUE | Federal Standard 2022 Boiler - 84% AFUE | Federal Standard 2022 Boiler - 84% AFUE | Federal Standard 2022 Boiler - 84% AFUE | Federal Standard 2022 Boiler - 84% AFUE | Federal Standard 2022 Boiler - 84% AFUE | Federal Standard 2022 Boiler - 84% AFUE | Federal Standard 2022 Boiler - 84% AFUE | Federal Standard 2022 Boiler - 84% AFUE | Federal Standard 2022 Boiler - 84% AFUE | Federal Standard 2022 Boiler - 84% AFUE | Federal Standard 2022 Boiler - 84% AFUE | Federal Standard 2022 Boiler - 84% AFUE | Federal Standard 2022 Boiler - 84% AFUE | Federal Standard 2022 Boiler - 84% AFUE | Federal Standard 2022 Boiler - 84% AFUE | Federal Standard 2022 Boiler - 84% AFUE
Kittitas CountySingle Family - Highly Impacted | Kittitas CountySingle Family - Highly ImpactedHeat Central Gas Boiler | Kittitas County | Single Family - Highly Impacted | Heat Central Gas Boiler | Federal Standard 2022 Boiler - 84% AFUE | Federal Standard 2022 Boiler - 84% AFUE | Federal Standard 2022 Boiler - 84% AFUE | Federal Standard 2022 Boiler - 84% AFUE | Federal Standard 2022 Boiler - 84% AFUE | Federal Standard 2022 Boiler - 84% AFUE | Federal Standard 2022 Boiler - 84% AFUE | Federal Standard 2022 Boiler - 84% AFUE | Federal Standard 2022 Boiler - 84% AFUE | Federal Standard 2022 Boiler - 84% AFUE | Federal Standard 2022 Boiler - 84% AFUE | Federal Standard 2022 Boiler - 84% AFUE | Federal Standard 2022 Boiler - 84% AFUE | Federal Standard 2022 Boiler - 84% AFUE | Federal Standard 2022 Boiler - 84% AFUE | Federal Standard 2022 Boiler - 84% AFUE | Federal Standard 2022 Boiler - 84% AFUE | Federal Standard 2022 Boiler - 84% AFUE | Federal Standard 2022 Boiler - 84% AFUE | Federal Standard 2022 Boiler - 84% AFUE | Federal Standard 2022 Boiler - 84% AFUE | Federal Standard 2022 Boiler - 84% AFUE | Federal Standard 2022 Boiler - 84% AFUE | Federal Standard 2022 Boiler - 84% AFUE | Federal Standard 2022 Boiler - 84% AFUE | Federal Standard 2022 Boiler - 84% AFUE | Federal Standard 2022 Boiler - 84% AFUE
Kittitas CountyManufactured | Kittitas CountyManufacturedHeat Central Gas Furnace | Kittitas County | Manufactured | Heat Central Gas Furnace | Federal Standard 2016 Furnace - 80% AFUE | Federal Standard 2016 Furnace - 80% AFUE | Federal Standard 2016 Furnace - 80% AFUE | Federal Standard 2016 Furnace - 80% AFUE | Federal Standard 2016 Furnace - 80% AFUE | Federal Standard 2016 Furnace - 80% AFUE | Federal Standard 2016 Furnace - 80% AFUE | Federal Standard 2016 Furnace - 80% AFUE | Federal Standard 2016 Furnace - 80% AFUE | Federal Standard 2016 Furnace - 80% AFUE | Federal Standard 2016 Furnace - 80% AFUE | Federal Standard 2016 Furnace - 80% AFUE | Federal Standard 2016 Furnace - 80% AFUE | Federal Standard 2016 Furnace - 80% AFUE | Federal Standard 2016 Furnace - 80% AFUE | Federal Standard 2016 Furnace - 80% AFUE | Federal Standard 2016 Furnace - 80% AFUE | Federal Standard 2016 Furnace - 80% AFUE | Federal Standard 2016 Furnace - 80% AFUE | Federal Standard 2016 Furnace - 80% AFUE | Federal Standard 2016 Furnace - 80% AFUE | Federal Standard 2016 Furnace - 80% AFUE | Federal Standard 2016 Furnace - 80% AFUE | Federal Standard 2016 Furnace - 80% AFUE | Federal Standard 2016 Furnace - 80% AFUE | Federal Standard 2016 Furnace - 80% AFUE | Federal Standard 2016 Furnace - 80% AFUE
Kittitas CountyManufactured - Highly Impacted | Kittitas CountyManufactured - Highly ImpactedHeat Central Gas Furnace | Kittitas County | Manufactured - Highly Impacted | Heat Central Gas Furnace | Federal Standard 2016 Furnace - 80% AFUE | Federal Standard 2016 Furnace - 80% AFUE | Federal Standard 2016 Furnace - 80% AFUE | Federal Standard 2016 Furnace - 80% AFUE | Federal Standard 2016 Furnace - 80% AFUE | Federal Standard 2016 Furnace - 80% AFUE | Federal Standard 2016 Furnace - 80% AFUE | Federal Standard 2016 Furnace - 80% AFUE | Federal Standard 2016 Furnace - 80% AFUE | Federal Standard 2016 Furnace - 80% AFUE | Federal Standard 2016 Furnace - 80% AFUE | Federal Standard 2016 Furnace - 80% AFUE | Federal Standard 2016 Furnace - 80% AFUE | Federal Standard 2016 Furnace - 80% AFUE | Federal Standard 2016 Furnace - 80% AFUE | Federal Standard 2016 Furnace - 80% AFUE | Federal Standard 2016 Furnace - 80% AFUE | Federal Standard 2016 Furnace - 80% AFUE | Federal Standard 2016 Furnace - 80% AFUE | Federal Standard 2016 Furnace - 80% AFUE | Federal Standard 2016 Furnace - 80% AFUE | Federal Standard 2016 Furnace - 80% AFUE | Federal Standard 2016 Furnace - 80% AFUE | Federal Standard 2016 Furnace - 80% AFUE | Federal Standard 2016 Furnace - 80% AFUE | Federal Standard 2016 Furnace - 80% AFUE | Federal Standard 2016 Furnace - 80% AFUE
Kittitas CountyMultifamily | Kittitas CountyMultifamilyHeat Central Gas Furnace | Kittitas County | Multifamily | Heat Central Gas Furnace | Federal Standard 2016 Furnace - 80% AFUE | Federal Standard 2016 Furnace - 80% AFUE | Federal Standard 2016 Furnace - 80% AFUE | Federal Standard 2016 Furnace - 80% AFUE | Federal Standard 2016 Furnace - 80% AFUE | Federal Standard 2016 Furnace - 80% AFUE | Federal Standard 2016 Furnace - 80% AFUE | Federal Standard 2016 Furnace - 80% AFUE | Federal Standard 2016 Furnace - 80% AFUE | Federal Standard 2016 Furnace - 80% AFUE | Federal Standard 2016 Furnace - 80% AFUE | Federal Standard 2016 Furnace - 80% AFUE | Federal Standard 2016 Furnace - 80% AFUE | Federal Standard 2016 Furnace - 80% AFUE | Federal Standard 2016 Furnace - 80% AFUE | Federal Standard 2016 Furnace - 80% AFUE | Federal Standard 2016 Furnace - 80% AFUE | Federal Standard 2016 Furnace - 80% AFUE | Federal Standard 2016 Furnace - 80% AFUE | Federal Standard 2016 Furnace - 80% AFUE | Federal Standard 2016 Furnace - 80% AFUE | Federal Standard 2016 Furnace - 80% AFUE | Federal Standard 2016 Furnace - 80% AFUE | Federal Standard 2016 Furnace - 80% AFUE | Federal Standard 2016 Furnace - 80% AFUE | Federal Standard 2016 Furnace - 80% AFUE | Federal Standard 2016 Furnace - 80% AFUE
Kittitas CountyMultifamily - Highly Impacted | Kittitas CountyMultifamily - Highly ImpactedHeat Central Gas Furnace | Kittitas County | Multifamily - Highly Impacted | Heat Central Gas Furnace | Federal Standard 2016 Furnace - 80% AFUE | Federal Standard 2016 Furnace - 80% AFUE | Federal Standard 2016 Furnace - 80% AFUE | Federal Standard 2016 Furnace - 80% AFUE | Federal Standard 2016 Furnace - 80% AFUE | Federal Standard 2016 Furnace - 80% AFUE | Federal Standard 2016 Furnace - 80% AFUE | Federal Standard 2016 Furnace - 80% AFUE | Federal Standard 2016 Furnace - 80% AFUE | Federal Standard 2016 Furnace - 80% AFUE | Federal Standard 2016 Furnace - 80% AFUE | Federal Standard 2016 Furnace - 80% AFUE | Federal Standard 2016 Furnace - 80% AFUE | Federal Standard 2016 Furnace - 80% AFUE | Federal Standard 2016 Furnace - 80% AFUE | Federal Standard 2016 Furnace - 80% AFUE | Federal Standard 2016 Furnace - 80% AFUE | Federal Standard 2016 Furnace - 80% AFUE | Federal Standard 2016 Furnace - 80% AFUE | Federal Standard 2016 Furnace - 80% AFUE | Federal Standard 2016 Furnace - 80% AFUE | Federal Standard 2016 Furnace - 80% AFUE | Federal Standard 2016 Furnace - 80% AFUE | Federal Standard 2016 Furnace - 80% AFUE | Federal Standard 2016 Furnace - 80% AFUE | Federal Standard 2016 Furnace - 80% AFUE | Federal Standard 2016 Furnace - 80% AFUE
Kittitas CountySingle Family | Kittitas CountySingle FamilyHeat Central Gas Furnace | Kittitas County | Single Family | Heat Central Gas Furnace | Federal Standard 2016 Furnace - 80% AFUE | Federal Standard 2016 Furnace - 80% AFUE | Federal Standard 2016 Furnace - 80% AFUE | Federal Standard 2016 Furnace - 80% AFUE | Federal Standard 2016 Furnace - 80% AFUE | Federal Standard 2016 Furnace - 80% AFUE | Federal Standard 2016 Furnace - 80% AFUE | Federal Standard 2016 Furnace - 80% AFUE | Federal Standard 2016 Furnace - 80% AFUE | Federal Standard 2016 Furnace - 80% AFUE | Federal Standard 2016 Furnace - 80% AFUE | Federal Standard 2016 Furnace - 80% AFUE | Federal Standard 2016 Furnace - 80% AFUE | Federal Standard 2016 Furnace - 80% AFUE | Federal Standard 2016 Furnace - 80% AFUE | Federal Standard 2016 Furnace - 80% AFUE | Federal Standard 2016 Furnace - 80% AFUE | Federal Standard 2016 Furnace - 80% AFUE | Federal Standard 2016 Furnace - 80% AFUE | Federal Standard 2016 Furnace - 80% AFUE | Federal Standard 2016 Furnace - 80% AFUE | Federal Standard 2016 Furnace - 80% AFUE | Federal Standard 2016 Furnace - 80% AFUE | Federal Standard 2016 Furnace - 80% AFUE | Federal Standard 2016 Furnace - 80% AFUE | Federal Standard 2016 Furnace - 80% AFUE | Federal Standard 2016 Furnace - 80% AFUE
Kittitas CountySingle Family - Highly Impacted | Kittitas CountySingle Family - Highly ImpactedHeat Central Gas Furnace | Kittitas County | Single Family - Highly Impacted | Heat Central Gas Furnace | Federal Standard 2016 Furnace - 80% AFUE | Federal Standard 2016 Furnace - 80% AFUE | Federal Standard 2016 Furnace - 80% AFUE | Federal Standard 2016 Furnace - 80% AFUE | Federal Standard 2016 Furnace - 80% AFUE | Federal Standard 2016 Furnace - 80% AFUE | Federal Standard 2016 Furnace - 80% AFUE | Federal Standard 2016 Furnace - 80% AFUE | Federal Standard 2016 Furnace - 80% AFUE | Federal Standard 2016 Furnace - 80% AFUE | Federal Standard 2016 Furnace - 80% AFUE | Federal Standard 2016 Furnace - 80% AFUE | Federal Standard 2016 Furnace - 80% AFUE | Federal Standard 2016 Furnace - 80% AFUE | Federal Standard 2016 Furnace - 80% AFUE | Federal Standard 2016 Furnace - 80% AFUE | Federal Standard 2016 Furnace - 80% AFUE | Federal Standard 2016 Furnace - 80% AFUE | Federal Standard 2016 Furnace - 80% AFUE | Federal Standard 2016 Furnace - 80% AFUE | Federal Standard 2016 Furnace - 80% AFUE | Federal Standard 2016 Furnace - 80% AFUE | Federal Standard 2016 Furnace - 80% AFUE | Federal Standard 2016 Furnace - 80% AFUE | Federal Standard 2016 Furnace - 80% AFUE | Federal Standard 2016 Furnace - 80% AFUE | Federal Standard 2016 Furnace - 80% AFUE
Kittitas CountyManufactured | Kittitas CountyManufacturedHeat Room Gas | Kittitas County | Manufactured | Heat Room Gas | Market Standard Gas Room Heat | Market Standard Gas Room Heat | Market Standard Gas Room Heat | Market Standard Gas Room Heat | Market Standard Gas Room Heat | Market Standard Gas Room Heat | Market Standard Gas Room Heat | Market Standard Gas Room Heat | Market Standard Gas Room Heat | Market Standard Gas Room Heat | Market Standard Gas Room Heat | Market Standard Gas Room Heat | Market Standard Gas Room Heat | Market Standard Gas Room Heat | Market Standard Gas Room Heat | Market Standard Gas Room Heat | Market Standard Gas Room Heat | Market Standard Gas Room Heat | Market Standard Gas Room Heat | Market Standard Gas Room Heat | Market Standard Gas Room Heat | Market Standard Gas Room Heat | Market Standard Gas Room Heat | Market Standard Gas Room Heat | Market Standard Gas Room Heat | Market Standard Gas Room Heat | Market Standard Gas Room Heat
Kittitas CountyManufactured - Highly Impacted | Kittitas CountyManufactured - Highly ImpactedHeat Room Gas | Kittitas County | Manufactured - Highly Impacted | Heat Room Gas | Market Standard Gas Room Heat | Market Standard Gas Room Heat | Market Standard Gas Room Heat | Market Standard Gas Room Heat | Market Standard Gas Room Heat | Market Standard Gas Room Heat | Market Standard Gas Room Heat | Market Standard Gas Room Heat | Market Standard Gas Room Heat | Market Standard Gas Room Heat | Market Standard Gas Room Heat | Market Standard Gas Room Heat | Market Standard Gas Room Heat | Market Standard Gas Room Heat | Market Standard Gas Room Heat | Market Standard Gas Room Heat | Market Standard Gas Room Heat | Market Standard Gas Room Heat | Market Standard Gas Room Heat | Market Standard Gas Room Heat | Market Standard Gas Room Heat | Market Standard Gas Room Heat | Market Standard Gas Room Heat | Market Standard Gas Room Heat | Market Standard Gas Room Heat | Market Standard Gas Room Heat | Market Standard Gas Room Heat
Kittitas CountyMultifamily | Kittitas CountyMultifamilyHeat Room Gas | Kittitas County | Multifamily | Heat Room Gas | Market Standard Gas Room Heat | Market Standard Gas Room Heat | Market Standard Gas Room Heat | Market Standard Gas Room Heat | Market Standard Gas Room Heat | Market Standard Gas Room Heat | Market Standard Gas Room Heat | Market Standard Gas Room Heat | Market Standard Gas Room Heat | Market Standard Gas Room Heat | Market Standard Gas Room Heat | Market Standard Gas Room Heat | Market Standard Gas Room Heat | Market Standard Gas Room Heat | Market Standard Gas Room Heat | Market Standard Gas Room Heat | Market Standard Gas Room Heat | Market Standard Gas Room Heat | Market Standard Gas Room Heat | Market Standard Gas Room Heat | Market Standard Gas Room Heat | Market Standard Gas Room Heat | Market Standard Gas Room Heat | Market Standard Gas Room Heat | Market Standard Gas Room Heat | Market Standard Gas Room Heat | Market Standard Gas Room Heat
Kittitas CountyMultifamily - Highly Impacted | Kittitas CountyMultifamily - Highly ImpactedHeat Room Gas | Kittitas County | Multifamily - Highly Impacted | Heat Room Gas | Market Standard Gas Room Heat | Market Standard Gas Room Heat | Market Standard Gas Room Heat | Market Standard Gas Room Heat | Market Standard Gas Room Heat | Market Standard Gas Room Heat | Market Standard Gas Room Heat | Market Standard Gas Room Heat | Market Standard Gas Room Heat | Market Standard Gas Room Heat | Market Standard Gas Room Heat | Market Standard Gas Room Heat | Market Standard Gas Room Heat | Market Standard Gas Room Heat | Market Standard Gas Room Heat | Market Standard Gas Room Heat | Market Standard Gas Room Heat | Market Standard Gas Room Heat | Market Standard Gas Room Heat | Market Standard Gas Room Heat | Market Standard Gas Room Heat | Market Standard Gas Room Heat | Market Standard Gas Room Heat | Market Standard Gas Room Heat | Market Standard Gas Room Heat | Market Standard Gas Room Heat | Market Standard Gas Room Heat
Kittitas CountySingle Family | Kittitas CountySingle FamilyHeat Room Gas | Kittitas County | Single Family | Heat Room Gas | Market Standard Gas Room Heat | Market Standard Gas Room Heat | Market Standard Gas Room Heat | Market Standard Gas Room Heat | Market Standard Gas Room Heat | Market Standard Gas Room Heat | Market Standard Gas Room Heat | Market Standard Gas Room Heat | Market Standard Gas Room Heat | Market Standard Gas Room Heat | Market Standard Gas Room Heat | Market Standard Gas Room Heat | Market Standard Gas Room Heat | Market Standard Gas Room Heat | Market Standard Gas Room Heat | Market Standard Gas Room Heat | Market Standard Gas Room Heat | Market Standard Gas Room Heat | Market Standard Gas Room Heat | Market Standard Gas Room Heat | Market Standard Gas Room Heat | Market Standard Gas Room Heat | Market Standard Gas Room Heat | Market Standard Gas Room Heat | Market Standard Gas Room Heat | Market Standard Gas Room Heat | Market Standard Gas Room Heat
Kittitas CountySingle Family - Highly Impacted | Kittitas CountySingle Family - Highly ImpactedHeat Room Gas | Kittitas County | Single Family - Highly Impacted | Heat Room Gas | Market Standard Gas Room Heat | Market Standard Gas Room Heat | Market Standard Gas Room Heat | Market Standard Gas Room Heat | Market Standard Gas Room Heat | Market Standard Gas Room Heat | Market Standard Gas Room Heat | Market Standard Gas Room Heat | Market Standard Gas Room Heat | Market Standard Gas Room Heat | Market Standard Gas Room Heat | Market Standard Gas Room Heat | Market Standard Gas Room Heat | Market Standard Gas Room Heat | Market Standard Gas Room Heat | Market Standard Gas Room Heat | Market Standard Gas Room Heat | Market Standard Gas Room Heat | Market Standard Gas Room Heat | Market Standard Gas Room Heat | Market Standard Gas Room Heat | Market Standard Gas Room Heat | Market Standard Gas Room Heat | Market Standard Gas Room Heat | Market Standard Gas Room Heat | Market Standard Gas Room Heat | Market Standard Gas Room Heat
Kittitas CountyManufactured | Kittitas CountyManufacturedOther | Kittitas County | Manufactured | Other | Standard Other Equipment | Standard Other Equipment | Standard Other Equipment | Standard Other Equipment | Standard Other Equipment | Standard Other Equipment | Standard Other Equipment | Standard Other Equipment | Standard Other Equipment | Standard Other Equipment | Standard Other Equipment | Standard Other Equipment | Standard Other Equipment | Standard Other Equipment | Standard Other Equipment | Standard Other Equipment | Standard Other Equipment | Standard Other Equipment | Standard Other Equipment | Standard Other Equipment | Standard Other Equipment | Standard Other Equipment | Standard Other Equipment | Standard Other Equipment | Standard Other Equipment | Standard Other Equipment | Standard Other Equipment
Kittitas CountyManufactured - Highly Impacted | Kittitas CountyManufactured - Highly ImpactedOther | Kittitas County | Manufactured - Highly Impacted | Other | Standard Other Equipment | Standard Other Equipment | Standard Other Equipment | Standard Other Equipment | Standard Other Equipment | Standard Other Equipment | Standard Other Equipment | Standard Other Equipment | Standard Other Equipment | Standard Other Equipment | Standard Other Equipment | Standard Other Equipment | Standard Other Equipment | Standard Other Equipment | Standard Other Equipment | Standard Other Equipment | Standard Other Equipment | Standard Other Equipment | Standard Other Equipment | Standard Other Equipment | Standard Other Equipment | Standard Other Equipment | Standard Other Equipment | Standard Other Equipment | Standard Other Equipment | Standard Other Equipment | Standard Other Equipment
Kittitas CountyMultifamily | Kittitas CountyMultifamilyOther | Kittitas County | Multifamily | Other | Standard Other Equipment | Standard Other Equipment | Standard Other Equipment | Standard Other Equipment | Standard Other Equipment | Standard Other Equipment | Standard Other Equipment | Standard Other Equipment | Standard Other Equipment | Standard Other Equipment | Standard Other Equipment | Standard Other Equipment | Standard Other Equipment | Standard Other Equipment | Standard Other Equipment | Standard Other Equipment | Standard Other Equipment | Standard Other Equipment | Standard Other Equipment | Standard Other Equipment | Standard Other Equipment | Standard Other Equipment | Standard Other Equipment | Standard Other Equipment | Standard Other Equipment | Standard Other Equipment | Standard Other Equipment
Kittitas CountyMultifamily - Highly Impacted | Kittitas CountyMultifamily - Highly ImpactedOther | Kittitas County | Multifamily - Highly Impacted | Other | Standard Other Equipment | Standard Other Equipment | Standard Other Equipment | Standard Other Equipment | Standard Other Equipment | Standard Other Equipment | Standard Other Equipment | Standard Other Equipment | Standard Other Equipment | Standard Other Equipment | Standard Other Equipment | Standard Other Equipment | Standard Other Equipment | Standard Other Equipment | Standard Other Equipment | Standard Other Equipment | Standard Other Equipment | Standard Other Equipment | Standard Other Equipment | Standard Other Equipment | Standard Other Equipment | Standard Other Equipment | Standard Other Equipment | Standard Other Equipment | Standard Other Equipment | Standard Other Equipment | Standard Other Equipment
Kittitas CountySingle Family | Kittitas CountySingle FamilyOther | Kittitas County | Single Family | Other | Standard Other Equipment | Standard Other Equipment | Standard Other Equipment | Standard Other Equipment | Standard Other Equipment | Standard Other Equipment | Standard Other Equipment | Standard Other Equipment | Standard Other Equipment | Standard Other Equipment | Standard Other Equipment | Standard Other Equipment | Standard Other Equipment | Standard Other Equipment | Standard Other Equipment | Standard Other Equipment | Standard Other Equipment | Standard Other Equipment | Standard Other Equipment | Standard Other Equipment | Standard Other Equipment | Standard Other Equipment | Standard Other Equipment | Standard Other Equipment | Standard Other Equipment | Standard Other Equipment | Standard Other Equipment
Kittitas CountySingle Family - Highly Impacted | Kittitas CountySingle Family - Highly ImpactedOther | Kittitas County | Single Family - Highly Impacted | Other | Standard Other Equipment | Standard Other Equipment | Standard Other Equipment | Standard Other Equipment | Standard Other Equipment | Standard Other Equipment | Standard Other Equipment | Standard Other Equipment | Standard Other Equipment | Standard Other Equipment | Standard Other Equipment | Standard Other Equipment | Standard Other Equipment | Standard Other Equipment | Standard Other Equipment | Standard Other Equipment | Standard Other Equipment | Standard Other Equipment | Standard Other Equipment | Standard Other Equipment | Standard Other Equipment | Standard Other Equipment | Standard Other Equipment | Standard Other Equipment | Standard Other Equipment | Standard Other Equipment | Standard Other Equipment
Kittitas CountyManufactured | Kittitas CountyManufacturedPool Heat | Kittitas County | Manufactured | Pool Heat | Federal Standard 2014 Pool Heater - 82% Efficient | Federal Standard 2014 Pool Heater - 82% Efficient | Federal Standard 2014 Pool Heater - 82% Efficient | Federal Standard 2014 Pool Heater - 82% Efficient | Federal Standard 2014 Pool Heater - 82% Efficient | Federal Standard 2014 Pool Heater - 82% Efficient | Federal Standard 2014 Pool Heater - 82% Efficient | Federal Standard 2014 Pool Heater - 82% Efficient | Federal Standard 2014 Pool Heater - 82% Efficient | Federal Standard 2014 Pool Heater - 82% Efficient | Federal Standard 2014 Pool Heater - 82% Efficient | Federal Standard 2014 Pool Heater - 82% Efficient | Federal Standard 2014 Pool Heater - 82% Efficient | Federal Standard 2014 Pool Heater - 82% Efficient | Federal Standard 2014 Pool Heater - 82% Efficient | Federal Standard 2014 Pool Heater - 82% Efficient | Federal Standard 2014 Pool Heater - 82% Efficient | Federal Standard 2014 Pool Heater - 82% Efficient | Federal Standard 2014 Pool Heater - 82% Efficient | Federal Standard 2014 Pool Heater - 82% Efficient | Federal Standard 2014 Pool Heater - 82% Efficient | Federal Standard 2014 Pool Heater - 82% Efficient | Federal Standard 2014 Pool Heater - 82% Efficient | Federal Standard 2014 Pool Heater - 82% Efficient | Federal Standard 2014 Pool Heater - 82% Efficient | Federal Standard 2014 Pool Heater - 82% Efficient | Federal Standard 2014 Pool Heater - 82% Efficient
Kittitas CountyManufactured - Highly Impacted | Kittitas CountyManufactured - Highly ImpactedPool Heat | Kittitas County | Manufactured - Highly Impacted | Pool Heat | Federal Standard 2014 Pool Heater - 82% Efficient | Federal Standard 2014 Pool Heater - 82% Efficient | Federal Standard 2014 Pool Heater - 82% Efficient | Federal Standard 2014 Pool Heater - 82% Efficient | Federal Standard 2014 Pool Heater - 82% Efficient | Federal Standard 2014 Pool Heater - 82% Efficient | Federal Standard 2014 Pool Heater - 82% Efficient | Federal Standard 2014 Pool Heater - 82% Efficient | Federal Standard 2014 Pool Heater - 82% Efficient | Federal Standard 2014 Pool Heater - 82% Efficient | Federal Standard 2014 Pool Heater - 82% Efficient | Federal Standard 2014 Pool Heater - 82% Efficient | Federal Standard 2014 Pool Heater - 82% Efficient | Federal Standard 2014 Pool Heater - 82% Efficient | Federal Standard 2014 Pool Heater - 82% Efficient | Federal Standard 2014 Pool Heater - 82% Efficient | Federal Standard 2014 Pool Heater - 82% Efficient | Federal Standard 2014 Pool Heater - 82% Efficient | Federal Standard 2014 Pool Heater - 82% Efficient | Federal Standard 2014 Pool Heater - 82% Efficient | Federal Standard 2014 Pool Heater - 82% Efficient | Federal Standard 2014 Pool Heater - 82% Efficient | Federal Standard 2014 Pool Heater - 82% Efficient | Federal Standard 2014 Pool Heater - 82% Efficient | Federal Standard 2014 Pool Heater - 82% Efficient | Federal Standard 2014 Pool Heater - 82% Efficient | Federal Standard 2014 Pool Heater - 82% Efficient
Kittitas CountyMultifamily | Kittitas CountyMultifamilyPool Heat | Kittitas County | Multifamily | Pool Heat | Federal Standard 2014 Pool Heater - 82% Efficient | Federal Standard 2014 Pool Heater - 82% Efficient | Federal Standard 2014 Pool Heater - 82% Efficient | Federal Standard 2014 Pool Heater - 82% Efficient | Federal Standard 2014 Pool Heater - 82% Efficient | Federal Standard 2014 Pool Heater - 82% Efficient | Federal Standard 2014 Pool Heater - 82% Efficient | Federal Standard 2014 Pool Heater - 82% Efficient | Federal Standard 2014 Pool Heater - 82% Efficient | Federal Standard 2014 Pool Heater - 82% Efficient | Federal Standard 2014 Pool Heater - 82% Efficient | Federal Standard 2014 Pool Heater - 82% Efficient | Federal Standard 2014 Pool Heater - 82% Efficient | Federal Standard 2014 Pool Heater - 82% Efficient | Federal Standard 2014 Pool Heater - 82% Efficient | Federal Standard 2014 Pool Heater - 82% Efficient | Federal Standard 2014 Pool Heater - 82% Efficient | Federal Standard 2014 Pool Heater - 82% Efficient | Federal Standard 2014 Pool Heater - 82% Efficient | Federal Standard 2014 Pool Heater - 82% Efficient | Federal Standard 2014 Pool Heater - 82% Efficient | Federal Standard 2014 Pool Heater - 82% Efficient | Federal Standard 2014 Pool Heater - 82% Efficient | Federal Standard 2014 Pool Heater - 82% Efficient | Federal Standard 2014 Pool Heater - 82% Efficient | Federal Standard 2014 Pool Heater - 82% Efficient | Federal Standard 2014 Pool Heater - 82% Efficient
Kittitas CountyMultifamily - Highly Impacted | Kittitas CountyMultifamily - Highly ImpactedPool Heat | Kittitas County | Multifamily - Highly Impacted | Pool Heat | Federal Standard 2014 Pool Heater - 82% Efficient | Federal Standard 2014 Pool Heater - 82% Efficient | Federal Standard 2014 Pool Heater - 82% Efficient | Federal Standard 2014 Pool Heater - 82% Efficient | Federal Standard 2014 Pool Heater - 82% Efficient | Federal Standard 2014 Pool Heater - 82% Efficient | Federal Standard 2014 Pool Heater - 82% Efficient | Federal Standard 2014 Pool Heater - 82% Efficient | Federal Standard 2014 Pool Heater - 82% Efficient | Federal Standard 2014 Pool Heater - 82% Efficient | Federal Standard 2014 Pool Heater - 82% Efficient | Federal Standard 2014 Pool Heater - 82% Efficient | Federal Standard 2014 Pool Heater - 82% Efficient | Federal Standard 2014 Pool Heater - 82% Efficient | Federal Standard 2014 Pool Heater - 82% Efficient | Federal Standard 2014 Pool Heater - 82% Efficient | Federal Standard 2014 Pool Heater - 82% Efficient | Federal Standard 2014 Pool Heater - 82% Efficient | Federal Standard 2014 Pool Heater - 82% Efficient | Federal Standard 2014 Pool Heater - 82% Efficient | Federal Standard 2014 Pool Heater - 82% Efficient | Federal Standard 2014 Pool Heater - 82% Efficient | Federal Standard 2014 Pool Heater - 82% Efficient | Federal Standard 2014 Pool Heater - 82% Efficient | Federal Standard 2014 Pool Heater - 82% Efficient | Federal Standard 2014 Pool Heater - 82% Efficient | Federal Standard 2014 Pool Heater - 82% Efficient
Kittitas CountySingle Family | Kittitas CountySingle FamilyPool Heat | Kittitas County | Single Family | Pool Heat | Federal Standard 2014 Pool Heater - 82% Efficient | Federal Standard 2014 Pool Heater - 82% Efficient | Federal Standard 2014 Pool Heater - 82% Efficient | Federal Standard 2014 Pool Heater - 82% Efficient | Federal Standard 2014 Pool Heater - 82% Efficient | Federal Standard 2014 Pool Heater - 82% Efficient | Federal Standard 2014 Pool Heater - 82% Efficient | Federal Standard 2014 Pool Heater - 82% Efficient | Federal Standard 2014 Pool Heater - 82% Efficient | Federal Standard 2014 Pool Heater - 82% Efficient | Federal Standard 2014 Pool Heater - 82% Efficient | Federal Standard 2014 Pool Heater - 82% Efficient | Federal Standard 2014 Pool Heater - 82% Efficient | Federal Standard 2014 Pool Heater - 82% Efficient | Federal Standard 2014 Pool Heater - 82% Efficient | Federal Standard 2014 Pool Heater - 82% Efficient | Federal Standard 2014 Pool Heater - 82% Efficient | Federal Standard 2014 Pool Heater - 82% Efficient | Federal Standard 2014 Pool Heater - 82% Efficient | Federal Standard 2014 Pool Heater - 82% Efficient | Federal Standard 2014 Pool Heater - 82% Efficient | Federal Standard 2014 Pool Heater - 82% Efficient | Federal Standard 2014 Pool Heater - 82% Efficient | Federal Standard 2014 Pool Heater - 82% Efficient | Federal Standard 2014 Pool Heater - 82% Efficient | Federal Standard 2014 Pool Heater - 82% Efficient | Federal Standard 2014 Pool Heater - 82% Efficient
Kittitas CountySingle Family - Highly Impacted | Kittitas CountySingle Family - Highly ImpactedPool Heat | Kittitas County | Single Family - Highly Impacted | Pool Heat | Federal Standard 2014 Pool Heater - 82% Efficient | Federal Standard 2014 Pool Heater - 82% Efficient | Federal Standard 2014 Pool Heater - 82% Efficient | Federal Standard 2014 Pool Heater - 82% Efficient | Federal Standard 2014 Pool Heater - 82% Efficient | Federal Standard 2014 Pool Heater - 82% Efficient | Federal Standard 2014 Pool Heater - 82% Efficient | Federal Standard 2014 Pool Heater - 82% Efficient | Federal Standard 2014 Pool Heater - 82% Efficient | Federal Standard 2014 Pool Heater - 82% Efficient | Federal Standard 2014 Pool Heater - 82% Efficient | Federal Standard 2014 Pool Heater - 82% Efficient | Federal Standard 2014 Pool Heater - 82% Efficient | Federal Standard 2014 Pool Heater - 82% Efficient | Federal Standard 2014 Pool Heater - 82% Efficient | Federal Standard 2014 Pool Heater - 82% Efficient | Federal Standard 2014 Pool Heater - 82% Efficient | Federal Standard 2014 Pool Heater - 82% Efficient | Federal Standard 2014 Pool Heater - 82% Efficient | Federal Standard 2014 Pool Heater - 82% Efficient | Federal Standard 2014 Pool Heater - 82% Efficient | Federal Standard 2014 Pool Heater - 82% Efficient | Federal Standard 2014 Pool Heater - 82% Efficient | Federal Standard 2014 Pool Heater - 82% Efficient | Federal Standard 2014 Pool Heater - 82% Efficient | Federal Standard 2014 Pool Heater - 82% Efficient | Federal Standard 2014 Pool Heater - 82% Efficient
Kittitas CountyManufactured | Kittitas CountyManufacturedWater Heat GT 55 Gal | Kittitas County | Manufactured | Water Heat GT 55 Gal | Federal Standard 2015 Condensing Water Heater > 55 GAL - EF 0.74 | Federal Standard 2015 Condensing Water Heater > 55 GAL - EF 0.74 | Federal Standard 2015 Condensing Water Heater > 55 GAL - EF 0.74 | Federal Standard 2015 Condensing Water Heater > 55 GAL - EF 0.74 | Federal Standard 2015 Condensing Water Heater > 55 GAL - EF 0.74 | Federal Standard 2015 Condensing Water Heater > 55 GAL - EF 0.74 | Federal Standard 2015 Condensing Water Heater > 55 GAL - EF 0.74 | Federal Standard 2015 Condensing Water Heater > 55 GAL - EF 0.74 | Federal Standard 2015 Condensing Water Heater > 55 GAL - EF 0.74 | Federal Standard 2015 Condensing Water Heater > 55 GAL - EF 0.74 | Federal Standard 2015 Condensing Water Heater > 55 GAL - EF 0.74 | Federal Standard 2015 Condensing Water Heater > 55 GAL - EF 0.74 | Federal Standard 2015 Condensing Water Heater > 55 GAL - EF 0.74 | Federal Standard 2015 Condensing Water Heater > 55 GAL - EF 0.74 | Federal Standard 2015 Condensing Water Heater > 55 GAL - EF 0.74 | Federal Standard 2015 Condensing Water Heater > 55 GAL - EF 0.74 | Federal Standard 2015 Condensing Water Heater > 55 GAL - EF 0.74 | Federal Standard 2015 Condensing Water Heater > 55 GAL - EF 0.74 | Federal Standard 2015 Condensing Water Heater > 55 GAL - EF 0.74 | Federal Standard 2015 Condensing Water Heater > 55 GAL - EF 0.74 | Federal Standard 2015 Condensing Water Heater > 55 GAL - EF 0.74 | Federal Standard 2015 Condensing Water Heater > 55 GAL - EF 0.74 | Federal Standard 2015 Condensing Water Heater > 55 GAL - EF 0.74 | Federal Standard 2015 Condensing Water Heater > 55 GAL - EF 0.74 | Federal Standard 2015 Condensing Water Heater > 55 GAL - EF 0.74 | Federal Standard 2015 Condensing Water Heater > 55 GAL - EF 0.74 | Federal Standard 2015 Condensing Water Heater > 55 GAL - EF 0.74
Kittitas CountyManufactured - Highly Impacted | Kittitas CountyManufactured - Highly ImpactedWater Heat GT 55 Gal | Kittitas County | Manufactured - Highly Impacted | Water Heat GT 55 Gal | Federal Standard 2015 Condensing Water Heater > 55 GAL - EF 0.74 | Federal Standard 2015 Condensing Water Heater > 55 GAL - EF 0.74 | Federal Standard 2015 Condensing Water Heater > 55 GAL - EF 0.74 | Federal Standard 2015 Condensing Water Heater > 55 GAL - EF 0.74 | Federal Standard 2015 Condensing Water Heater > 55 GAL - EF 0.74 | Federal Standard 2015 Condensing Water Heater > 55 GAL - EF 0.74 | Federal Standard 2015 Condensing Water Heater > 55 GAL - EF 0.74 | Federal Standard 2015 Condensing Water Heater > 55 GAL - EF 0.74 | Federal Standard 2015 Condensing Water Heater > 55 GAL - EF 0.74 | Federal Standard 2015 Condensing Water Heater > 55 GAL - EF 0.74 | Federal Standard 2015 Condensing Water Heater > 55 GAL - EF 0.74 | Federal Standard 2015 Condensing Water Heater > 55 GAL - EF 0.74 | Federal Standard 2015 Condensing Water Heater > 55 GAL - EF 0.74 | Federal Standard 2015 Condensing Water Heater > 55 GAL - EF 0.74 | Federal Standard 2015 Condensing Water Heater > 55 GAL - EF 0.74 | Federal Standard 2015 Condensing Water Heater > 55 GAL - EF 0.74 | Federal Standard 2015 Condensing Water Heater > 55 GAL - EF 0.74 | Federal Standard 2015 Condensing Water Heater > 55 GAL - EF 0.74 | Federal Standard 2015 Condensing Water Heater > 55 GAL - EF 0.74 | Federal Standard 2015 Condensing Water Heater > 55 GAL - EF 0.74 | Federal Standard 2015 Condensing Water Heater > 55 GAL - EF 0.74 | Federal Standard 2015 Condensing Water Heater > 55 GAL - EF 0.74 | Federal Standard 2015 Condensing Water Heater > 55 GAL - EF 0.74 | Federal Standard 2015 Condensing Water Heater > 55 GAL - EF 0.74 | Federal Standard 2015 Condensing Water Heater > 55 GAL - EF 0.74 | Federal Standard 2015 Condensing Water Heater > 55 GAL - EF 0.74 | Federal Standard 2015 Condensing Water Heater > 55 GAL - EF 0.74
Kittitas CountyMultifamily | Kittitas CountyMultifamilyWater Heat GT 55 Gal | Kittitas County | Multifamily | Water Heat GT 55 Gal | Federal Standard 2015 Condensing Water Heater > 55 GAL - EF 0.74 | Federal Standard 2015 Condensing Water Heater > 55 GAL - EF 0.74 | Federal Standard 2015 Condensing Water Heater > 55 GAL - EF 0.74 | Federal Standard 2015 Condensing Water Heater > 55 GAL - EF 0.74 | Federal Standard 2015 Condensing Water Heater > 55 GAL - EF 0.74 | Federal Standard 2015 Condensing Water Heater > 55 GAL - EF 0.74 | Federal Standard 2015 Condensing Water Heater > 55 GAL - EF 0.74 | Federal Standard 2015 Condensing Water Heater > 55 GAL - EF 0.74 | Federal Standard 2015 Condensing Water Heater > 55 GAL - EF 0.74 | Federal Standard 2015 Condensing Water Heater > 55 GAL - EF 0.74 | Federal Standard 2015 Condensing Water Heater > 55 GAL - EF 0.74 | Federal Standard 2015 Condensing Water Heater > 55 GAL - EF 0.74 | Federal Standard 2015 Condensing Water Heater > 55 GAL - EF 0.74 | Federal Standard 2015 Condensing Water Heater > 55 GAL - EF 0.74 | Federal Standard 2015 Condensing Water Heater > 55 GAL - EF 0.74 | Federal Standard 2015 Condensing Water Heater > 55 GAL - EF 0.74 | Federal Standard 2015 Condensing Water Heater > 55 GAL - EF 0.74 | Federal Standard 2015 Condensing Water Heater > 55 GAL - EF 0.74 | Federal Standard 2015 Condensing Water Heater > 55 GAL - EF 0.74 | Federal Standard 2015 Condensing Water Heater > 55 GAL - EF 0.74 | Federal Standard 2015 Condensing Water Heater > 55 GAL - EF 0.74 | Federal Standard 2015 Condensing Water Heater > 55 GAL - EF 0.74 | Federal Standard 2015 Condensing Water Heater > 55 GAL - EF 0.74 | Federal Standard 2015 Condensing Water Heater > 55 GAL - EF 0.74 | Federal Standard 2015 Condensing Water Heater > 55 GAL - EF 0.74 | Federal Standard 2015 Condensing Water Heater > 55 GAL - EF 0.74 | Federal Standard 2015 Condensing Water Heater > 55 GAL - EF 0.74
Kittitas CountyMultifamily - Highly Impacted | Kittitas CountyMultifamily - Highly ImpactedWater Heat GT 55 Gal | Kittitas County | Multifamily - Highly Impacted | Water Heat GT 55 Gal | Federal Standard 2015 Condensing Water Heater > 55 GAL - EF 0.74 | Federal Standard 2015 Condensing Water Heater > 55 GAL - EF 0.74 | Federal Standard 2015 Condensing Water Heater > 55 GAL - EF 0.74 | Federal Standard 2015 Condensing Water Heater > 55 GAL - EF 0.74 | Federal Standard 2015 Condensing Water Heater > 55 GAL - EF 0.74 | Federal Standard 2015 Condensing Water Heater > 55 GAL - EF 0.74 | Federal Standard 2015 Condensing Water Heater > 55 GAL - EF 0.74 | Federal Standard 2015 Condensing Water Heater > 55 GAL - EF 0.74 | Federal Standard 2015 Condensing Water Heater > 55 GAL - EF 0.74 | Federal Standard 2015 Condensing Water Heater > 55 GAL - EF 0.74 | Federal Standard 2015 Condensing Water Heater > 55 GAL - EF 0.74 | Federal Standard 2015 Condensing Water Heater > 55 GAL - EF 0.74 | Federal Standard 2015 Condensing Water Heater > 55 GAL - EF 0.74 | Federal Standard 2015 Condensing Water Heater > 55 GAL - EF 0.74 | Federal Standard 2015 Condensing Water Heater > 55 GAL - EF 0.74 | Federal Standard 2015 Condensing Water Heater > 55 GAL - EF 0.74 | Federal Standard 2015 Condensing Water Heater > 55 GAL - EF 0.74 | Federal Standard 2015 Condensing Water Heater > 55 GAL - EF 0.74 | Federal Standard 2015 Condensing Water Heater > 55 GAL - EF 0.74 | Federal Standard 2015 Condensing Water Heater > 55 GAL - EF 0.74 | Federal Standard 2015 Condensing Water Heater > 55 GAL - EF 0.74 | Federal Standard 2015 Condensing Water Heater > 55 GAL - EF 0.74 | Federal Standard 2015 Condensing Water Heater > 55 GAL - EF 0.74 | Federal Standard 2015 Condensing Water Heater > 55 GAL - EF 0.74 | Federal Standard 2015 Condensing Water Heater > 55 GAL - EF 0.74 | Federal Standard 2015 Condensing Water Heater > 55 GAL - EF 0.74 | Federal Standard 2015 Condensing Water Heater > 55 GAL - EF 0.74
Kittitas CountySingle Family | Kittitas CountySingle FamilyWater Heat GT 55 Gal | Kittitas County | Single Family | Water Heat GT 55 Gal | Federal Standard 2015 Condensing Water Heater > 55 GAL - EF 0.74 | Federal Standard 2015 Condensing Water Heater > 55 GAL - EF 0.74 | Federal Standard 2015 Condensing Water Heater > 55 GAL - EF 0.74 | Federal Standard 2015 Condensing Water Heater > 55 GAL - EF 0.74 | Federal Standard 2015 Condensing Water Heater > 55 GAL - EF 0.74 | Federal Standard 2015 Condensing Water Heater > 55 GAL - EF 0.74 | Federal Standard 2015 Condensing Water Heater > 55 GAL - EF 0.74 | Federal Standard 2015 Condensing Water Heater > 55 GAL - EF 0.74 | Federal Standard 2015 Condensing Water Heater > 55 GAL - EF 0.74 | Federal Standard 2015 Condensing Water Heater > 55 GAL - EF 0.74 | Federal Standard 2015 Condensing Water Heater > 55 GAL - EF 0.74 | Federal Standard 2015 Condensing Water Heater > 55 GAL - EF 0.74 | Federal Standard 2015 Condensing Water Heater > 55 GAL - EF 0.74 | Federal Standard 2015 Condensing Water Heater > 55 GAL - EF 0.74 | Federal Standard 2015 Condensing Water Heater > 55 GAL - EF 0.74 | Federal Standard 2015 Condensing Water Heater > 55 GAL - EF 0.74 | Federal Standard 2015 Condensing Water Heater > 55 GAL - EF 0.74 | Federal Standard 2015 Condensing Water Heater > 55 GAL - EF 0.74 | Federal Standard 2015 Condensing Water Heater > 55 GAL - EF 0.74 | Federal Standard 2015 Condensing Water Heater > 55 GAL - EF 0.74 | Federal Standard 2015 Condensing Water Heater > 55 GAL - EF 0.74 | Federal Standard 2015 Condensing Water Heater > 55 GAL - EF 0.74 | Federal Standard 2015 Condensing Water Heater > 55 GAL - EF 0.74 | Federal Standard 2015 Condensing Water Heater > 55 GAL - EF 0.74 | Federal Standard 2015 Condensing Water Heater > 55 GAL - EF 0.74 | Federal Standard 2015 Condensing Water Heater > 55 GAL - EF 0.74 | Federal Standard 2015 Condensing Water Heater > 55 GAL - EF 0.74
Kittitas CountySingle Family - Highly Impacted | Kittitas CountySingle Family - Highly ImpactedWater Heat GT 55 Gal | Kittitas County | Single Family - Highly Impacted | Water Heat GT 55 Gal | Federal Standard 2015 Condensing Water Heater > 55 GAL - EF 0.74 | Federal Standard 2015 Condensing Water Heater > 55 GAL - EF 0.74 | Federal Standard 2015 Condensing Water Heater > 55 GAL - EF 0.74 | Federal Standard 2015 Condensing Water Heater > 55 GAL - EF 0.74 | Federal Standard 2015 Condensing Water Heater > 55 GAL - EF 0.74 | Federal Standard 2015 Condensing Water Heater > 55 GAL - EF 0.74 | Federal Standard 2015 Condensing Water Heater > 55 GAL - EF 0.74 | Federal Standard 2015 Condensing Water Heater > 55 GAL - EF 0.74 | Federal Standard 2015 Condensing Water Heater > 55 GAL - EF 0.74 | Federal Standard 2015 Condensing Water Heater > 55 GAL - EF 0.74 | Federal Standard 2015 Condensing Water Heater > 55 GAL - EF 0.74 | Federal Standard 2015 Condensing Water Heater > 55 GAL - EF 0.74 | Federal Standard 2015 Condensing Water Heater > 55 GAL - EF 0.74 | Federal Standard 2015 Condensing Water Heater > 55 GAL - EF 0.74 | Federal Standard 2015 Condensing Water Heater > 55 GAL - EF 0.74 | Federal Standard 2015 Condensing Water Heater > 55 GAL - EF 0.74 | Federal Standard 2015 Condensing Water Heater > 55 GAL - EF 0.74 | Federal Standard 2015 Condensing Water Heater > 55 GAL - EF 0.74 | Federal Standard 2015 Condensing Water Heater > 55 GAL - EF 0.74 | Federal Standard 2015 Condensing Water Heater > 55 GAL - EF 0.74 | Federal Standard 2015 Condensing Water Heater > 55 GAL - EF 0.74 | Federal Standard 2015 Condensing Water Heater > 55 GAL - EF 0.74 | Federal Standard 2015 Condensing Water Heater > 55 GAL - EF 0.74 | Federal Standard 2015 Condensing Water Heater > 55 GAL - EF 0.74 | Federal Standard 2015 Condensing Water Heater > 55 GAL - EF 0.74 | Federal Standard 2015 Condensing Water Heater > 55 GAL - EF 0.74 | Federal Standard 2015 Condensing Water Heater > 55 GAL - EF 0.74
Kittitas CountyManufactured | Kittitas CountyManufacturedWater Heat LE 55 Gal | Kittitas County | Manufactured | Water Heat LE 55 Gal | Federal Standard 2015 Storage Water Heater ≤ 55 GAL - EF 0.62 | Federal Standard 2015 Storage Water Heater ≤ 55 GAL - EF 0.62 | Federal Standard 2015 Storage Water Heater ≤ 55 GAL - EF 0.62 | Federal Standard 2015 Storage Water Heater ≤ 55 GAL - EF 0.62 | Federal Standard 2015 Storage Water Heater ≤ 55 GAL - EF 0.62 | Federal Standard 2015 Storage Water Heater ≤ 55 GAL - EF 0.62 | Federal Standard 2015 Storage Water Heater ≤ 55 GAL - EF 0.62 | Federal Standard 2015 Storage Water Heater ≤ 55 GAL - EF 0.62 | Federal Standard 2015 Storage Water Heater ≤ 55 GAL - EF 0.62 | Federal Standard 2015 Storage Water Heater ≤ 55 GAL - EF 0.62 | Federal Standard 2015 Storage Water Heater ≤ 55 GAL - EF 0.62 | Federal Standard 2015 Storage Water Heater ≤ 55 GAL - EF 0.62 | Federal Standard 2015 Storage Water Heater ≤ 55 GAL - EF 0.62 | Federal Standard 2015 Storage Water Heater ≤ 55 GAL - EF 0.62 | Federal Standard 2015 Storage Water Heater ≤ 55 GAL - EF 0.62 | Federal Standard 2015 Storage Water Heater ≤ 55 GAL - EF 0.62 | Federal Standard 2015 Storage Water Heater ≤ 55 GAL - EF 0.62 | Federal Standard 2015 Storage Water Heater ≤ 55 GAL - EF 0.62 | Federal Standard 2015 Storage Water Heater ≤ 55 GAL - EF 0.62 | Federal Standard 2015 Storage Water Heater ≤ 55 GAL - EF 0.62 | Federal Standard 2015 Storage Water Heater ≤ 55 GAL - EF 0.62 | Federal Standard 2015 Storage Water Heater ≤ 55 GAL - EF 0.62 | Federal Standard 2015 Storage Water Heater ≤ 55 GAL - EF 0.62 | Federal Standard 2015 Storage Water Heater ≤ 55 GAL - EF 0.62 | Federal Standard 2015 Storage Water Heater ≤ 55 GAL - EF 0.62 | Federal Standard 2015 Storage Water Heater ≤ 55 GAL - EF 0.62 | Federal Standard 2015 Storage Water Heater ≤ 55 GAL - EF 0.62
Kittitas CountyManufactured - Highly Impacted | Kittitas CountyManufactured - Highly ImpactedWater Heat LE 55 Gal | Kittitas County | Manufactured - Highly Impacted | Water Heat LE 55 Gal | Federal Standard 2015 Storage Water Heater ≤ 55 GAL - EF 0.62 | Federal Standard 2015 Storage Water Heater ≤ 55 GAL - EF 0.62 | Federal Standard 2015 Storage Water Heater ≤ 55 GAL - EF 0.62 | Federal Standard 2015 Storage Water Heater ≤ 55 GAL - EF 0.62 | Federal Standard 2015 Storage Water Heater ≤ 55 GAL - EF 0.62 | Federal Standard 2015 Storage Water Heater ≤ 55 GAL - EF 0.62 | Federal Standard 2015 Storage Water Heater ≤ 55 GAL - EF 0.62 | Federal Standard 2015 Storage Water Heater ≤ 55 GAL - EF 0.62 | Federal Standard 2015 Storage Water Heater ≤ 55 GAL - EF 0.62 | Federal Standard 2015 Storage Water Heater ≤ 55 GAL - EF 0.62 | Federal Standard 2015 Storage Water Heater ≤ 55 GAL - EF 0.62 | Federal Standard 2015 Storage Water Heater ≤ 55 GAL - EF 0.62 | Federal Standard 2015 Storage Water Heater ≤ 55 GAL - EF 0.62 | Federal Standard 2015 Storage Water Heater ≤ 55 GAL - EF 0.62 | Federal Standard 2015 Storage Water Heater ≤ 55 GAL - EF 0.62 | Federal Standard 2015 Storage Water Heater ≤ 55 GAL - EF 0.62 | Federal Standard 2015 Storage Water Heater ≤ 55 GAL - EF 0.62 | Federal Standard 2015 Storage Water Heater ≤ 55 GAL - EF 0.62 | Federal Standard 2015 Storage Water Heater ≤ 55 GAL - EF 0.62 | Federal Standard 2015 Storage Water Heater ≤ 55 GAL - EF 0.62 | Federal Standard 2015 Storage Water Heater ≤ 55 GAL - EF 0.62 | Federal Standard 2015 Storage Water Heater ≤ 55 GAL - EF 0.62 | Federal Standard 2015 Storage Water Heater ≤ 55 GAL - EF 0.62 | Federal Standard 2015 Storage Water Heater ≤ 55 GAL - EF 0.62 | Federal Standard 2015 Storage Water Heater ≤ 55 GAL - EF 0.62 | Federal Standard 2015 Storage Water Heater ≤ 55 GAL - EF 0.62 | Federal Standard 2015 Storage Water Heater ≤ 55 GAL - EF 0.62
Kittitas CountyMultifamily | Kittitas CountyMultifamilyWater Heat LE 55 Gal | Kittitas County | Multifamily | Water Heat LE 55 Gal | Federal Standard 2015 Storage Water Heater ≤ 55 GAL - EF 0.62 | Federal Standard 2015 Storage Water Heater ≤ 55 GAL - EF 0.62 | Federal Standard 2015 Storage Water Heater ≤ 55 GAL - EF 0.62 | Federal Standard 2015 Storage Water Heater ≤ 55 GAL - EF 0.62 | Federal Standard 2015 Storage Water Heater ≤ 55 GAL - EF 0.62 | Federal Standard 2015 Storage Water Heater ≤ 55 GAL - EF 0.62 | Federal Standard 2015 Storage Water Heater ≤ 55 GAL - EF 0.62 | Federal Standard 2015 Storage Water Heater ≤ 55 GAL - EF 0.62 | Federal Standard 2015 Storage Water Heater ≤ 55 GAL - EF 0.62 | Federal Standard 2015 Storage Water Heater ≤ 55 GAL - EF 0.62 | Federal Standard 2015 Storage Water Heater ≤ 55 GAL - EF 0.62 | Federal Standard 2015 Storage Water Heater ≤ 55 GAL - EF 0.62 | Federal Standard 2015 Storage Water Heater ≤ 55 GAL - EF 0.62 | Federal Standard 2015 Storage Water Heater ≤ 55 GAL - EF 0.62 | Federal Standard 2015 Storage Water Heater ≤ 55 GAL - EF 0.62 | Federal Standard 2015 Storage Water Heater ≤ 55 GAL - EF 0.62 | Federal Standard 2015 Storage Water Heater ≤ 55 GAL - EF 0.62 | Federal Standard 2015 Storage Water Heater ≤ 55 GAL - EF 0.62 | Federal Standard 2015 Storage Water Heater ≤ 55 GAL - EF 0.62 | Federal Standard 2015 Storage Water Heater ≤ 55 GAL - EF 0.62 | Federal Standard 2015 Storage Water Heater ≤ 55 GAL - EF 0.62 | Federal Standard 2015 Storage Water Heater ≤ 55 GAL - EF 0.62 | Federal Standard 2015 Storage Water Heater ≤ 55 GAL - EF 0.62 | Federal Standard 2015 Storage Water Heater ≤ 55 GAL - EF 0.62 | Federal Standard 2015 Storage Water Heater ≤ 55 GAL - EF 0.62 | Federal Standard 2015 Storage Water Heater ≤ 55 GAL - EF 0.62 | Federal Standard 2015 Storage Water Heater ≤ 55 GAL - EF 0.62
Kittitas CountyMultifamily - Highly Impacted | Kittitas CountyMultifamily - Highly ImpactedWater Heat LE 55 Gal | Kittitas County | Multifamily - Highly Impacted | Water Heat LE 55 Gal | Federal Standard 2015 Storage Water Heater ≤ 55 GAL - EF 0.62 | Federal Standard 2015 Storage Water Heater ≤ 55 GAL - EF 0.62 | Federal Standard 2015 Storage Water Heater ≤ 55 GAL - EF 0.62 | Federal Standard 2015 Storage Water Heater ≤ 55 GAL - EF 0.62 | Federal Standard 2015 Storage Water Heater ≤ 55 GAL - EF 0.62 | Federal Standard 2015 Storage Water Heater ≤ 55 GAL - EF 0.62 | Federal Standard 2015 Storage Water Heater ≤ 55 GAL - EF 0.62 | Federal Standard 2015 Storage Water Heater ≤ 55 GAL - EF 0.62 | Federal Standard 2015 Storage Water Heater ≤ 55 GAL - EF 0.62 | Federal Standard 2015 Storage Water Heater ≤ 55 GAL - EF 0.62 | Federal Standard 2015 Storage Water Heater ≤ 55 GAL - EF 0.62 | Federal Standard 2015 Storage Water Heater ≤ 55 GAL - EF 0.62 | Federal Standard 2015 Storage Water Heater ≤ 55 GAL - EF 0.62 | Federal Standard 2015 Storage Water Heater ≤ 55 GAL - EF 0.62 | Federal Standard 2015 Storage Water Heater ≤ 55 GAL - EF 0.62 | Federal Standard 2015 Storage Water Heater ≤ 55 GAL - EF 0.62 | Federal Standard 2015 Storage Water Heater ≤ 55 GAL - EF 0.62 | Federal Standard 2015 Storage Water Heater ≤ 55 GAL - EF 0.62 | Federal Standard 2015 Storage Water Heater ≤ 55 GAL - EF 0.62 | Federal Standard 2015 Storage Water Heater ≤ 55 GAL - EF 0.62 | Federal Standard 2015 Storage Water Heater ≤ 55 GAL - EF 0.62 | Federal Standard 2015 Storage Water Heater ≤ 55 GAL - EF 0.62 | Federal Standard 2015 Storage Water Heater ≤ 55 GAL - EF 0.62 | Federal Standard 2015 Storage Water Heater ≤ 55 GAL - EF 0.62 | Federal Standard 2015 Storage Water Heater ≤ 55 GAL - EF 0.62 | Federal Standard 2015 Storage Water Heater ≤ 55 GAL - EF 0.62 | Federal Standard 2015 Storage Water Heater ≤ 55 GAL - EF 0.62
Kittitas CountySingle Family | Kittitas CountySingle FamilyWater Heat LE 55 Gal | Kittitas County | Single Family | Water Heat LE 55 Gal | Federal Standard 2015 Storage Water Heater ≤ 55 GAL - EF 0.62 | Federal Standard 2015 Storage Water Heater ≤ 55 GAL - EF 0.62 | Federal Standard 2015 Storage Water Heater ≤ 55 GAL - EF 0.62 | Federal Standard 2015 Storage Water Heater ≤ 55 GAL - EF 0.62 | Federal Standard 2015 Storage Water Heater ≤ 55 GAL - EF 0.62 | Federal Standard 2015 Storage Water Heater ≤ 55 GAL - EF 0.62 | Federal Standard 2015 Storage Water Heater ≤ 55 GAL - EF 0.62 | Federal Standard 2015 Storage Water Heater ≤ 55 GAL - EF 0.62 | Federal Standard 2015 Storage Water Heater ≤ 55 GAL - EF 0.62 | Federal Standard 2015 Storage Water Heater ≤ 55 GAL - EF 0.62 | Federal Standard 2015 Storage Water Heater ≤ 55 GAL - EF 0.62 | Federal Standard 2015 Storage Water Heater ≤ 55 GAL - EF 0.62 | Federal Standard 2015 Storage Water Heater ≤ 55 GAL - EF 0.62 | Federal Standard 2015 Storage Water Heater ≤ 55 GAL - EF 0.62 | Federal Standard 2015 Storage Water Heater ≤ 55 GAL - EF 0.62 | Federal Standard 2015 Storage Water Heater ≤ 55 GAL - EF 0.62 | Federal Standard 2015 Storage Water Heater ≤ 55 GAL - EF 0.62 | Federal Standard 2015 Storage Water Heater ≤ 55 GAL - EF 0.62 | Federal Standard 2015 Storage Water Heater ≤ 55 GAL - EF 0.62 | Federal Standard 2015 Storage Water Heater ≤ 55 GAL - EF 0.62 | Federal Standard 2015 Storage Water Heater ≤ 55 GAL - EF 0.62 | Federal Standard 2015 Storage Water Heater ≤ 55 GAL - EF 0.62 | Federal Standard 2015 Storage Water Heater ≤ 55 GAL - EF 0.62 | Federal Standard 2015 Storage Water Heater ≤ 55 GAL - EF 0.62 | Federal Standard 2015 Storage Water Heater ≤ 55 GAL - EF 0.62 | Federal Standard 2015 Storage Water Heater ≤ 55 GAL - EF 0.62 | Federal Standard 2015 Storage Water Heater ≤ 55 GAL - EF 0.62
Kittitas CountySingle Family - Highly Impacted | Kittitas CountySingle Family - Highly ImpactedWater Heat LE 55 Gal | Kittitas County | Single Family - Highly Impacted | Water Heat LE 55 Gal | Federal Standard 2015 Storage Water Heater ≤ 55 GAL - EF 0.62 | Federal Standard 2015 Storage Water Heater ≤ 55 GAL - EF 0.62 | Federal Standard 2015 Storage Water Heater ≤ 55 GAL - EF 0.62 | Federal Standard 2015 Storage Water Heater ≤ 55 GAL - EF 0.62 | Federal Standard 2015 Storage Water Heater ≤ 55 GAL - EF 0.62 | Federal Standard 2015 Storage Water Heater ≤ 55 GAL - EF 0.62 | Federal Standard 2015 Storage Water Heater ≤ 55 GAL - EF 0.62 | Federal Standard 2015 Storage Water Heater ≤ 55 GAL - EF 0.62 | Federal Standard 2015 Storage Water Heater ≤ 55 GAL - EF 0.62 | Federal Standard 2015 Storage Water Heater ≤ 55 GAL - EF 0.62 | Federal Standard 2015 Storage Water Heater ≤ 55 GAL - EF 0.62 | Federal Standard 2015 Storage Water Heater ≤ 55 GAL - EF 0.62 | Federal Standard 2015 Storage Water Heater ≤ 55 GAL - EF 0.62 | Federal Standard 2015 Storage Water Heater ≤ 55 GAL - EF 0.62 | Federal Standard 2015 Storage Water Heater ≤ 55 GAL - EF 0.62 | Federal Standard 2015 Storage Water Heater ≤ 55 GAL - EF 0.62 | Federal Standard 2015 Storage Water Heater ≤ 55 GAL - EF 0.62 | Federal Standard 2015 Storage Water Heater ≤ 55 GAL - EF 0.62 | Federal Standard 2015 Storage Water Heater ≤ 55 GAL - EF 0.62 | Federal Standard 2015 Storage Water Heater ≤ 55 GAL - EF 0.62 | Federal Standard 2015 Storage Water Heater ≤ 55 GAL - EF 0.62 | Federal Standard 2015 Storage Water Heater ≤ 55 GAL - EF 0.62 | Federal Standard 2015 Storage Water Heater ≤ 55 GAL - EF 0.62 | Federal Standard 2015 Storage Water Heater ≤ 55 GAL - EF 0.62 | Federal Standard 2015 Storage Water Heater ≤ 55 GAL - EF 0.62 | Federal Standard 2015 Storage Water Heater ≤ 55 GAL - EF 0.62 | Federal Standard 2015 Storage Water Heater ≤ 55 GAL - EF 0.62
Lewis CountyManufactured | Lewis CountyManufacturedCooking Oven | Lewis County | Manufactured | Cooking Oven | Federal Standard 2012 Cooking Oven | Federal Standard 2012 Cooking Oven | Federal Standard 2012 Cooking Oven | Federal Standard 2012 Cooking Oven | Federal Standard 2012 Cooking Oven | Federal Standard 2012 Cooking Oven | Federal Standard 2012 Cooking Oven | Federal Standard 2012 Cooking Oven | Federal Standard 2012 Cooking Oven | Federal Standard 2012 Cooking Oven | Federal Standard 2012 Cooking Oven | Federal Standard 2012 Cooking Oven | Federal Standard 2012 Cooking Oven | Federal Standard 2012 Cooking Oven | Federal Standard 2012 Cooking Oven | Federal Standard 2012 Cooking Oven | Federal Standard 2012 Cooking Oven | Federal Standard 2012 Cooking Oven | Federal Standard 2012 Cooking Oven | Federal Standard 2012 Cooking Oven | Federal Standard 2012 Cooking Oven | Federal Standard 2012 Cooking Oven | Federal Standard 2012 Cooking Oven | Federal Standard 2012 Cooking Oven | Federal Standard 2012 Cooking Oven | Federal Standard 2012 Cooking Oven | Federal Standard 2012 Cooking Oven
Lewis CountyManufactured - Highly Impacted | Lewis CountyManufactured - Highly ImpactedCooking Oven | Lewis County | Manufactured - Highly Impacted | Cooking Oven | Federal Standard 2012 Cooking Oven | Federal Standard 2012 Cooking Oven | Federal Standard 2012 Cooking Oven | Federal Standard 2012 Cooking Oven | Federal Standard 2012 Cooking Oven | Federal Standard 2012 Cooking Oven | Federal Standard 2012 Cooking Oven | Federal Standard 2012 Cooking Oven | Federal Standard 2012 Cooking Oven | Federal Standard 2012 Cooking Oven | Federal Standard 2012 Cooking Oven | Federal Standard 2012 Cooking Oven | Federal Standard 2012 Cooking Oven | Federal Standard 2012 Cooking Oven | Federal Standard 2012 Cooking Oven | Federal Standard 2012 Cooking Oven | Federal Standard 2012 Cooking Oven | Federal Standard 2012 Cooking Oven | Federal Standard 2012 Cooking Oven | Federal Standard 2012 Cooking Oven | Federal Standard 2012 Cooking Oven | Federal Standard 2012 Cooking Oven | Federal Standard 2012 Cooking Oven | Federal Standard 2012 Cooking Oven | Federal Standard 2012 Cooking Oven | Federal Standard 2012 Cooking Oven | Federal Standard 2012 Cooking Oven
Lewis CountyMultifamily | Lewis CountyMultifamilyCooking Oven | Lewis County | Multifamily | Cooking Oven | Federal Standard 2012 Cooking Oven | Federal Standard 2012 Cooking Oven | Federal Standard 2012 Cooking Oven | Federal Standard 2012 Cooking Oven | Federal Standard 2012 Cooking Oven | Federal Standard 2012 Cooking Oven | Federal Standard 2012 Cooking Oven | Federal Standard 2012 Cooking Oven | Federal Standard 2012 Cooking Oven | Federal Standard 2012 Cooking Oven | Federal Standard 2012 Cooking Oven | Federal Standard 2012 Cooking Oven | Federal Standard 2012 Cooking Oven | Federal Standard 2012 Cooking Oven | Federal Standard 2012 Cooking Oven | Federal Standard 2012 Cooking Oven | Federal Standard 2012 Cooking Oven | Federal Standard 2012 Cooking Oven | Federal Standard 2012 Cooking Oven | Federal Standard 2012 Cooking Oven | Federal Standard 2012 Cooking Oven | Federal Standard 2012 Cooking Oven | Federal Standard 2012 Cooking Oven | Federal Standard 2012 Cooking Oven | Federal Standard 2012 Cooking Oven | Federal Standard 2012 Cooking Oven | Federal Standard 2012 Cooking Oven
Lewis CountyMultifamily - Highly Impacted | Lewis CountyMultifamily - Highly ImpactedCooking Oven | Lewis County | Multifamily - Highly Impacted | Cooking Oven | Federal Standard 2012 Cooking Oven | Federal Standard 2012 Cooking Oven | Federal Standard 2012 Cooking Oven | Federal Standard 2012 Cooking Oven | Federal Standard 2012 Cooking Oven | Federal Standard 2012 Cooking Oven | Federal Standard 2012 Cooking Oven | Federal Standard 2012 Cooking Oven | Federal Standard 2012 Cooking Oven | Federal Standard 2012 Cooking Oven | Federal Standard 2012 Cooking Oven | Federal Standard 2012 Cooking Oven | Federal Standard 2012 Cooking Oven | Federal Standard 2012 Cooking Oven | Federal Standard 2012 Cooking Oven | Federal Standard 2012 Cooking Oven | Federal Standard 2012 Cooking Oven | Federal Standard 2012 Cooking Oven | Federal Standard 2012 Cooking Oven | Federal Standard 2012 Cooking Oven | Federal Standard 2012 Cooking Oven | Federal Standard 2012 Cooking Oven | Federal Standard 2012 Cooking Oven | Federal Standard 2012 Cooking Oven | Federal Standard 2012 Cooking Oven | Federal Standard 2012 Cooking Oven | Federal Standard 2012 Cooking Oven
Lewis CountySingle Family | Lewis CountySingle FamilyCooking Oven | Lewis County | Single Family | Cooking Oven | Federal Standard 2012 Cooking Oven | Federal Standard 2012 Cooking Oven | Federal Standard 2012 Cooking Oven | Federal Standard 2012 Cooking Oven | Federal Standard 2012 Cooking Oven | Federal Standard 2012 Cooking Oven | Federal Standard 2012 Cooking Oven | Federal Standard 2012 Cooking Oven | Federal Standard 2012 Cooking Oven | Federal Standard 2012 Cooking Oven | Federal Standard 2012 Cooking Oven | Federal Standard 2012 Cooking Oven | Federal Standard 2012 Cooking Oven | Federal Standard 2012 Cooking Oven | Federal Standard 2012 Cooking Oven | Federal Standard 2012 Cooking Oven | Federal Standard 2012 Cooking Oven | Federal Standard 2012 Cooking Oven | Federal Standard 2012 Cooking Oven | Federal Standard 2012 Cooking Oven | Federal Standard 2012 Cooking Oven | Federal Standard 2012 Cooking Oven | Federal Standard 2012 Cooking Oven | Federal Standard 2012 Cooking Oven | Federal Standard 2012 Cooking Oven | Federal Standard 2012 Cooking Oven | Federal Standard 2012 Cooking Oven
Lewis CountySingle Family - Highly Impacted | Lewis CountySingle Family - Highly ImpactedCooking Oven | Lewis County | Single Family - Highly Impacted | Cooking Oven | Federal Standard 2012 Cooking Oven | Federal Standard 2012 Cooking Oven | Federal Standard 2012 Cooking Oven | Federal Standard 2012 Cooking Oven | Federal Standard 2012 Cooking Oven | Federal Standard 2012 Cooking Oven | Federal Standard 2012 Cooking Oven | Federal Standard 2012 Cooking Oven | Federal Standard 2012 Cooking Oven | Federal Standard 2012 Cooking Oven | Federal Standard 2012 Cooking Oven | Federal Standard 2012 Cooking Oven | Federal Standard 2012 Cooking Oven | Federal Standard 2012 Cooking Oven | Federal Standard 2012 Cooking Oven | Federal Standard 2012 Cooking Oven | Federal Standard 2012 Cooking Oven | Federal Standard 2012 Cooking Oven | Federal Standard 2012 Cooking Oven | Federal Standard 2012 Cooking Oven | Federal Standard 2012 Cooking Oven | Federal Standard 2012 Cooking Oven | Federal Standard 2012 Cooking Oven | Federal Standard 2012 Cooking Oven | Federal Standard 2012 Cooking Oven | Federal Standard 2012 Cooking Oven | Federal Standard 2012 Cooking Oven
Lewis CountyManufactured | Lewis CountyManufacturedCooking Range | Lewis County | Manufactured | Cooking Range | Federal Standard 2012 Cooking Range | Federal Standard 2012 Cooking Range | Federal Standard 2012 Cooking Range | Federal Standard 2012 Cooking Range | Federal Standard 2012 Cooking Range | Federal Standard 2012 Cooking Range | Federal Standard 2012 Cooking Range | Federal Standard 2012 Cooking Range | Federal Standard 2012 Cooking Range | Federal Standard 2012 Cooking Range | Federal Standard 2012 Cooking Range | Federal Standard 2012 Cooking Range | Federal Standard 2012 Cooking Range | Federal Standard 2012 Cooking Range | Federal Standard 2012 Cooking Range | Federal Standard 2012 Cooking Range | Federal Standard 2012 Cooking Range | Federal Standard 2012 Cooking Range | Federal Standard 2012 Cooking Range | Federal Standard 2012 Cooking Range | Federal Standard 2012 Cooking Range | Federal Standard 2012 Cooking Range | Federal Standard 2012 Cooking Range | Federal Standard 2012 Cooking Range | Federal Standard 2012 Cooking Range | Federal Standard 2012 Cooking Range | Federal Standard 2012 Cooking Range
Lewis CountyManufactured - Highly Impacted | Lewis CountyManufactured - Highly ImpactedCooking Range | Lewis County | Manufactured - Highly Impacted | Cooking Range | Federal Standard 2012 Cooking Range | Federal Standard 2012 Cooking Range | Federal Standard 2012 Cooking Range | Federal Standard 2012 Cooking Range | Federal Standard 2012 Cooking Range | Federal Standard 2012 Cooking Range | Federal Standard 2012 Cooking Range | Federal Standard 2012 Cooking Range | Federal Standard 2012 Cooking Range | Federal Standard 2012 Cooking Range | Federal Standard 2012 Cooking Range | Federal Standard 2012 Cooking Range | Federal Standard 2012 Cooking Range | Federal Standard 2012 Cooking Range | Federal Standard 2012 Cooking Range | Federal Standard 2012 Cooking Range | Federal Standard 2012 Cooking Range | Federal Standard 2012 Cooking Range | Federal Standard 2012 Cooking Range | Federal Standard 2012 Cooking Range | Federal Standard 2012 Cooking Range | Federal Standard 2012 Cooking Range | Federal Standard 2012 Cooking Range | Federal Standard 2012 Cooking Range | Federal Standard 2012 Cooking Range | Federal Standard 2012 Cooking Range | Federal Standard 2012 Cooking Range
Lewis CountyMultifamily | Lewis CountyMultifamilyCooking Range | Lewis County | Multifamily | Cooking Range | Federal Standard 2012 Cooking Range | Federal Standard 2012 Cooking Range | Federal Standard 2012 Cooking Range | Federal Standard 2012 Cooking Range | Federal Standard 2012 Cooking Range | Federal Standard 2012 Cooking Range | Federal Standard 2012 Cooking Range | Federal Standard 2012 Cooking Range | Federal Standard 2012 Cooking Range | Federal Standard 2012 Cooking Range | Federal Standard 2012 Cooking Range | Federal Standard 2012 Cooking Range | Federal Standard 2012 Cooking Range | Federal Standard 2012 Cooking Range | Federal Standard 2012 Cooking Range | Federal Standard 2012 Cooking Range | Federal Standard 2012 Cooking Range | Federal Standard 2012 Cooking Range | Federal Standard 2012 Cooking Range | Federal Standard 2012 Cooking Range | Federal Standard 2012 Cooking Range | Federal Standard 2012 Cooking Range | Federal Standard 2012 Cooking Range | Federal Standard 2012 Cooking Range | Federal Standard 2012 Cooking Range | Federal Standard 2012 Cooking Range | Federal Standard 2012 Cooking Range
Lewis CountyMultifamily - Highly Impacted | Lewis CountyMultifamily - Highly ImpactedCooking Range | Lewis County | Multifamily - Highly Impacted | Cooking Range | Federal Standard 2012 Cooking Range | Federal Standard 2012 Cooking Range | Federal Standard 2012 Cooking Range | Federal Standard 2012 Cooking Range | Federal Standard 2012 Cooking Range | Federal Standard 2012 Cooking Range | Federal Standard 2012 Cooking Range | Federal Standard 2012 Cooking Range | Federal Standard 2012 Cooking Range | Federal Standard 2012 Cooking Range | Federal Standard 2012 Cooking Range | Federal Standard 2012 Cooking Range | Federal Standard 2012 Cooking Range | Federal Standard 2012 Cooking Range | Federal Standard 2012 Cooking Range | Federal Standard 2012 Cooking Range | Federal Standard 2012 Cooking Range | Federal Standard 2012 Cooking Range | Federal Standard 2012 Cooking Range | Federal Standard 2012 Cooking Range | Federal Standard 2012 Cooking Range | Federal Standard 2012 Cooking Range | Federal Standard 2012 Cooking Range | Federal Standard 2012 Cooking Range | Federal Standard 2012 Cooking Range | Federal Standard 2012 Cooking Range | Federal Standard 2012 Cooking Range
Lewis CountySingle Family | Lewis CountySingle FamilyCooking Range | Lewis County | Single Family | Cooking Range | Federal Standard 2012 Cooking Range | Federal Standard 2012 Cooking Range | Federal Standard 2012 Cooking Range | Federal Standard 2012 Cooking Range | Federal Standard 2012 Cooking Range | Federal Standard 2012 Cooking Range | Federal Standard 2012 Cooking Range | Federal Standard 2012 Cooking Range | Federal Standard 2012 Cooking Range | Federal Standard 2012 Cooking Range | Federal Standard 2012 Cooking Range | Federal Standard 2012 Cooking Range | Federal Standard 2012 Cooking Range | Federal Standard 2012 Cooking Range | Federal Standard 2012 Cooking Range | Federal Standard 2012 Cooking Range | Federal Standard 2012 Cooking Range | Federal Standard 2012 Cooking Range | Federal Standard 2012 Cooking Range | Federal Standard 2012 Cooking Range | Federal Standard 2012 Cooking Range | Federal Standard 2012 Cooking Range | Federal Standard 2012 Cooking Range | Federal Standard 2012 Cooking Range | Federal Standard 2012 Cooking Range | Federal Standard 2012 Cooking Range | Federal Standard 2012 Cooking Range
Lewis CountySingle Family - Highly Impacted | Lewis CountySingle Family - Highly ImpactedCooking Range | Lewis County | Single Family - Highly Impacted | Cooking Range | Federal Standard 2012 Cooking Range | Federal Standard 2012 Cooking Range | Federal Standard 2012 Cooking Range | Federal Standard 2012 Cooking Range | Federal Standard 2012 Cooking Range | Federal Standard 2012 Cooking Range | Federal Standard 2012 Cooking Range | Federal Standard 2012 Cooking Range | Federal Standard 2012 Cooking Range | Federal Standard 2012 Cooking Range | Federal Standard 2012 Cooking Range | Federal Standard 2012 Cooking Range | Federal Standard 2012 Cooking Range | Federal Standard 2012 Cooking Range | Federal Standard 2012 Cooking Range | Federal Standard 2012 Cooking Range | Federal Standard 2012 Cooking Range | Federal Standard 2012 Cooking Range | Federal Standard 2012 Cooking Range | Federal Standard 2012 Cooking Range | Federal Standard 2012 Cooking Range | Federal Standard 2012 Cooking Range | Federal Standard 2012 Cooking Range | Federal Standard 2012 Cooking Range | Federal Standard 2012 Cooking Range | Federal Standard 2012 Cooking Range | Federal Standard 2012 Cooking Range
Lewis CountyManufactured | Lewis CountyManufacturedDryer | Lewis County | Manufactured | Dryer | Federal Standard 2015 Dryer - CEF/EF 2.84/3.30 (Gas Dryer) | Federal Standard 2015 Dryer - CEF/EF 2.84/3.30 (Gas Dryer) | Federal Standard 2015 Dryer - CEF/EF 2.84/3.30 (Gas Dryer) | Federal Standard 2015 Dryer - CEF/EF 2.84/3.30 (Gas Dryer) | Federal Standard 2015 Dryer - CEF/EF 2.84/3.30 (Gas Dryer) | Federal Standard 2015 Dryer - CEF/EF 2.84/3.30 (Gas Dryer) | Federal Standard 2015 Dryer - CEF/EF 2.84/3.30 (Gas Dryer) | Federal Standard 2015 Dryer - CEF/EF 2.84/3.30 (Gas Dryer) | Federal Standard 2015 Dryer - CEF/EF 2.84/3.30 (Gas Dryer) | Federal Standard 2015 Dryer - CEF/EF 2.84/3.30 (Gas Dryer) | Federal Standard 2015 Dryer - CEF/EF 2.84/3.30 (Gas Dryer) | Federal Standard 2015 Dryer - CEF/EF 2.84/3.30 (Gas Dryer) | Federal Standard 2015 Dryer - CEF/EF 2.84/3.30 (Gas Dryer) | Federal Standard 2015 Dryer - CEF/EF 2.84/3.30 (Gas Dryer) | Federal Standard 2015 Dryer - CEF/EF 2.84/3.30 (Gas Dryer) | Federal Standard 2015 Dryer - CEF/EF 2.84/3.30 (Gas Dryer) | Federal Standard 2015 Dryer - CEF/EF 2.84/3.30 (Gas Dryer) | Federal Standard 2015 Dryer - CEF/EF 2.84/3.30 (Gas Dryer) | Federal Standard 2015 Dryer - CEF/EF 2.84/3.30 (Gas Dryer) | Federal Standard 2015 Dryer - CEF/EF 2.84/3.30 (Gas Dryer) | Federal Standard 2015 Dryer - CEF/EF 2.84/3.30 (Gas Dryer) | Federal Standard 2015 Dryer - CEF/EF 2.84/3.30 (Gas Dryer) | Federal Standard 2015 Dryer - CEF/EF 2.84/3.30 (Gas Dryer) | Federal Standard 2015 Dryer - CEF/EF 2.84/3.30 (Gas Dryer) | Federal Standard 2015 Dryer - CEF/EF 2.84/3.30 (Gas Dryer) | Federal Standard 2015 Dryer - CEF/EF 2.84/3.30 (Gas Dryer) | Federal Standard 2015 Dryer - CEF/EF 2.84/3.30 (Gas Dryer)
Lewis CountyManufactured - Highly Impacted | Lewis CountyManufactured - Highly ImpactedDryer | Lewis County | Manufactured - Highly Impacted | Dryer | Federal Standard 2015 Dryer - CEF/EF 2.84/3.30 (Gas Dryer) | Federal Standard 2015 Dryer - CEF/EF 2.84/3.30 (Gas Dryer) | Federal Standard 2015 Dryer - CEF/EF 2.84/3.30 (Gas Dryer) | Federal Standard 2015 Dryer - CEF/EF 2.84/3.30 (Gas Dryer) | Federal Standard 2015 Dryer - CEF/EF 2.84/3.30 (Gas Dryer) | Federal Standard 2015 Dryer - CEF/EF 2.84/3.30 (Gas Dryer) | Federal Standard 2015 Dryer - CEF/EF 2.84/3.30 (Gas Dryer) | Federal Standard 2015 Dryer - CEF/EF 2.84/3.30 (Gas Dryer) | Federal Standard 2015 Dryer - CEF/EF 2.84/3.30 (Gas Dryer) | Federal Standard 2015 Dryer - CEF/EF 2.84/3.30 (Gas Dryer) | Federal Standard 2015 Dryer - CEF/EF 2.84/3.30 (Gas Dryer) | Federal Standard 2015 Dryer - CEF/EF 2.84/3.30 (Gas Dryer) | Federal Standard 2015 Dryer - CEF/EF 2.84/3.30 (Gas Dryer) | Federal Standard 2015 Dryer - CEF/EF 2.84/3.30 (Gas Dryer) | Federal Standard 2015 Dryer - CEF/EF 2.84/3.30 (Gas Dryer) | Federal Standard 2015 Dryer - CEF/EF 2.84/3.30 (Gas Dryer) | Federal Standard 2015 Dryer - CEF/EF 2.84/3.30 (Gas Dryer) | Federal Standard 2015 Dryer - CEF/EF 2.84/3.30 (Gas Dryer) | Federal Standard 2015 Dryer - CEF/EF 2.84/3.30 (Gas Dryer) | Federal Standard 2015 Dryer - CEF/EF 2.84/3.30 (Gas Dryer) | Federal Standard 2015 Dryer - CEF/EF 2.84/3.30 (Gas Dryer) | Federal Standard 2015 Dryer - CEF/EF 2.84/3.30 (Gas Dryer) | Federal Standard 2015 Dryer - CEF/EF 2.84/3.30 (Gas Dryer) | Federal Standard 2015 Dryer - CEF/EF 2.84/3.30 (Gas Dryer) | Federal Standard 2015 Dryer - CEF/EF 2.84/3.30 (Gas Dryer) | Federal Standard 2015 Dryer - CEF/EF 2.84/3.30 (Gas Dryer) | Federal Standard 2015 Dryer - CEF/EF 2.84/3.30 (Gas Dryer)
Lewis CountyMultifamily | Lewis CountyMultifamilyDryer | Lewis County | Multifamily | Dryer | Federal Standard 2015 Dryer - CEF/EF 2.84/3.30 (Gas Dryer) | Federal Standard 2015 Dryer - CEF/EF 2.84/3.30 (Gas Dryer) | Federal Standard 2015 Dryer - CEF/EF 2.84/3.30 (Gas Dryer) | Federal Standard 2015 Dryer - CEF/EF 2.84/3.30 (Gas Dryer) | Federal Standard 2015 Dryer - CEF/EF 2.84/3.30 (Gas Dryer) | Federal Standard 2015 Dryer - CEF/EF 2.84/3.30 (Gas Dryer) | Federal Standard 2015 Dryer - CEF/EF 2.84/3.30 (Gas Dryer) | Federal Standard 2015 Dryer - CEF/EF 2.84/3.30 (Gas Dryer) | Federal Standard 2015 Dryer - CEF/EF 2.84/3.30 (Gas Dryer) | Federal Standard 2015 Dryer - CEF/EF 2.84/3.30 (Gas Dryer) | Federal Standard 2015 Dryer - CEF/EF 2.84/3.30 (Gas Dryer) | Federal Standard 2015 Dryer - CEF/EF 2.84/3.30 (Gas Dryer) | Federal Standard 2015 Dryer - CEF/EF 2.84/3.30 (Gas Dryer) | Federal Standard 2015 Dryer - CEF/EF 2.84/3.30 (Gas Dryer) | Federal Standard 2015 Dryer - CEF/EF 2.84/3.30 (Gas Dryer) | Federal Standard 2015 Dryer - CEF/EF 2.84/3.30 (Gas Dryer) | Federal Standard 2015 Dryer - CEF/EF 2.84/3.30 (Gas Dryer) | Federal Standard 2015 Dryer - CEF/EF 2.84/3.30 (Gas Dryer) | Federal Standard 2015 Dryer - CEF/EF 2.84/3.30 (Gas Dryer) | Federal Standard 2015 Dryer - CEF/EF 2.84/3.30 (Gas Dryer) | Federal Standard 2015 Dryer - CEF/EF 2.84/3.30 (Gas Dryer) | Federal Standard 2015 Dryer - CEF/EF 2.84/3.30 (Gas Dryer) | Federal Standard 2015 Dryer - CEF/EF 2.84/3.30 (Gas Dryer) | Federal Standard 2015 Dryer - CEF/EF 2.84/3.30 (Gas Dryer) | Federal Standard 2015 Dryer - CEF/EF 2.84/3.30 (Gas Dryer) | Federal Standard 2015 Dryer - CEF/EF 2.84/3.30 (Gas Dryer) | Federal Standard 2015 Dryer - CEF/EF 2.84/3.30 (Gas Dryer)
Lewis CountyMultifamily - Highly Impacted | Lewis CountyMultifamily - Highly ImpactedDryer | Lewis County | Multifamily - Highly Impacted | Dryer | Federal Standard 2015 Dryer - CEF/EF 2.84/3.30 (Gas Dryer) | Federal Standard 2015 Dryer - CEF/EF 2.84/3.30 (Gas Dryer) | Federal Standard 2015 Dryer - CEF/EF 2.84/3.30 (Gas Dryer) | Federal Standard 2015 Dryer - CEF/EF 2.84/3.30 (Gas Dryer) | Federal Standard 2015 Dryer - CEF/EF 2.84/3.30 (Gas Dryer) | Federal Standard 2015 Dryer - CEF/EF 2.84/3.30 (Gas Dryer) | Federal Standard 2015 Dryer - CEF/EF 2.84/3.30 (Gas Dryer) | Federal Standard 2015 Dryer - CEF/EF 2.84/3.30 (Gas Dryer) | Federal Standard 2015 Dryer - CEF/EF 2.84/3.30 (Gas Dryer) | Federal Standard 2015 Dryer - CEF/EF 2.84/3.30 (Gas Dryer) | Federal Standard 2015 Dryer - CEF/EF 2.84/3.30 (Gas Dryer) | Federal Standard 2015 Dryer - CEF/EF 2.84/3.30 (Gas Dryer) | Federal Standard 2015 Dryer - CEF/EF 2.84/3.30 (Gas Dryer) | Federal Standard 2015 Dryer - CEF/EF 2.84/3.30 (Gas Dryer) | Federal Standard 2015 Dryer - CEF/EF 2.84/3.30 (Gas Dryer) | Federal Standard 2015 Dryer - CEF/EF 2.84/3.30 (Gas Dryer) | Federal Standard 2015 Dryer - CEF/EF 2.84/3.30 (Gas Dryer) | Federal Standard 2015 Dryer - CEF/EF 2.84/3.30 (Gas Dryer) | Federal Standard 2015 Dryer - CEF/EF 2.84/3.30 (Gas Dryer) | Federal Standard 2015 Dryer - CEF/EF 2.84/3.30 (Gas Dryer) | Federal Standard 2015 Dryer - CEF/EF 2.84/3.30 (Gas Dryer) | Federal Standard 2015 Dryer - CEF/EF 2.84/3.30 (Gas Dryer) | Federal Standard 2015 Dryer - CEF/EF 2.84/3.30 (Gas Dryer) | Federal Standard 2015 Dryer - CEF/EF 2.84/3.30 (Gas Dryer) | Federal Standard 2015 Dryer - CEF/EF 2.84/3.30 (Gas Dryer) | Federal Standard 2015 Dryer - CEF/EF 2.84/3.30 (Gas Dryer) | Federal Standard 2015 Dryer - CEF/EF 2.84/3.30 (Gas Dryer)
Lewis CountySingle Family | Lewis CountySingle FamilyDryer | Lewis County | Single Family | Dryer | Federal Standard 2015 Dryer - CEF/EF 2.84/3.30 (Gas Dryer) | Federal Standard 2015 Dryer - CEF/EF 2.84/3.30 (Gas Dryer) | Federal Standard 2015 Dryer - CEF/EF 2.84/3.30 (Gas Dryer) | Federal Standard 2015 Dryer - CEF/EF 2.84/3.30 (Gas Dryer) | Federal Standard 2015 Dryer - CEF/EF 2.84/3.30 (Gas Dryer) | Federal Standard 2015 Dryer - CEF/EF 2.84/3.30 (Gas Dryer) | Federal Standard 2015 Dryer - CEF/EF 2.84/3.30 (Gas Dryer) | Federal Standard 2015 Dryer - CEF/EF 2.84/3.30 (Gas Dryer) | Federal Standard 2015 Dryer - CEF/EF 2.84/3.30 (Gas Dryer) | Federal Standard 2015 Dryer - CEF/EF 2.84/3.30 (Gas Dryer) | Federal Standard 2015 Dryer - CEF/EF 2.84/3.30 (Gas Dryer) | Federal Standard 2015 Dryer - CEF/EF 2.84/3.30 (Gas Dryer) | Federal Standard 2015 Dryer - CEF/EF 2.84/3.30 (Gas Dryer) | Federal Standard 2015 Dryer - CEF/EF 2.84/3.30 (Gas Dryer) | Federal Standard 2015 Dryer - CEF/EF 2.84/3.30 (Gas Dryer) | Federal Standard 2015 Dryer - CEF/EF 2.84/3.30 (Gas Dryer) | Federal Standard 2015 Dryer - CEF/EF 2.84/3.30 (Gas Dryer) | Federal Standard 2015 Dryer - CEF/EF 2.84/3.30 (Gas Dryer) | Federal Standard 2015 Dryer - CEF/EF 2.84/3.30 (Gas Dryer) | Federal Standard 2015 Dryer - CEF/EF 2.84/3.30 (Gas Dryer) | Federal Standard 2015 Dryer - CEF/EF 2.84/3.30 (Gas Dryer) | Federal Standard 2015 Dryer - CEF/EF 2.84/3.30 (Gas Dryer) | Federal Standard 2015 Dryer - CEF/EF 2.84/3.30 (Gas Dryer) | Federal Standard 2015 Dryer - CEF/EF 2.84/3.30 (Gas Dryer) | Federal Standard 2015 Dryer - CEF/EF 2.84/3.30 (Gas Dryer) | Federal Standard 2015 Dryer - CEF/EF 2.84/3.30 (Gas Dryer) | Federal Standard 2015 Dryer - CEF/EF 2.84/3.30 (Gas Dryer)
Lewis CountySingle Family - Highly Impacted | Lewis CountySingle Family - Highly ImpactedDryer | Lewis County | Single Family - Highly Impacted | Dryer | Federal Standard 2015 Dryer - CEF/EF 2.84/3.30 (Gas Dryer) | Federal Standard 2015 Dryer - CEF/EF 2.84/3.30 (Gas Dryer) | Federal Standard 2015 Dryer - CEF/EF 2.84/3.30 (Gas Dryer) | Federal Standard 2015 Dryer - CEF/EF 2.84/3.30 (Gas Dryer) | Federal Standard 2015 Dryer - CEF/EF 2.84/3.30 (Gas Dryer) | Federal Standard 2015 Dryer - CEF/EF 2.84/3.30 (Gas Dryer) | Federal Standard 2015 Dryer - CEF/EF 2.84/3.30 (Gas Dryer) | Federal Standard 2015 Dryer - CEF/EF 2.84/3.30 (Gas Dryer) | Federal Standard 2015 Dryer - CEF/EF 2.84/3.30 (Gas Dryer) | Federal Standard 2015 Dryer - CEF/EF 2.84/3.30 (Gas Dryer) | Federal Standard 2015 Dryer - CEF/EF 2.84/3.30 (Gas Dryer) | Federal Standard 2015 Dryer - CEF/EF 2.84/3.30 (Gas Dryer) | Federal Standard 2015 Dryer - CEF/EF 2.84/3.30 (Gas Dryer) | Federal Standard 2015 Dryer - CEF/EF 2.84/3.30 (Gas Dryer) | Federal Standard 2015 Dryer - CEF/EF 2.84/3.30 (Gas Dryer) | Federal Standard 2015 Dryer - CEF/EF 2.84/3.30 (Gas Dryer) | Federal Standard 2015 Dryer - CEF/EF 2.84/3.30 (Gas Dryer) | Federal Standard 2015 Dryer - CEF/EF 2.84/3.30 (Gas Dryer) | Federal Standard 2015 Dryer - CEF/EF 2.84/3.30 (Gas Dryer) | Federal Standard 2015 Dryer - CEF/EF 2.84/3.30 (Gas Dryer) | Federal Standard 2015 Dryer - CEF/EF 2.84/3.30 (Gas Dryer) | Federal Standard 2015 Dryer - CEF/EF 2.84/3.30 (Gas Dryer) | Federal Standard 2015 Dryer - CEF/EF 2.84/3.30 (Gas Dryer) | Federal Standard 2015 Dryer - CEF/EF 2.84/3.30 (Gas Dryer) | Federal Standard 2015 Dryer - CEF/EF 2.84/3.30 (Gas Dryer) | Federal Standard 2015 Dryer - CEF/EF 2.84/3.30 (Gas Dryer) | Federal Standard 2015 Dryer - CEF/EF 2.84/3.30 (Gas Dryer)
Lewis CountyManufactured | Lewis CountyManufacturedHeat Central Gas Boiler | Lewis County | Manufactured | Heat Central Gas Boiler | Federal Standard 2022 Boiler - 84% AFUE | Federal Standard 2022 Boiler - 84% AFUE | Federal Standard 2022 Boiler - 84% AFUE | Federal Standard 2022 Boiler - 84% AFUE | Federal Standard 2022 Boiler - 84% AFUE | Federal Standard 2022 Boiler - 84% AFUE | Federal Standard 2022 Boiler - 84% AFUE | Federal Standard 2022 Boiler - 84% AFUE | Federal Standard 2022 Boiler - 84% AFUE | Federal Standard 2022 Boiler - 84% AFUE | Federal Standard 2022 Boiler - 84% AFUE | Federal Standard 2022 Boiler - 84% AFUE | Federal Standard 2022 Boiler - 84% AFUE | Federal Standard 2022 Boiler - 84% AFUE | Federal Standard 2022 Boiler - 84% AFUE | Federal Standard 2022 Boiler - 84% AFUE | Federal Standard 2022 Boiler - 84% AFUE | Federal Standard 2022 Boiler - 84% AFUE | Federal Standard 2022 Boiler - 84% AFUE | Federal Standard 2022 Boiler - 84% AFUE | Federal Standard 2022 Boiler - 84% AFUE | Federal Standard 2022 Boiler - 84% AFUE | Federal Standard 2022 Boiler - 84% AFUE | Federal Standard 2022 Boiler - 84% AFUE | Federal Standard 2022 Boiler - 84% AFUE | Federal Standard 2022 Boiler - 84% AFUE | Federal Standard 2022 Boiler - 84% AFUE
Lewis CountyManufactured - Highly Impacted | Lewis CountyManufactured - Highly ImpactedHeat Central Gas Boiler | Lewis County | Manufactured - Highly Impacted | Heat Central Gas Boiler | Federal Standard 2022 Boiler - 84% AFUE | Federal Standard 2022 Boiler - 84% AFUE | Federal Standard 2022 Boiler - 84% AFUE | Federal Standard 2022 Boiler - 84% AFUE | Federal Standard 2022 Boiler - 84% AFUE | Federal Standard 2022 Boiler - 84% AFUE | Federal Standard 2022 Boiler - 84% AFUE | Federal Standard 2022 Boiler - 84% AFUE | Federal Standard 2022 Boiler - 84% AFUE | Federal Standard 2022 Boiler - 84% AFUE | Federal Standard 2022 Boiler - 84% AFUE | Federal Standard 2022 Boiler - 84% AFUE | Federal Standard 2022 Boiler - 84% AFUE | Federal Standard 2022 Boiler - 84% AFUE | Federal Standard 2022 Boiler - 84% AFUE | Federal Standard 2022 Boiler - 84% AFUE | Federal Standard 2022 Boiler - 84% AFUE | Federal Standard 2022 Boiler - 84% AFUE | Federal Standard 2022 Boiler - 84% AFUE | Federal Standard 2022 Boiler - 84% AFUE | Federal Standard 2022 Boiler - 84% AFUE | Federal Standard 2022 Boiler - 84% AFUE | Federal Standard 2022 Boiler - 84% AFUE | Federal Standard 2022 Boiler - 84% AFUE | Federal Standard 2022 Boiler - 84% AFUE | Federal Standard 2022 Boiler - 84% AFUE | Federal Standard 2022 Boiler - 84% AFUE
Lewis CountyMultifamily | Lewis CountyMultifamilyHeat Central Gas Boiler | Lewis County | Multifamily | Heat Central Gas Boiler | Federal Standard 2022 Boiler - 84% AFUE | Federal Standard 2022 Boiler - 84% AFUE | Federal Standard 2022 Boiler - 84% AFUE | Federal Standard 2022 Boiler - 84% AFUE | Federal Standard 2022 Boiler - 84% AFUE | Federal Standard 2022 Boiler - 84% AFUE | Federal Standard 2022 Boiler - 84% AFUE | Federal Standard 2022 Boiler - 84% AFUE | Federal Standard 2022 Boiler - 84% AFUE | Federal Standard 2022 Boiler - 84% AFUE | Federal Standard 2022 Boiler - 84% AFUE | Federal Standard 2022 Boiler - 84% AFUE | Federal Standard 2022 Boiler - 84% AFUE | Federal Standard 2022 Boiler - 84% AFUE | Federal Standard 2022 Boiler - 84% AFUE | Federal Standard 2022 Boiler - 84% AFUE | Federal Standard 2022 Boiler - 84% AFUE | Federal Standard 2022 Boiler - 84% AFUE | Federal Standard 2022 Boiler - 84% AFUE | Federal Standard 2022 Boiler - 84% AFUE | Federal Standard 2022 Boiler - 84% AFUE | Federal Standard 2022 Boiler - 84% AFUE | Federal Standard 2022 Boiler - 84% AFUE | Federal Standard 2022 Boiler - 84% AFUE | Federal Standard 2022 Boiler - 84% AFUE | Federal Standard 2022 Boiler - 84% AFUE | Federal Standard 2022 Boiler - 84% AFUE
Lewis CountyMultifamily - Highly Impacted | Lewis CountyMultifamily - Highly ImpactedHeat Central Gas Boiler | Lewis County | Multifamily - Highly Impacted | Heat Central Gas Boiler | Federal Standard 2022 Boiler - 84% AFUE | Federal Standard 2022 Boiler - 84% AFUE | Federal Standard 2022 Boiler - 84% AFUE | Federal Standard 2022 Boiler - 84% AFUE | Federal Standard 2022 Boiler - 84% AFUE | Federal Standard 2022 Boiler - 84% AFUE | Federal Standard 2022 Boiler - 84% AFUE | Federal Standard 2022 Boiler - 84% AFUE | Federal Standard 2022 Boiler - 84% AFUE | Federal Standard 2022 Boiler - 84% AFUE | Federal Standard 2022 Boiler - 84% AFUE | Federal Standard 2022 Boiler - 84% AFUE | Federal Standard 2022 Boiler - 84% AFUE | Federal Standard 2022 Boiler - 84% AFUE | Federal Standard 2022 Boiler - 84% AFUE | Federal Standard 2022 Boiler - 84% AFUE | Federal Standard 2022 Boiler - 84% AFUE | Federal Standard 2022 Boiler - 84% AFUE | Federal Standard 2022 Boiler - 84% AFUE | Federal Standard 2022 Boiler - 84% AFUE | Federal Standard 2022 Boiler - 84% AFUE | Federal Standard 2022 Boiler - 84% AFUE | Federal Standard 2022 Boiler - 84% AFUE | Federal Standard 2022 Boiler - 84% AFUE | Federal Standard 2022 Boiler - 84% AFUE | Federal Standard 2022 Boiler - 84% AFUE | Federal Standard 2022 Boiler - 84% AFUE
Lewis CountySingle Family | Lewis CountySingle FamilyHeat Central Gas Boiler | Lewis County | Single Family | Heat Central Gas Boiler | Federal Standard 2022 Boiler - 84% AFUE | Federal Standard 2022 Boiler - 84% AFUE | Federal Standard 2022 Boiler - 84% AFUE | Federal Standard 2022 Boiler - 84% AFUE | Federal Standard 2022 Boiler - 84% AFUE | Federal Standard 2022 Boiler - 84% AFUE | Federal Standard 2022 Boiler - 84% AFUE | Federal Standard 2022 Boiler - 84% AFUE | Federal Standard 2022 Boiler - 84% AFUE | Federal Standard 2022 Boiler - 84% AFUE | Federal Standard 2022 Boiler - 84% AFUE | Federal Standard 2022 Boiler - 84% AFUE | Federal Standard 2022 Boiler - 84% AFUE | Federal Standard 2022 Boiler - 84% AFUE | Federal Standard 2022 Boiler - 84% AFUE | Federal Standard 2022 Boiler - 84% AFUE | Federal Standard 2022 Boiler - 84% AFUE | Federal Standard 2022 Boiler - 84% AFUE | Federal Standard 2022 Boiler - 84% AFUE | Federal Standard 2022 Boiler - 84% AFUE | Federal Standard 2022 Boiler - 84% AFUE | Federal Standard 2022 Boiler - 84% AFUE | Federal Standard 2022 Boiler - 84% AFUE | Federal Standard 2022 Boiler - 84% AFUE | Federal Standard 2022 Boiler - 84% AFUE | Federal Standard 2022 Boiler - 84% AFUE | Federal Standard 2022 Boiler - 84% AFUE
Lewis CountySingle Family - Highly Impacted | Lewis CountySingle Family - Highly ImpactedHeat Central Gas Boiler | Lewis County | Single Family - Highly Impacted | Heat Central Gas Boiler | Federal Standard 2022 Boiler - 84% AFUE | Federal Standard 2022 Boiler - 84% AFUE | Federal Standard 2022 Boiler - 84% AFUE | Federal Standard 2022 Boiler - 84% AFUE | Federal Standard 2022 Boiler - 84% AFUE | Federal Standard 2022 Boiler - 84% AFUE | Federal Standard 2022 Boiler - 84% AFUE | Federal Standard 2022 Boiler - 84% AFUE | Federal Standard 2022 Boiler - 84% AFUE | Federal Standard 2022 Boiler - 84% AFUE | Federal Standard 2022 Boiler - 84% AFUE | Federal Standard 2022 Boiler - 84% AFUE | Federal Standard 2022 Boiler - 84% AFUE | Federal Standard 2022 Boiler - 84% AFUE | Federal Standard 2022 Boiler - 84% AFUE | Federal Standard 2022 Boiler - 84% AFUE | Federal Standard 2022 Boiler - 84% AFUE | Federal Standard 2022 Boiler - 84% AFUE | Federal Standard 2022 Boiler - 84% AFUE | Federal Standard 2022 Boiler - 84% AFUE | Federal Standard 2022 Boiler - 84% AFUE | Federal Standard 2022 Boiler - 84% AFUE | Federal Standard 2022 Boiler - 84% AFUE | Federal Standard 2022 Boiler - 84% AFUE | Federal Standard 2022 Boiler - 84% AFUE | Federal Standard 2022 Boiler - 84% AFUE | Federal Standard 2022 Boiler - 84% AFUE
Lewis CountyManufactured | Lewis CountyManufacturedHeat Central Gas Furnace | Lewis County | Manufactured | Heat Central Gas Furnace | Federal Standard 2016 Furnace - 80% AFUE | Federal Standard 2016 Furnace - 80% AFUE | Federal Standard 2016 Furnace - 80% AFUE | Federal Standard 2016 Furnace - 80% AFUE | Federal Standard 2016 Furnace - 80% AFUE | Federal Standard 2016 Furnace - 80% AFUE | Federal Standard 2016 Furnace - 80% AFUE | Federal Standard 2016 Furnace - 80% AFUE | Federal Standard 2016 Furnace - 80% AFUE | Federal Standard 2016 Furnace - 80% AFUE | Federal Standard 2016 Furnace - 80% AFUE | Federal Standard 2016 Furnace - 80% AFUE | Federal Standard 2016 Furnace - 80% AFUE | Federal Standard 2016 Furnace - 80% AFUE | Federal Standard 2016 Furnace - 80% AFUE | Federal Standard 2016 Furnace - 80% AFUE | Federal Standard 2016 Furnace - 80% AFUE | Federal Standard 2016 Furnace - 80% AFUE | Federal Standard 2016 Furnace - 80% AFUE | Federal Standard 2016 Furnace - 80% AFUE | Federal Standard 2016 Furnace - 80% AFUE | Federal Standard 2016 Furnace - 80% AFUE | Federal Standard 2016 Furnace - 80% AFUE | Federal Standard 2016 Furnace - 80% AFUE | Federal Standard 2016 Furnace - 80% AFUE | Federal Standard 2016 Furnace - 80% AFUE | Federal Standard 2016 Furnace - 80% AFUE
Lewis CountyManufactured - Highly Impacted | Lewis CountyManufactured - Highly ImpactedHeat Central Gas Furnace | Lewis County | Manufactured - Highly Impacted | Heat Central Gas Furnace | Federal Standard 2016 Furnace - 80% AFUE | Federal Standard 2016 Furnace - 80% AFUE | Federal Standard 2016 Furnace - 80% AFUE | Federal Standard 2016 Furnace - 80% AFUE | Federal Standard 2016 Furnace - 80% AFUE | Federal Standard 2016 Furnace - 80% AFUE | Federal Standard 2016 Furnace - 80% AFUE | Federal Standard 2016 Furnace - 80% AFUE | Federal Standard 2016 Furnace - 80% AFUE | Federal Standard 2016 Furnace - 80% AFUE | Federal Standard 2016 Furnace - 80% AFUE | Federal Standard 2016 Furnace - 80% AFUE | Federal Standard 2016 Furnace - 80% AFUE | Federal Standard 2016 Furnace - 80% AFUE | Federal Standard 2016 Furnace - 80% AFUE | Federal Standard 2016 Furnace - 80% AFUE | Federal Standard 2016 Furnace - 80% AFUE | Federal Standard 2016 Furnace - 80% AFUE | Federal Standard 2016 Furnace - 80% AFUE | Federal Standard 2016 Furnace - 80% AFUE | Federal Standard 2016 Furnace - 80% AFUE | Federal Standard 2016 Furnace - 80% AFUE | Federal Standard 2016 Furnace - 80% AFUE | Federal Standard 2016 Furnace - 80% AFUE | Federal Standard 2016 Furnace - 80% AFUE | Federal Standard 2016 Furnace - 80% AFUE | Federal Standard 2016 Furnace - 80% AFUE
Lewis CountyMultifamily | Lewis CountyMultifamilyHeat Central Gas Furnace | Lewis County | Multifamily | Heat Central Gas Furnace | Federal Standard 2016 Furnace - 80% AFUE | Federal Standard 2016 Furnace - 80% AFUE | Federal Standard 2016 Furnace - 80% AFUE | Federal Standard 2016 Furnace - 80% AFUE | Federal Standard 2016 Furnace - 80% AFUE | Federal Standard 2016 Furnace - 80% AFUE | Federal Standard 2016 Furnace - 80% AFUE | Federal Standard 2016 Furnace - 80% AFUE | Federal Standard 2016 Furnace - 80% AFUE | Federal Standard 2016 Furnace - 80% AFUE | Federal Standard 2016 Furnace - 80% AFUE | Federal Standard 2016 Furnace - 80% AFUE | Federal Standard 2016 Furnace - 80% AFUE | Federal Standard 2016 Furnace - 80% AFUE | Federal Standard 2016 Furnace - 80% AFUE | Federal Standard 2016 Furnace - 80% AFUE | Federal Standard 2016 Furnace - 80% AFUE | Federal Standard 2016 Furnace - 80% AFUE | Federal Standard 2016 Furnace - 80% AFUE | Federal Standard 2016 Furnace - 80% AFUE | Federal Standard 2016 Furnace - 80% AFUE | Federal Standard 2016 Furnace - 80% AFUE | Federal Standard 2016 Furnace - 80% AFUE | Federal Standard 2016 Furnace - 80% AFUE | Federal Standard 2016 Furnace - 80% AFUE | Federal Standard 2016 Furnace - 80% AFUE | Federal Standard 2016 Furnace - 80% AFUE
Lewis CountyMultifamily - Highly Impacted | Lewis CountyMultifamily - Highly ImpactedHeat Central Gas Furnace | Lewis County | Multifamily - Highly Impacted | Heat Central Gas Furnace | Federal Standard 2016 Furnace - 80% AFUE | Federal Standard 2016 Furnace - 80% AFUE | Federal Standard 2016 Furnace - 80% AFUE | Federal Standard 2016 Furnace - 80% AFUE | Federal Standard 2016 Furnace - 80% AFUE | Federal Standard 2016 Furnace - 80% AFUE | Federal Standard 2016 Furnace - 80% AFUE | Federal Standard 2016 Furnace - 80% AFUE | Federal Standard 2016 Furnace - 80% AFUE | Federal Standard 2016 Furnace - 80% AFUE | Federal Standard 2016 Furnace - 80% AFUE | Federal Standard 2016 Furnace - 80% AFUE | Federal Standard 2016 Furnace - 80% AFUE | Federal Standard 2016 Furnace - 80% AFUE | Federal Standard 2016 Furnace - 80% AFUE | Federal Standard 2016 Furnace - 80% AFUE | Federal Standard 2016 Furnace - 80% AFUE | Federal Standard 2016 Furnace - 80% AFUE | Federal Standard 2016 Furnace - 80% AFUE | Federal Standard 2016 Furnace - 80% AFUE | Federal Standard 2016 Furnace - 80% AFUE | Federal Standard 2016 Furnace - 80% AFUE | Federal Standard 2016 Furnace - 80% AFUE | Federal Standard 2016 Furnace - 80% AFUE | Federal Standard 2016 Furnace - 80% AFUE | Federal Standard 2016 Furnace - 80% AFUE | Federal Standard 2016 Furnace - 80% AFUE
Lewis CountySingle Family | Lewis CountySingle FamilyHeat Central Gas Furnace | Lewis County | Single Family | Heat Central Gas Furnace | Federal Standard 2016 Furnace - 80% AFUE | Federal Standard 2016 Furnace - 80% AFUE | Federal Standard 2016 Furnace - 80% AFUE | Federal Standard 2016 Furnace - 80% AFUE | Federal Standard 2016 Furnace - 80% AFUE | Federal Standard 2016 Furnace - 80% AFUE | Federal Standard 2016 Furnace - 80% AFUE | Federal Standard 2016 Furnace - 80% AFUE | Federal Standard 2016 Furnace - 80% AFUE | Federal Standard 2016 Furnace - 80% AFUE | Federal Standard 2016 Furnace - 80% AFUE | Federal Standard 2016 Furnace - 80% AFUE | Federal Standard 2016 Furnace - 80% AFUE | Federal Standard 2016 Furnace - 80% AFUE | Federal Standard 2016 Furnace - 80% AFUE | Federal Standard 2016 Furnace - 80% AFUE | Federal Standard 2016 Furnace - 80% AFUE | Federal Standard 2016 Furnace - 80% AFUE | Federal Standard 2016 Furnace - 80% AFUE | Federal Standard 2016 Furnace - 80% AFUE | Federal Standard 2016 Furnace - 80% AFUE | Federal Standard 2016 Furnace - 80% AFUE | Federal Standard 2016 Furnace - 80% AFUE | Federal Standard 2016 Furnace - 80% AFUE | Federal Standard 2016 Furnace - 80% AFUE | Federal Standard 2016 Furnace - 80% AFUE | Federal Standard 2016 Furnace - 80% AFUE
Lewis CountySingle Family - Highly Impacted | Lewis CountySingle Family - Highly ImpactedHeat Central Gas Furnace | Lewis County | Single Family - Highly Impacted | Heat Central Gas Furnace | Federal Standard 2016 Furnace - 80% AFUE | Federal Standard 2016 Furnace - 80% AFUE | Federal Standard 2016 Furnace - 80% AFUE | Federal Standard 2016 Furnace - 80% AFUE | Federal Standard 2016 Furnace - 80% AFUE | Federal Standard 2016 Furnace - 80% AFUE | Federal Standard 2016 Furnace - 80% AFUE | Federal Standard 2016 Furnace - 80% AFUE | Federal Standard 2016 Furnace - 80% AFUE | Federal Standard 2016 Furnace - 80% AFUE | Federal Standard 2016 Furnace - 80% AFUE | Federal Standard 2016 Furnace - 80% AFUE | Federal Standard 2016 Furnace - 80% AFUE | Federal Standard 2016 Furnace - 80% AFUE | Federal Standard 2016 Furnace - 80% AFUE | Federal Standard 2016 Furnace - 80% AFUE | Federal Standard 2016 Furnace - 80% AFUE | Federal Standard 2016 Furnace - 80% AFUE | Federal Standard 2016 Furnace - 80% AFUE | Federal Standard 2016 Furnace - 80% AFUE | Federal Standard 2016 Furnace - 80% AFUE | Federal Standard 2016 Furnace - 80% AFUE | Federal Standard 2016 Furnace - 80% AFUE | Federal Standard 2016 Furnace - 80% AFUE | Federal Standard 2016 Furnace - 80% AFUE | Federal Standard 2016 Furnace - 80% AFUE | Federal Standard 2016 Furnace - 80% AFUE
Lewis CountyManufactured | Lewis CountyManufacturedHeat Room Gas | Lewis County | Manufactured | Heat Room Gas | Market Standard Gas Room Heat | Market Standard Gas Room Heat | Market Standard Gas Room Heat | Market Standard Gas Room Heat | Market Standard Gas Room Heat | Market Standard Gas Room Heat | Market Standard Gas Room Heat | Market Standard Gas Room Heat | Market Standard Gas Room Heat | Market Standard Gas Room Heat | Market Standard Gas Room Heat | Market Standard Gas Room Heat | Market Standard Gas Room Heat | Market Standard Gas Room Heat | Market Standard Gas Room Heat | Market Standard Gas Room Heat | Market Standard Gas Room Heat | Market Standard Gas Room Heat | Market Standard Gas Room Heat | Market Standard Gas Room Heat | Market Standard Gas Room Heat | Market Standard Gas Room Heat | Market Standard Gas Room Heat | Market Standard Gas Room Heat | Market Standard Gas Room Heat | Market Standard Gas Room Heat | Market Standard Gas Room Heat
Lewis CountyManufactured - Highly Impacted | Lewis CountyManufactured - Highly ImpactedHeat Room Gas | Lewis County | Manufactured - Highly Impacted | Heat Room Gas | Market Standard Gas Room Heat | Market Standard Gas Room Heat | Market Standard Gas Room Heat | Market Standard Gas Room Heat | Market Standard Gas Room Heat | Market Standard Gas Room Heat | Market Standard Gas Room Heat | Market Standard Gas Room Heat | Market Standard Gas Room Heat | Market Standard Gas Room Heat | Market Standard Gas Room Heat | Market Standard Gas Room Heat | Market Standard Gas Room Heat | Market Standard Gas Room Heat | Market Standard Gas Room Heat | Market Standard Gas Room Heat | Market Standard Gas Room Heat | Market Standard Gas Room Heat | Market Standard Gas Room Heat | Market Standard Gas Room Heat | Market Standard Gas Room Heat | Market Standard Gas Room Heat | Market Standard Gas Room Heat | Market Standard Gas Room Heat | Market Standard Gas Room Heat | Market Standard Gas Room Heat | Market Standard Gas Room Heat
Lewis CountyMultifamily | Lewis CountyMultifamilyHeat Room Gas | Lewis County | Multifamily | Heat Room Gas | Market Standard Gas Room Heat | Market Standard Gas Room Heat | Market Standard Gas Room Heat | Market Standard Gas Room Heat | Market Standard Gas Room Heat | Market Standard Gas Room Heat | Market Standard Gas Room Heat | Market Standard Gas Room Heat | Market Standard Gas Room Heat | Market Standard Gas Room Heat | Market Standard Gas Room Heat | Market Standard Gas Room Heat | Market Standard Gas Room Heat | Market Standard Gas Room Heat | Market Standard Gas Room Heat | Market Standard Gas Room Heat | Market Standard Gas Room Heat | Market Standard Gas Room Heat | Market Standard Gas Room Heat | Market Standard Gas Room Heat | Market Standard Gas Room Heat | Market Standard Gas Room Heat | Market Standard Gas Room Heat | Market Standard Gas Room Heat | Market Standard Gas Room Heat | Market Standard Gas Room Heat | Market Standard Gas Room Heat
Lewis CountyMultifamily - Highly Impacted | Lewis CountyMultifamily - Highly ImpactedHeat Room Gas | Lewis County | Multifamily - Highly Impacted | Heat Room Gas | Market Standard Gas Room Heat | Market Standard Gas Room Heat | Market Standard Gas Room Heat | Market Standard Gas Room Heat | Market Standard Gas Room Heat | Market Standard Gas Room Heat | Market Standard Gas Room Heat | Market Standard Gas Room Heat | Market Standard Gas Room Heat | Market Standard Gas Room Heat | Market Standard Gas Room Heat | Market Standard Gas Room Heat | Market Standard Gas Room Heat | Market Standard Gas Room Heat | Market Standard Gas Room Heat | Market Standard Gas Room Heat | Market Standard Gas Room Heat | Market Standard Gas Room Heat | Market Standard Gas Room Heat | Market Standard Gas Room Heat | Market Standard Gas Room Heat | Market Standard Gas Room Heat | Market Standard Gas Room Heat | Market Standard Gas Room Heat | Market Standard Gas Room Heat | Market Standard Gas Room Heat | Market Standard Gas Room Heat
Lewis CountySingle Family | Lewis CountySingle FamilyHeat Room Gas | Lewis County | Single Family | Heat Room Gas | Market Standard Gas Room Heat | Market Standard Gas Room Heat | Market Standard Gas Room Heat | Market Standard Gas Room Heat | Market Standard Gas Room Heat | Market Standard Gas Room Heat | Market Standard Gas Room Heat | Market Standard Gas Room Heat | Market Standard Gas Room Heat | Market Standard Gas Room Heat | Market Standard Gas Room Heat | Market Standard Gas Room Heat | Market Standard Gas Room Heat | Market Standard Gas Room Heat | Market Standard Gas Room Heat | Market Standard Gas Room Heat | Market Standard Gas Room Heat | Market Standard Gas Room Heat | Market Standard Gas Room Heat | Market Standard Gas Room Heat | Market Standard Gas Room Heat | Market Standard Gas Room Heat | Market Standard Gas Room Heat | Market Standard Gas Room Heat | Market Standard Gas Room Heat | Market Standard Gas Room Heat | Market Standard Gas Room Heat
Lewis CountySingle Family - Highly Impacted | Lewis CountySingle Family - Highly ImpactedHeat Room Gas | Lewis County | Single Family - Highly Impacted | Heat Room Gas | Market Standard Gas Room Heat | Market Standard Gas Room Heat | Market Standard Gas Room Heat | Market Standard Gas Room Heat | Market Standard Gas Room Heat | Market Standard Gas Room Heat | Market Standard Gas Room Heat | Market Standard Gas Room Heat | Market Standard Gas Room Heat | Market Standard Gas Room Heat | Market Standard Gas Room Heat | Market Standard Gas Room Heat | Market Standard Gas Room Heat | Market Standard Gas Room Heat | Market Standard Gas Room Heat | Market Standard Gas Room Heat | Market Standard Gas Room Heat | Market Standard Gas Room Heat | Market Standard Gas Room Heat | Market Standard Gas Room Heat | Market Standard Gas Room Heat | Market Standard Gas Room Heat | Market Standard Gas Room Heat | Market Standard Gas Room Heat | Market Standard Gas Room Heat | Market Standard Gas Room Heat | Market Standard Gas Room Heat
Lewis CountyManufactured | Lewis CountyManufacturedOther | Lewis County | Manufactured | Other | Standard Other Equipment | Standard Other Equipment | Standard Other Equipment | Standard Other Equipment | Standard Other Equipment | Standard Other Equipment | Standard Other Equipment | Standard Other Equipment | Standard Other Equipment | Standard Other Equipment | Standard Other Equipment | Standard Other Equipment | Standard Other Equipment | Standard Other Equipment | Standard Other Equipment | Standard Other Equipment | Standard Other Equipment | Standard Other Equipment | Standard Other Equipment | Standard Other Equipment | Standard Other Equipment | Standard Other Equipment | Standard Other Equipment | Standard Other Equipment | Standard Other Equipment | Standard Other Equipment | Standard Other Equipment
Lewis CountyManufactured - Highly Impacted | Lewis CountyManufactured - Highly ImpactedOther | Lewis County | Manufactured - Highly Impacted | Other | Standard Other Equipment | Standard Other Equipment | Standard Other Equipment | Standard Other Equipment | Standard Other Equipment | Standard Other Equipment | Standard Other Equipment | Standard Other Equipment | Standard Other Equipment | Standard Other Equipment | Standard Other Equipment | Standard Other Equipment | Standard Other Equipment | Standard Other Equipment | Standard Other Equipment | Standard Other Equipment | Standard Other Equipment | Standard Other Equipment | Standard Other Equipment | Standard Other Equipment | Standard Other Equipment | Standard Other Equipment | Standard Other Equipment | Standard Other Equipment | Standard Other Equipment | Standard Other Equipment | Standard Other Equipment
Lewis CountyMultifamily | Lewis CountyMultifamilyOther | Lewis County | Multifamily | Other | Standard Other Equipment | Standard Other Equipment | Standard Other Equipment | Standard Other Equipment | Standard Other Equipment | Standard Other Equipment | Standard Other Equipment | Standard Other Equipment | Standard Other Equipment | Standard Other Equipment | Standard Other Equipment | Standard Other Equipment | Standard Other Equipment | Standard Other Equipment | Standard Other Equipment | Standard Other Equipment | Standard Other Equipment | Standard Other Equipment | Standard Other Equipment | Standard Other Equipment | Standard Other Equipment | Standard Other Equipment | Standard Other Equipment | Standard Other Equipment | Standard Other Equipment | Standard Other Equipment | Standard Other Equipment
Lewis CountyMultifamily - Highly Impacted | Lewis CountyMultifamily - Highly ImpactedOther | Lewis County | Multifamily - Highly Impacted | Other | Standard Other Equipment | Standard Other Equipment | Standard Other Equipment | Standard Other Equipment | Standard Other Equipment | Standard Other Equipment | Standard Other Equipment | Standard Other Equipment | Standard Other Equipment | Standard Other Equipment | Standard Other Equipment | Standard Other Equipment | Standard Other Equipment | Standard Other Equipment | Standard Other Equipment | Standard Other Equipment | Standard Other Equipment | Standard Other Equipment | Standard Other Equipment | Standard Other Equipment | Standard Other Equipment | Standard Other Equipment | Standard Other Equipment | Standard Other Equipment | Standard Other Equipment | Standard Other Equipment | Standard Other Equipment
Lewis CountySingle Family | Lewis CountySingle FamilyOther | Lewis County | Single Family | Other | Standard Other Equipment | Standard Other Equipment | Standard Other Equipment | Standard Other Equipment | Standard Other Equipment | Standard Other Equipment | Standard Other Equipment | Standard Other Equipment | Standard Other Equipment | Standard Other Equipment | Standard Other Equipment | Standard Other Equipment | Standard Other Equipment | Standard Other Equipment | Standard Other Equipment | Standard Other Equipment | Standard Other Equipment | Standard Other Equipment | Standard Other Equipment | Standard Other Equipment | Standard Other Equipment | Standard Other Equipment | Standard Other Equipment | Standard Other Equipment | Standard Other Equipment | Standard Other Equipment | Standard Other Equipment
Lewis CountySingle Family - Highly Impacted | Lewis CountySingle Family - Highly ImpactedOther | Lewis County | Single Family - Highly Impacted | Other | Standard Other Equipment | Standard Other Equipment | Standard Other Equipment | Standard Other Equipment | Standard Other Equipment | Standard Other Equipment | Standard Other Equipment | Standard Other Equipment | Standard Other Equipment | Standard Other Equipment | Standard Other Equipment | Standard Other Equipment | Standard Other Equipment | Standard Other Equipment | Standard Other Equipment | Standard Other Equipment | Standard Other Equipment | Standard Other Equipment | Standard Other Equipment | Standard Other Equipment | Standard Other Equipment | Standard Other Equipment | Standard Other Equipment | Standard Other Equipment | Standard Other Equipment | Standard Other Equipment | Standard Other Equipment
Lewis CountyManufactured | Lewis CountyManufacturedPool Heat | Lewis County | Manufactured | Pool Heat | Federal Standard 2014 Pool Heater - 82% Efficient | Federal Standard 2014 Pool Heater - 82% Efficient | Federal Standard 2014 Pool Heater - 82% Efficient | Federal Standard 2014 Pool Heater - 82% Efficient | Federal Standard 2014 Pool Heater - 82% Efficient | Federal Standard 2014 Pool Heater - 82% Efficient | Federal Standard 2014 Pool Heater - 82% Efficient | Federal Standard 2014 Pool Heater - 82% Efficient | Federal Standard 2014 Pool Heater - 82% Efficient | Federal Standard 2014 Pool Heater - 82% Efficient | Federal Standard 2014 Pool Heater - 82% Efficient | Federal Standard 2014 Pool Heater - 82% Efficient | Federal Standard 2014 Pool Heater - 82% Efficient | Federal Standard 2014 Pool Heater - 82% Efficient | Federal Standard 2014 Pool Heater - 82% Efficient | Federal Standard 2014 Pool Heater - 82% Efficient | Federal Standard 2014 Pool Heater - 82% Efficient | Federal Standard 2014 Pool Heater - 82% Efficient | Federal Standard 2014 Pool Heater - 82% Efficient | Federal Standard 2014 Pool Heater - 82% Efficient | Federal Standard 2014 Pool Heater - 82% Efficient | Federal Standard 2014 Pool Heater - 82% Efficient | Federal Standard 2014 Pool Heater - 82% Efficient | Federal Standard 2014 Pool Heater - 82% Efficient | Federal Standard 2014 Pool Heater - 82% Efficient | Federal Standard 2014 Pool Heater - 82% Efficient | Federal Standard 2014 Pool Heater - 82% Efficient
Lewis CountyManufactured - Highly Impacted | Lewis CountyManufactured - Highly ImpactedPool Heat | Lewis County | Manufactured - Highly Impacted | Pool Heat | Federal Standard 2014 Pool Heater - 82% Efficient | Federal Standard 2014 Pool Heater - 82% Efficient | Federal Standard 2014 Pool Heater - 82% Efficient | Federal Standard 2014 Pool Heater - 82% Efficient | Federal Standard 2014 Pool Heater - 82% Efficient | Federal Standard 2014 Pool Heater - 82% Efficient | Federal Standard 2014 Pool Heater - 82% Efficient | Federal Standard 2014 Pool Heater - 82% Efficient | Federal Standard 2014 Pool Heater - 82% Efficient | Federal Standard 2014 Pool Heater - 82% Efficient | Federal Standard 2014 Pool Heater - 82% Efficient | Federal Standard 2014 Pool Heater - 82% Efficient | Federal Standard 2014 Pool Heater - 82% Efficient | Federal Standard 2014 Pool Heater - 82% Efficient | Federal Standard 2014 Pool Heater - 82% Efficient | Federal Standard 2014 Pool Heater - 82% Efficient | Federal Standard 2014 Pool Heater - 82% Efficient | Federal Standard 2014 Pool Heater - 82% Efficient | Federal Standard 2014 Pool Heater - 82% Efficient | Federal Standard 2014 Pool Heater - 82% Efficient | Federal Standard 2014 Pool Heater - 82% Efficient | Federal Standard 2014 Pool Heater - 82% Efficient | Federal Standard 2014 Pool Heater - 82% Efficient | Federal Standard 2014 Pool Heater - 82% Efficient | Federal Standard 2014 Pool Heater - 82% Efficient | Federal Standard 2014 Pool Heater - 82% Efficient | Federal Standard 2014 Pool Heater - 82% Efficient
Lewis CountyMultifamily | Lewis CountyMultifamilyPool Heat | Lewis County | Multifamily | Pool Heat | Federal Standard 2014 Pool Heater - 82% Efficient | Federal Standard 2014 Pool Heater - 82% Efficient | Federal Standard 2014 Pool Heater - 82% Efficient | Federal Standard 2014 Pool Heater - 82% Efficient | Federal Standard 2014 Pool Heater - 82% Efficient | Federal Standard 2014 Pool Heater - 82% Efficient | Federal Standard 2014 Pool Heater - 82% Efficient | Federal Standard 2014 Pool Heater - 82% Efficient | Federal Standard 2014 Pool Heater - 82% Efficient | Federal Standard 2014 Pool Heater - 82% Efficient | Federal Standard 2014 Pool Heater - 82% Efficient | Federal Standard 2014 Pool Heater - 82% Efficient | Federal Standard 2014 Pool Heater - 82% Efficient | Federal Standard 2014 Pool Heater - 82% Efficient | Federal Standard 2014 Pool Heater - 82% Efficient | Federal Standard 2014 Pool Heater - 82% Efficient | Federal Standard 2014 Pool Heater - 82% Efficient | Federal Standard 2014 Pool Heater - 82% Efficient | Federal Standard 2014 Pool Heater - 82% Efficient | Federal Standard 2014 Pool Heater - 82% Efficient | Federal Standard 2014 Pool Heater - 82% Efficient | Federal Standard 2014 Pool Heater - 82% Efficient | Federal Standard 2014 Pool Heater - 82% Efficient | Federal Standard 2014 Pool Heater - 82% Efficient | Federal Standard 2014 Pool Heater - 82% Efficient | Federal Standard 2014 Pool Heater - 82% Efficient | Federal Standard 2014 Pool Heater - 82% Efficient
Lewis CountyMultifamily - Highly Impacted | Lewis CountyMultifamily - Highly ImpactedPool Heat | Lewis County | Multifamily - Highly Impacted | Pool Heat | Federal Standard 2014 Pool Heater - 82% Efficient | Federal Standard 2014 Pool Heater - 82% Efficient | Federal Standard 2014 Pool Heater - 82% Efficient | Federal Standard 2014 Pool Heater - 82% Efficient | Federal Standard 2014 Pool Heater - 82% Efficient | Federal Standard 2014 Pool Heater - 82% Efficient | Federal Standard 2014 Pool Heater - 82% Efficient | Federal Standard 2014 Pool Heater - 82% Efficient | Federal Standard 2014 Pool Heater - 82% Efficient | Federal Standard 2014 Pool Heater - 82% Efficient | Federal Standard 2014 Pool Heater - 82% Efficient | Federal Standard 2014 Pool Heater - 82% Efficient | Federal Standard 2014 Pool Heater - 82% Efficient | Federal Standard 2014 Pool Heater - 82% Efficient | Federal Standard 2014 Pool Heater - 82% Efficient | Federal Standard 2014 Pool Heater - 82% Efficient | Federal Standard 2014 Pool Heater - 82% Efficient | Federal Standard 2014 Pool Heater - 82% Efficient | Federal Standard 2014 Pool Heater - 82% Efficient | Federal Standard 2014 Pool Heater - 82% Efficient | Federal Standard 2014 Pool Heater - 82% Efficient | Federal Standard 2014 Pool Heater - 82% Efficient | Federal Standard 2014 Pool Heater - 82% Efficient | Federal Standard 2014 Pool Heater - 82% Efficient | Federal Standard 2014 Pool Heater - 82% Efficient | Federal Standard 2014 Pool Heater - 82% Efficient | Federal Standard 2014 Pool Heater - 82% Efficient
Lewis CountySingle Family | Lewis CountySingle FamilyPool Heat | Lewis County | Single Family | Pool Heat | Federal Standard 2014 Pool Heater - 82% Efficient | Federal Standard 2014 Pool Heater - 82% Efficient | Federal Standard 2014 Pool Heater - 82% Efficient | Federal Standard 2014 Pool Heater - 82% Efficient | Federal Standard 2014 Pool Heater - 82% Efficient | Federal Standard 2014 Pool Heater - 82% Efficient | Federal Standard 2014 Pool Heater - 82% Efficient | Federal Standard 2014 Pool Heater - 82% Efficient | Federal Standard 2014 Pool Heater - 82% Efficient | Federal Standard 2014 Pool Heater - 82% Efficient | Federal Standard 2014 Pool Heater - 82% Efficient | Federal Standard 2014 Pool Heater - 82% Efficient | Federal Standard 2014 Pool Heater - 82% Efficient | Federal Standard 2014 Pool Heater - 82% Efficient | Federal Standard 2014 Pool Heater - 82% Efficient | Federal Standard 2014 Pool Heater - 82% Efficient | Federal Standard 2014 Pool Heater - 82% Efficient | Federal Standard 2014 Pool Heater - 82% Efficient | Federal Standard 2014 Pool Heater - 82% Efficient | Federal Standard 2014 Pool Heater - 82% Efficient | Federal Standard 2014 Pool Heater - 82% Efficient | Federal Standard 2014 Pool Heater - 82% Efficient | Federal Standard 2014 Pool Heater - 82% Efficient | Federal Standard 2014 Pool Heater - 82% Efficient | Federal Standard 2014 Pool Heater - 82% Efficient | Federal Standard 2014 Pool Heater - 82% Efficient | Federal Standard 2014 Pool Heater - 82% Efficient
Lewis CountySingle Family - Highly Impacted | Lewis CountySingle Family - Highly ImpactedPool Heat | Lewis County | Single Family - Highly Impacted | Pool Heat | Federal Standard 2014 Pool Heater - 82% Efficient | Federal Standard 2014 Pool Heater - 82% Efficient | Federal Standard 2014 Pool Heater - 82% Efficient | Federal Standard 2014 Pool Heater - 82% Efficient | Federal Standard 2014 Pool Heater - 82% Efficient | Federal Standard 2014 Pool Heater - 82% Efficient | Federal Standard 2014 Pool Heater - 82% Efficient | Federal Standard 2014 Pool Heater - 82% Efficient | Federal Standard 2014 Pool Heater - 82% Efficient | Federal Standard 2014 Pool Heater - 82% Efficient | Federal Standard 2014 Pool Heater - 82% Efficient | Federal Standard 2014 Pool Heater - 82% Efficient | Federal Standard 2014 Pool Heater - 82% Efficient | Federal Standard 2014 Pool Heater - 82% Efficient | Federal Standard 2014 Pool Heater - 82% Efficient | Federal Standard 2014 Pool Heater - 82% Efficient | Federal Standard 2014 Pool Heater - 82% Efficient | Federal Standard 2014 Pool Heater - 82% Efficient | Federal Standard 2014 Pool Heater - 82% Efficient | Federal Standard 2014 Pool Heater - 82% Efficient | Federal Standard 2014 Pool Heater - 82% Efficient | Federal Standard 2014 Pool Heater - 82% Efficient | Federal Standard 2014 Pool Heater - 82% Efficient | Federal Standard 2014 Pool Heater - 82% Efficient | Federal Standard 2014 Pool Heater - 82% Efficient | Federal Standard 2014 Pool Heater - 82% Efficient | Federal Standard 2014 Pool Heater - 82% Efficient
Lewis CountyManufactured | Lewis CountyManufacturedWater Heat GT 55 Gal | Lewis County | Manufactured | Water Heat GT 55 Gal | Federal Standard 2015 Condensing Water Heater > 55 GAL - EF 0.74 | Federal Standard 2015 Condensing Water Heater > 55 GAL - EF 0.74 | Federal Standard 2015 Condensing Water Heater > 55 GAL - EF 0.74 | Federal Standard 2015 Condensing Water Heater > 55 GAL - EF 0.74 | Federal Standard 2015 Condensing Water Heater > 55 GAL - EF 0.74 | Federal Standard 2015 Condensing Water Heater > 55 GAL - EF 0.74 | Federal Standard 2015 Condensing Water Heater > 55 GAL - EF 0.74 | Federal Standard 2015 Condensing Water Heater > 55 GAL - EF 0.74 | Federal Standard 2015 Condensing Water Heater > 55 GAL - EF 0.74 | Federal Standard 2015 Condensing Water Heater > 55 GAL - EF 0.74 | Federal Standard 2015 Condensing Water Heater > 55 GAL - EF 0.74 | Federal Standard 2015 Condensing Water Heater > 55 GAL - EF 0.74 | Federal Standard 2015 Condensing Water Heater > 55 GAL - EF 0.74 | Federal Standard 2015 Condensing Water Heater > 55 GAL - EF 0.74 | Federal Standard 2015 Condensing Water Heater > 55 GAL - EF 0.74 | Federal Standard 2015 Condensing Water Heater > 55 GAL - EF 0.74 | Federal Standard 2015 Condensing Water Heater > 55 GAL - EF 0.74 | Federal Standard 2015 Condensing Water Heater > 55 GAL - EF 0.74 | Federal Standard 2015 Condensing Water Heater > 55 GAL - EF 0.74 | Federal Standard 2015 Condensing Water Heater > 55 GAL - EF 0.74 | Federal Standard 2015 Condensing Water Heater > 55 GAL - EF 0.74 | Federal Standard 2015 Condensing Water Heater > 55 GAL - EF 0.74 | Federal Standard 2015 Condensing Water Heater > 55 GAL - EF 0.74 | Federal Standard 2015 Condensing Water Heater > 55 GAL - EF 0.74 | Federal Standard 2015 Condensing Water Heater > 55 GAL - EF 0.74 | Federal Standard 2015 Condensing Water Heater > 55 GAL - EF 0.74 | Federal Standard 2015 Condensing Water Heater > 55 GAL - EF 0.74
Lewis CountyManufactured - Highly Impacted | Lewis CountyManufactured - Highly ImpactedWater Heat GT 55 Gal | Lewis County | Manufactured - Highly Impacted | Water Heat GT 55 Gal | Federal Standard 2015 Condensing Water Heater > 55 GAL - EF 0.74 | Federal Standard 2015 Condensing Water Heater > 55 GAL - EF 0.74 | Federal Standard 2015 Condensing Water Heater > 55 GAL - EF 0.74 | Federal Standard 2015 Condensing Water Heater > 55 GAL - EF 0.74 | Federal Standard 2015 Condensing Water Heater > 55 GAL - EF 0.74 | Federal Standard 2015 Condensing Water Heater > 55 GAL - EF 0.74 | Federal Standard 2015 Condensing Water Heater > 55 GAL - EF 0.74 | Federal Standard 2015 Condensing Water Heater > 55 GAL - EF 0.74 | Federal Standard 2015 Condensing Water Heater > 55 GAL - EF 0.74 | Federal Standard 2015 Condensing Water Heater > 55 GAL - EF 0.74 | Federal Standard 2015 Condensing Water Heater > 55 GAL - EF 0.74 | Federal Standard 2015 Condensing Water Heater > 55 GAL - EF 0.74 | Federal Standard 2015 Condensing Water Heater > 55 GAL - EF 0.74 | Federal Standard 2015 Condensing Water Heater > 55 GAL - EF 0.74 | Federal Standard 2015 Condensing Water Heater > 55 GAL - EF 0.74 | Federal Standard 2015 Condensing Water Heater > 55 GAL - EF 0.74 | Federal Standard 2015 Condensing Water Heater > 55 GAL - EF 0.74 | Federal Standard 2015 Condensing Water Heater > 55 GAL - EF 0.74 | Federal Standard 2015 Condensing Water Heater > 55 GAL - EF 0.74 | Federal Standard 2015 Condensing Water Heater > 55 GAL - EF 0.74 | Federal Standard 2015 Condensing Water Heater > 55 GAL - EF 0.74 | Federal Standard 2015 Condensing Water Heater > 55 GAL - EF 0.74 | Federal Standard 2015 Condensing Water Heater > 55 GAL - EF 0.74 | Federal Standard 2015 Condensing Water Heater > 55 GAL - EF 0.74 | Federal Standard 2015 Condensing Water Heater > 55 GAL - EF 0.74 | Federal Standard 2015 Condensing Water Heater > 55 GAL - EF 0.74 | Federal Standard 2015 Condensing Water Heater > 55 GAL - EF 0.74
Lewis CountyMultifamily | Lewis CountyMultifamilyWater Heat GT 55 Gal | Lewis County | Multifamily | Water Heat GT 55 Gal | Federal Standard 2015 Condensing Water Heater > 55 GAL - EF 0.74 | Federal Standard 2015 Condensing Water Heater > 55 GAL - EF 0.74 | Federal Standard 2015 Condensing Water Heater > 55 GAL - EF 0.74 | Federal Standard 2015 Condensing Water Heater > 55 GAL - EF 0.74 | Federal Standard 2015 Condensing Water Heater > 55 GAL - EF 0.74 | Federal Standard 2015 Condensing Water Heater > 55 GAL - EF 0.74 | Federal Standard 2015 Condensing Water Heater > 55 GAL - EF 0.74 | Federal Standard 2015 Condensing Water Heater > 55 GAL - EF 0.74 | Federal Standard 2015 Condensing Water Heater > 55 GAL - EF 0.74 | Federal Standard 2015 Condensing Water Heater > 55 GAL - EF 0.74 | Federal Standard 2015 Condensing Water Heater > 55 GAL - EF 0.74 | Federal Standard 2015 Condensing Water Heater > 55 GAL - EF 0.74 | Federal Standard 2015 Condensing Water Heater > 55 GAL - EF 0.74 | Federal Standard 2015 Condensing Water Heater > 55 GAL - EF 0.74 | Federal Standard 2015 Condensing Water Heater > 55 GAL - EF 0.74 | Federal Standard 2015 Condensing Water Heater > 55 GAL - EF 0.74 | Federal Standard 2015 Condensing Water Heater > 55 GAL - EF 0.74 | Federal Standard 2015 Condensing Water Heater > 55 GAL - EF 0.74 | Federal Standard 2015 Condensing Water Heater > 55 GAL - EF 0.74 | Federal Standard 2015 Condensing Water Heater > 55 GAL - EF 0.74 | Federal Standard 2015 Condensing Water Heater > 55 GAL - EF 0.74 | Federal Standard 2015 Condensing Water Heater > 55 GAL - EF 0.74 | Federal Standard 2015 Condensing Water Heater > 55 GAL - EF 0.74 | Federal Standard 2015 Condensing Water Heater > 55 GAL - EF 0.74 | Federal Standard 2015 Condensing Water Heater > 55 GAL - EF 0.74 | Federal Standard 2015 Condensing Water Heater > 55 GAL - EF 0.74 | Federal Standard 2015 Condensing Water Heater > 55 GAL - EF 0.74
Lewis CountyMultifamily - Highly Impacted | Lewis CountyMultifamily - Highly ImpactedWater Heat GT 55 Gal | Lewis County | Multifamily - Highly Impacted | Water Heat GT 55 Gal | Federal Standard 2015 Condensing Water Heater > 55 GAL - EF 0.74 | Federal Standard 2015 Condensing Water Heater > 55 GAL - EF 0.74 | Federal Standard 2015 Condensing Water Heater > 55 GAL - EF 0.74 | Federal Standard 2015 Condensing Water Heater > 55 GAL - EF 0.74 | Federal Standard 2015 Condensing Water Heater > 55 GAL - EF 0.74 | Federal Standard 2015 Condensing Water Heater > 55 GAL - EF 0.74 | Federal Standard 2015 Condensing Water Heater > 55 GAL - EF 0.74 | Federal Standard 2015 Condensing Water Heater > 55 GAL - EF 0.74 | Federal Standard 2015 Condensing Water Heater > 55 GAL - EF 0.74 | Federal Standard 2015 Condensing Water Heater > 55 GAL - EF 0.74 | Federal Standard 2015 Condensing Water Heater > 55 GAL - EF 0.74 | Federal Standard 2015 Condensing Water Heater > 55 GAL - EF 0.74 | Federal Standard 2015 Condensing Water Heater > 55 GAL - EF 0.74 | Federal Standard 2015 Condensing Water Heater > 55 GAL - EF 0.74 | Federal Standard 2015 Condensing Water Heater > 55 GAL - EF 0.74 | Federal Standard 2015 Condensing Water Heater > 55 GAL - EF 0.74 | Federal Standard 2015 Condensing Water Heater > 55 GAL - EF 0.74 | Federal Standard 2015 Condensing Water Heater > 55 GAL - EF 0.74 | Federal Standard 2015 Condensing Water Heater > 55 GAL - EF 0.74 | Federal Standard 2015 Condensing Water Heater > 55 GAL - EF 0.74 | Federal Standard 2015 Condensing Water Heater > 55 GAL - EF 0.74 | Federal Standard 2015 Condensing Water Heater > 55 GAL - EF 0.74 | Federal Standard 2015 Condensing Water Heater > 55 GAL - EF 0.74 | Federal Standard 2015 Condensing Water Heater > 55 GAL - EF 0.74 | Federal Standard 2015 Condensing Water Heater > 55 GAL - EF 0.74 | Federal Standard 2015 Condensing Water Heater > 55 GAL - EF 0.74 | Federal Standard 2015 Condensing Water Heater > 55 GAL - EF 0.74
Lewis CountySingle Family | Lewis CountySingle FamilyWater Heat GT 55 Gal | Lewis County | Single Family | Water Heat GT 55 Gal | Federal Standard 2015 Condensing Water Heater > 55 GAL - EF 0.74 | Federal Standard 2015 Condensing Water Heater > 55 GAL - EF 0.74 | Federal Standard 2015 Condensing Water Heater > 55 GAL - EF 0.74 | Federal Standard 2015 Condensing Water Heater > 55 GAL - EF 0.74 | Federal Standard 2015 Condensing Water Heater > 55 GAL - EF 0.74 | Federal Standard 2015 Condensing Water Heater > 55 GAL - EF 0.74 | Federal Standard 2015 Condensing Water Heater > 55 GAL - EF 0.74 | Federal Standard 2015 Condensing Water Heater > 55 GAL - EF 0.74 | Federal Standard 2015 Condensing Water Heater > 55 GAL - EF 0.74 | Federal Standard 2015 Condensing Water Heater > 55 GAL - EF 0.74 | Federal Standard 2015 Condensing Water Heater > 55 GAL - EF 0.74 | Federal Standard 2015 Condensing Water Heater > 55 GAL - EF 0.74 | Federal Standard 2015 Condensing Water Heater > 55 GAL - EF 0.74 | Federal Standard 2015 Condensing Water Heater > 55 GAL - EF 0.74 | Federal Standard 2015 Condensing Water Heater > 55 GAL - EF 0.74 | Federal Standard 2015 Condensing Water Heater > 55 GAL - EF 0.74 | Federal Standard 2015 Condensing Water Heater > 55 GAL - EF 0.74 | Federal Standard 2015 Condensing Water Heater > 55 GAL - EF 0.74 | Federal Standard 2015 Condensing Water Heater > 55 GAL - EF 0.74 | Federal Standard 2015 Condensing Water Heater > 55 GAL - EF 0.74 | Federal Standard 2015 Condensing Water Heater > 55 GAL - EF 0.74 | Federal Standard 2015 Condensing Water Heater > 55 GAL - EF 0.74 | Federal Standard 2015 Condensing Water Heater > 55 GAL - EF 0.74 | Federal Standard 2015 Condensing Water Heater > 55 GAL - EF 0.74 | Federal Standard 2015 Condensing Water Heater > 55 GAL - EF 0.74 | Federal Standard 2015 Condensing Water Heater > 55 GAL - EF 0.74 | Federal Standard 2015 Condensing Water Heater > 55 GAL - EF 0.74
Lewis CountySingle Family - Highly Impacted | Lewis CountySingle Family - Highly ImpactedWater Heat GT 55 Gal | Lewis County | Single Family - Highly Impacted | Water Heat GT 55 Gal | Federal Standard 2015 Condensing Water Heater > 55 GAL - EF 0.74 | Federal Standard 2015 Condensing Water Heater > 55 GAL - EF 0.74 | Federal Standard 2015 Condensing Water Heater > 55 GAL - EF 0.74 | Federal Standard 2015 Condensing Water Heater > 55 GAL - EF 0.74 | Federal Standard 2015 Condensing Water Heater > 55 GAL - EF 0.74 | Federal Standard 2015 Condensing Water Heater > 55 GAL - EF 0.74 | Federal Standard 2015 Condensing Water Heater > 55 GAL - EF 0.74 | Federal Standard 2015 Condensing Water Heater > 55 GAL - EF 0.74 | Federal Standard 2015 Condensing Water Heater > 55 GAL - EF 0.74 | Federal Standard 2015 Condensing Water Heater > 55 GAL - EF 0.74 | Federal Standard 2015 Condensing Water Heater > 55 GAL - EF 0.74 | Federal Standard 2015 Condensing Water Heater > 55 GAL - EF 0.74 | Federal Standard 2015 Condensing Water Heater > 55 GAL - EF 0.74 | Federal Standard 2015 Condensing Water Heater > 55 GAL - EF 0.74 | Federal Standard 2015 Condensing Water Heater > 55 GAL - EF 0.74 | Federal Standard 2015 Condensing Water Heater > 55 GAL - EF 0.74 | Federal Standard 2015 Condensing Water Heater > 55 GAL - EF 0.74 | Federal Standard 2015 Condensing Water Heater > 55 GAL - EF 0.74 | Federal Standard 2015 Condensing Water Heater > 55 GAL - EF 0.74 | Federal Standard 2015 Condensing Water Heater > 55 GAL - EF 0.74 | Federal Standard 2015 Condensing Water Heater > 55 GAL - EF 0.74 | Federal Standard 2015 Condensing Water Heater > 55 GAL - EF 0.74 | Federal Standard 2015 Condensing Water Heater > 55 GAL - EF 0.74 | Federal Standard 2015 Condensing Water Heater > 55 GAL - EF 0.74 | Federal Standard 2015 Condensing Water Heater > 55 GAL - EF 0.74 | Federal Standard 2015 Condensing Water Heater > 55 GAL - EF 0.74 | Federal Standard 2015 Condensing Water Heater > 55 GAL - EF 0.74
Lewis CountyManufactured | Lewis CountyManufacturedWater Heat LE 55 Gal | Lewis County | Manufactured | Water Heat LE 55 Gal | Federal Standard 2015 Storage Water Heater ≤ 55 GAL - EF 0.62 | Federal Standard 2015 Storage Water Heater ≤ 55 GAL - EF 0.62 | Federal Standard 2015 Storage Water Heater ≤ 55 GAL - EF 0.62 | Federal Standard 2015 Storage Water Heater ≤ 55 GAL - EF 0.62 | Federal Standard 2015 Storage Water Heater ≤ 55 GAL - EF 0.62 | Federal Standard 2015 Storage Water Heater ≤ 55 GAL - EF 0.62 | Federal Standard 2015 Storage Water Heater ≤ 55 GAL - EF 0.62 | Federal Standard 2015 Storage Water Heater ≤ 55 GAL - EF 0.62 | Federal Standard 2015 Storage Water Heater ≤ 55 GAL - EF 0.62 | Federal Standard 2015 Storage Water Heater ≤ 55 GAL - EF 0.62 | Federal Standard 2015 Storage Water Heater ≤ 55 GAL - EF 0.62 | Federal Standard 2015 Storage Water Heater ≤ 55 GAL - EF 0.62 | Federal Standard 2015 Storage Water Heater ≤ 55 GAL - EF 0.62 | Federal Standard 2015 Storage Water Heater ≤ 55 GAL - EF 0.62 | Federal Standard 2015 Storage Water Heater ≤ 55 GAL - EF 0.62 | Federal Standard 2015 Storage Water Heater ≤ 55 GAL - EF 0.62 | Federal Standard 2015 Storage Water Heater ≤ 55 GAL - EF 0.62 | Federal Standard 2015 Storage Water Heater ≤ 55 GAL - EF 0.62 | Federal Standard 2015 Storage Water Heater ≤ 55 GAL - EF 0.62 | Federal Standard 2015 Storage Water Heater ≤ 55 GAL - EF 0.62 | Federal Standard 2015 Storage Water Heater ≤ 55 GAL - EF 0.62 | Federal Standard 2015 Storage Water Heater ≤ 55 GAL - EF 0.62 | Federal Standard 2015 Storage Water Heater ≤ 55 GAL - EF 0.62 | Federal Standard 2015 Storage Water Heater ≤ 55 GAL - EF 0.62 | Federal Standard 2015 Storage Water Heater ≤ 55 GAL - EF 0.62 | Federal Standard 2015 Storage Water Heater ≤ 55 GAL - EF 0.62 | Federal Standard 2015 Storage Water Heater ≤ 55 GAL - EF 0.62
Lewis CountyManufactured - Highly Impacted | Lewis CountyManufactured - Highly ImpactedWater Heat LE 55 Gal | Lewis County | Manufactured - Highly Impacted | Water Heat LE 55 Gal | Federal Standard 2015 Storage Water Heater ≤ 55 GAL - EF 0.62 | Federal Standard 2015 Storage Water Heater ≤ 55 GAL - EF 0.62 | Federal Standard 2015 Storage Water Heater ≤ 55 GAL - EF 0.62 | Federal Standard 2015 Storage Water Heater ≤ 55 GAL - EF 0.62 | Federal Standard 2015 Storage Water Heater ≤ 55 GAL - EF 0.62 | Federal Standard 2015 Storage Water Heater ≤ 55 GAL - EF 0.62 | Federal Standard 2015 Storage Water Heater ≤ 55 GAL - EF 0.62 | Federal Standard 2015 Storage Water Heater ≤ 55 GAL - EF 0.62 | Federal Standard 2015 Storage Water Heater ≤ 55 GAL - EF 0.62 | Federal Standard 2015 Storage Water Heater ≤ 55 GAL - EF 0.62 | Federal Standard 2015 Storage Water Heater ≤ 55 GAL - EF 0.62 | Federal Standard 2015 Storage Water Heater ≤ 55 GAL - EF 0.62 | Federal Standard 2015 Storage Water Heater ≤ 55 GAL - EF 0.62 | Federal Standard 2015 Storage Water Heater ≤ 55 GAL - EF 0.62 | Federal Standard 2015 Storage Water Heater ≤ 55 GAL - EF 0.62 | Federal Standard 2015 Storage Water Heater ≤ 55 GAL - EF 0.62 | Federal Standard 2015 Storage Water Heater ≤ 55 GAL - EF 0.62 | Federal Standard 2015 Storage Water Heater ≤ 55 GAL - EF 0.62 | Federal Standard 2015 Storage Water Heater ≤ 55 GAL - EF 0.62 | Federal Standard 2015 Storage Water Heater ≤ 55 GAL - EF 0.62 | Federal Standard 2015 Storage Water Heater ≤ 55 GAL - EF 0.62 | Federal Standard 2015 Storage Water Heater ≤ 55 GAL - EF 0.62 | Federal Standard 2015 Storage Water Heater ≤ 55 GAL - EF 0.62 | Federal Standard 2015 Storage Water Heater ≤ 55 GAL - EF 0.62 | Federal Standard 2015 Storage Water Heater ≤ 55 GAL - EF 0.62 | Federal Standard 2015 Storage Water Heater ≤ 55 GAL - EF 0.62 | Federal Standard 2015 Storage Water Heater ≤ 55 GAL - EF 0.62
Lewis CountyMultifamily | Lewis CountyMultifamilyWater Heat LE 55 Gal | Lewis County | Multifamily | Water Heat LE 55 Gal | Federal Standard 2015 Storage Water Heater ≤ 55 GAL - EF 0.62 | Federal Standard 2015 Storage Water Heater ≤ 55 GAL - EF 0.62 | Federal Standard 2015 Storage Water Heater ≤ 55 GAL - EF 0.62 | Federal Standard 2015 Storage Water Heater ≤ 55 GAL - EF 0.62 | Federal Standard 2015 Storage Water Heater ≤ 55 GAL - EF 0.62 | Federal Standard 2015 Storage Water Heater ≤ 55 GAL - EF 0.62 | Federal Standard 2015 Storage Water Heater ≤ 55 GAL - EF 0.62 | Federal Standard 2015 Storage Water Heater ≤ 55 GAL - EF 0.62 | Federal Standard 2015 Storage Water Heater ≤ 55 GAL - EF 0.62 | Federal Standard 2015 Storage Water Heater ≤ 55 GAL - EF 0.62 | Federal Standard 2015 Storage Water Heater ≤ 55 GAL - EF 0.62 | Federal Standard 2015 Storage Water Heater ≤ 55 GAL - EF 0.62 | Federal Standard 2015 Storage Water Heater ≤ 55 GAL - EF 0.62 | Federal Standard 2015 Storage Water Heater ≤ 55 GAL - EF 0.62 | Federal Standard 2015 Storage Water Heater ≤ 55 GAL - EF 0.62 | Federal Standard 2015 Storage Water Heater ≤ 55 GAL - EF 0.62 | Federal Standard 2015 Storage Water Heater ≤ 55 GAL - EF 0.62 | Federal Standard 2015 Storage Water Heater ≤ 55 GAL - EF 0.62 | Federal Standard 2015 Storage Water Heater ≤ 55 GAL - EF 0.62 | Federal Standard 2015 Storage Water Heater ≤ 55 GAL - EF 0.62 | Federal Standard 2015 Storage Water Heater ≤ 55 GAL - EF 0.62 | Federal Standard 2015 Storage Water Heater ≤ 55 GAL - EF 0.62 | Federal Standard 2015 Storage Water Heater ≤ 55 GAL - EF 0.62 | Federal Standard 2015 Storage Water Heater ≤ 55 GAL - EF 0.62 | Federal Standard 2015 Storage Water Heater ≤ 55 GAL - EF 0.62 | Federal Standard 2015 Storage Water Heater ≤ 55 GAL - EF 0.62 | Federal Standard 2015 Storage Water Heater ≤ 55 GAL - EF 0.62
Lewis CountyMultifamily - Highly Impacted | Lewis CountyMultifamily - Highly ImpactedWater Heat LE 55 Gal | Lewis County | Multifamily - Highly Impacted | Water Heat LE 55 Gal | Federal Standard 2015 Storage Water Heater ≤ 55 GAL - EF 0.62 | Federal Standard 2015 Storage Water Heater ≤ 55 GAL - EF 0.62 | Federal Standard 2015 Storage Water Heater ≤ 55 GAL - EF 0.62 | Federal Standard 2015 Storage Water Heater ≤ 55 GAL - EF 0.62 | Federal Standard 2015 Storage Water Heater ≤ 55 GAL - EF 0.62 | Federal Standard 2015 Storage Water Heater ≤ 55 GAL - EF 0.62 | Federal Standard 2015 Storage Water Heater ≤ 55 GAL - EF 0.62 | Federal Standard 2015 Storage Water Heater ≤ 55 GAL - EF 0.62 | Federal Standard 2015 Storage Water Heater ≤ 55 GAL - EF 0.62 | Federal Standard 2015 Storage Water Heater ≤ 55 GAL - EF 0.62 | Federal Standard 2015 Storage Water Heater ≤ 55 GAL - EF 0.62 | Federal Standard 2015 Storage Water Heater ≤ 55 GAL - EF 0.62 | Federal Standard 2015 Storage Water Heater ≤ 55 GAL - EF 0.62 | Federal Standard 2015 Storage Water Heater ≤ 55 GAL - EF 0.62 | Federal Standard 2015 Storage Water Heater ≤ 55 GAL - EF 0.62 | Federal Standard 2015 Storage Water Heater ≤ 55 GAL - EF 0.62 | Federal Standard 2015 Storage Water Heater ≤ 55 GAL - EF 0.62 | Federal Standard 2015 Storage Water Heater ≤ 55 GAL - EF 0.62 | Federal Standard 2015 Storage Water Heater ≤ 55 GAL - EF 0.62 | Federal Standard 2015 Storage Water Heater ≤ 55 GAL - EF 0.62 | Federal Standard 2015 Storage Water Heater ≤ 55 GAL - EF 0.62 | Federal Standard 2015 Storage Water Heater ≤ 55 GAL - EF 0.62 | Federal Standard 2015 Storage Water Heater ≤ 55 GAL - EF 0.62 | Federal Standard 2015 Storage Water Heater ≤ 55 GAL - EF 0.62 | Federal Standard 2015 Storage Water Heater ≤ 55 GAL - EF 0.62 | Federal Standard 2015 Storage Water Heater ≤ 55 GAL - EF 0.62 | Federal Standard 2015 Storage Water Heater ≤ 55 GAL - EF 0.62
Lewis CountySingle Family | Lewis CountySingle FamilyWater Heat LE 55 Gal | Lewis County | Single Family | Water Heat LE 55 Gal | Federal Standard 2015 Storage Water Heater ≤ 55 GAL - EF 0.62 | Federal Standard 2015 Storage Water Heater ≤ 55 GAL - EF 0.62 | Federal Standard 2015 Storage Water Heater ≤ 55 GAL - EF 0.62 | Federal Standard 2015 Storage Water Heater ≤ 55 GAL - EF 0.62 | Federal Standard 2015 Storage Water Heater ≤ 55 GAL - EF 0.62 | Federal Standard 2015 Storage Water Heater ≤ 55 GAL - EF 0.62 | Federal Standard 2015 Storage Water Heater ≤ 55 GAL - EF 0.62 | Federal Standard 2015 Storage Water Heater ≤ 55 GAL - EF 0.62 | Federal Standard 2015 Storage Water Heater ≤ 55 GAL - EF 0.62 | Federal Standard 2015 Storage Water Heater ≤ 55 GAL - EF 0.62 | Federal Standard 2015 Storage Water Heater ≤ 55 GAL - EF 0.62 | Federal Standard 2015 Storage Water Heater ≤ 55 GAL - EF 0.62 | Federal Standard 2015 Storage Water Heater ≤ 55 GAL - EF 0.62 | Federal Standard 2015 Storage Water Heater ≤ 55 GAL - EF 0.62 | Federal Standard 2015 Storage Water Heater ≤ 55 GAL - EF 0.62 | Federal Standard 2015 Storage Water Heater ≤ 55 GAL - EF 0.62 | Federal Standard 2015 Storage Water Heater ≤ 55 GAL - EF 0.62 | Federal Standard 2015 Storage Water Heater ≤ 55 GAL - EF 0.62 | Federal Standard 2015 Storage Water Heater ≤ 55 GAL - EF 0.62 | Federal Standard 2015 Storage Water Heater ≤ 55 GAL - EF 0.62 | Federal Standard 2015 Storage Water Heater ≤ 55 GAL - EF 0.62 | Federal Standard 2015 Storage Water Heater ≤ 55 GAL - EF 0.62 | Federal Standard 2015 Storage Water Heater ≤ 55 GAL - EF 0.62 | Federal Standard 2015 Storage Water Heater ≤ 55 GAL - EF 0.62 | Federal Standard 2015 Storage Water Heater ≤ 55 GAL - EF 0.62 | Federal Standard 2015 Storage Water Heater ≤ 55 GAL - EF 0.62 | Federal Standard 2015 Storage Water Heater ≤ 55 GAL - EF 0.62
Lewis CountySingle Family - Highly Impacted | Lewis CountySingle Family - Highly ImpactedWater Heat LE 55 Gal | Lewis County | Single Family - Highly Impacted | Water Heat LE 55 Gal | Federal Standard 2015 Storage Water Heater ≤ 55 GAL - EF 0.62 | Federal Standard 2015 Storage Water Heater ≤ 55 GAL - EF 0.62 | Federal Standard 2015 Storage Water Heater ≤ 55 GAL - EF 0.62 | Federal Standard 2015 Storage Water Heater ≤ 55 GAL - EF 0.62 | Federal Standard 2015 Storage Water Heater ≤ 55 GAL - EF 0.62 | Federal Standard 2015 Storage Water Heater ≤ 55 GAL - EF 0.62 | Federal Standard 2015 Storage Water Heater ≤ 55 GAL - EF 0.62 | Federal Standard 2015 Storage Water Heater ≤ 55 GAL - EF 0.62 | Federal Standard 2015 Storage Water Heater ≤ 55 GAL - EF 0.62 | Federal Standard 2015 Storage Water Heater ≤ 55 GAL - EF 0.62 | Federal Standard 2015 Storage Water Heater ≤ 55 GAL - EF 0.62 | Federal Standard 2015 Storage Water Heater ≤ 55 GAL - EF 0.62 | Federal Standard 2015 Storage Water Heater ≤ 55 GAL - EF 0.62 | Federal Standard 2015 Storage Water Heater ≤ 55 GAL - EF 0.62 | Federal Standard 2015 Storage Water Heater ≤ 55 GAL - EF 0.62 | Federal Standard 2015 Storage Water Heater ≤ 55 GAL - EF 0.62 | Federal Standard 2015 Storage Water Heater ≤ 55 GAL - EF 0.62 | Federal Standard 2015 Storage Water Heater ≤ 55 GAL - EF 0.62 | Federal Standard 2015 Storage Water Heater ≤ 55 GAL - EF 0.62 | Federal Standard 2015 Storage Water Heater ≤ 55 GAL - EF 0.62 | Federal Standard 2015 Storage Water Heater ≤ 55 GAL - EF 0.62 | Federal Standard 2015 Storage Water Heater ≤ 55 GAL - EF 0.62 | Federal Standard 2015 Storage Water Heater ≤ 55 GAL - EF 0.62 | Federal Standard 2015 Storage Water Heater ≤ 55 GAL - EF 0.62 | Federal Standard 2015 Storage Water Heater ≤ 55 GAL - EF 0.62 | Federal Standard 2015 Storage Water Heater ≤ 55 GAL - EF 0.62 | Federal Standard 2015 Storage Water Heater ≤ 55 GAL - EF 0.62
Pierce CountyManufactured | Pierce CountyManufacturedCooking Oven | Pierce County | Manufactured | Cooking Oven | Federal Standard 2012 Cooking Oven | Federal Standard 2012 Cooking Oven | Federal Standard 2012 Cooking Oven | Federal Standard 2012 Cooking Oven | Federal Standard 2012 Cooking Oven | Federal Standard 2012 Cooking Oven | Federal Standard 2012 Cooking Oven | Federal Standard 2012 Cooking Oven | Federal Standard 2012 Cooking Oven | Federal Standard 2012 Cooking Oven | Federal Standard 2012 Cooking Oven | Federal Standard 2012 Cooking Oven | Federal Standard 2012 Cooking Oven | Federal Standard 2012 Cooking Oven | Federal Standard 2012 Cooking Oven | Federal Standard 2012 Cooking Oven | Federal Standard 2012 Cooking Oven | Federal Standard 2012 Cooking Oven | Federal Standard 2012 Cooking Oven | Federal Standard 2012 Cooking Oven | Federal Standard 2012 Cooking Oven | Federal Standard 2012 Cooking Oven | Federal Standard 2012 Cooking Oven | Federal Standard 2012 Cooking Oven | Federal Standard 2012 Cooking Oven | Federal Standard 2012 Cooking Oven | Federal Standard 2012 Cooking Oven
Pierce CountyManufactured - Highly Impacted | Pierce CountyManufactured - Highly ImpactedCooking Oven | Pierce County | Manufactured - Highly Impacted | Cooking Oven | Federal Standard 2012 Cooking Oven | Federal Standard 2012 Cooking Oven | Federal Standard 2012 Cooking Oven | Federal Standard 2012 Cooking Oven | Federal Standard 2012 Cooking Oven | Federal Standard 2012 Cooking Oven | Federal Standard 2012 Cooking Oven | Federal Standard 2012 Cooking Oven | Federal Standard 2012 Cooking Oven | Federal Standard 2012 Cooking Oven | Federal Standard 2012 Cooking Oven | Federal Standard 2012 Cooking Oven | Federal Standard 2012 Cooking Oven | Federal Standard 2012 Cooking Oven | Federal Standard 2012 Cooking Oven | Federal Standard 2012 Cooking Oven | Federal Standard 2012 Cooking Oven | Federal Standard 2012 Cooking Oven | Federal Standard 2012 Cooking Oven | Federal Standard 2012 Cooking Oven | Federal Standard 2012 Cooking Oven | Federal Standard 2012 Cooking Oven | Federal Standard 2012 Cooking Oven | Federal Standard 2012 Cooking Oven | Federal Standard 2012 Cooking Oven | Federal Standard 2012 Cooking Oven | Federal Standard 2012 Cooking Oven
Pierce CountyMultifamily | Pierce CountyMultifamilyCooking Oven | Pierce County | Multifamily | Cooking Oven | Federal Standard 2012 Cooking Oven | Federal Standard 2012 Cooking Oven | Federal Standard 2012 Cooking Oven | Federal Standard 2012 Cooking Oven | Federal Standard 2012 Cooking Oven | Federal Standard 2012 Cooking Oven | Federal Standard 2012 Cooking Oven | Federal Standard 2012 Cooking Oven | Federal Standard 2012 Cooking Oven | Federal Standard 2012 Cooking Oven | Federal Standard 2012 Cooking Oven | Federal Standard 2012 Cooking Oven | Federal Standard 2012 Cooking Oven | Federal Standard 2012 Cooking Oven | Federal Standard 2012 Cooking Oven | Federal Standard 2012 Cooking Oven | Federal Standard 2012 Cooking Oven | Federal Standard 2012 Cooking Oven | Federal Standard 2012 Cooking Oven | Federal Standard 2012 Cooking Oven | Federal Standard 2012 Cooking Oven | Federal Standard 2012 Cooking Oven | Federal Standard 2012 Cooking Oven | Federal Standard 2012 Cooking Oven | Federal Standard 2012 Cooking Oven | Federal Standard 2012 Cooking Oven | Federal Standard 2012 Cooking Oven
Pierce CountyMultifamily - Highly Impacted | Pierce CountyMultifamily - Highly ImpactedCooking Oven | Pierce County | Multifamily - Highly Impacted | Cooking Oven | Federal Standard 2012 Cooking Oven | Federal Standard 2012 Cooking Oven | Federal Standard 2012 Cooking Oven | Federal Standard 2012 Cooking Oven | Federal Standard 2012 Cooking Oven | Federal Standard 2012 Cooking Oven | Federal Standard 2012 Cooking Oven | Federal Standard 2012 Cooking Oven | Federal Standard 2012 Cooking Oven | Federal Standard 2012 Cooking Oven | Federal Standard 2012 Cooking Oven | Federal Standard 2012 Cooking Oven | Federal Standard 2012 Cooking Oven | Federal Standard 2012 Cooking Oven | Federal Standard 2012 Cooking Oven | Federal Standard 2012 Cooking Oven | Federal Standard 2012 Cooking Oven | Federal Standard 2012 Cooking Oven | Federal Standard 2012 Cooking Oven | Federal Standard 2012 Cooking Oven | Federal Standard 2012 Cooking Oven | Federal Standard 2012 Cooking Oven | Federal Standard 2012 Cooking Oven | Federal Standard 2012 Cooking Oven | Federal Standard 2012 Cooking Oven | Federal Standard 2012 Cooking Oven | Federal Standard 2012 Cooking Oven
Pierce CountySingle Family | Pierce CountySingle FamilyCooking Oven | Pierce County | Single Family | Cooking Oven | Federal Standard 2012 Cooking Oven | Federal Standard 2012 Cooking Oven | Federal Standard 2012 Cooking Oven | Federal Standard 2012 Cooking Oven | Federal Standard 2012 Cooking Oven | Federal Standard 2012 Cooking Oven | Federal Standard 2012 Cooking Oven | Federal Standard 2012 Cooking Oven | Federal Standard 2012 Cooking Oven | Federal Standard 2012 Cooking Oven | Federal Standard 2012 Cooking Oven | Federal Standard 2012 Cooking Oven | Federal Standard 2012 Cooking Oven | Federal Standard 2012 Cooking Oven | Federal Standard 2012 Cooking Oven | Federal Standard 2012 Cooking Oven | Federal Standard 2012 Cooking Oven | Federal Standard 2012 Cooking Oven | Federal Standard 2012 Cooking Oven | Federal Standard 2012 Cooking Oven | Federal Standard 2012 Cooking Oven | Federal Standard 2012 Cooking Oven | Federal Standard 2012 Cooking Oven | Federal Standard 2012 Cooking Oven | Federal Standard 2012 Cooking Oven | Federal Standard 2012 Cooking Oven | Federal Standard 2012 Cooking Oven
Pierce CountySingle Family - Highly Impacted | Pierce CountySingle Family - Highly ImpactedCooking Oven | Pierce County | Single Family - Highly Impacted | Cooking Oven | Federal Standard 2012 Cooking Oven | Federal Standard 2012 Cooking Oven | Federal Standard 2012 Cooking Oven | Federal Standard 2012 Cooking Oven | Federal Standard 2012 Cooking Oven | Federal Standard 2012 Cooking Oven | Federal Standard 2012 Cooking Oven | Federal Standard 2012 Cooking Oven | Federal Standard 2012 Cooking Oven | Federal Standard 2012 Cooking Oven | Federal Standard 2012 Cooking Oven | Federal Standard 2012 Cooking Oven | Federal Standard 2012 Cooking Oven | Federal Standard 2012 Cooking Oven | Federal Standard 2012 Cooking Oven | Federal Standard 2012 Cooking Oven | Federal Standard 2012 Cooking Oven | Federal Standard 2012 Cooking Oven | Federal Standard 2012 Cooking Oven | Federal Standard 2012 Cooking Oven | Federal Standard 2012 Cooking Oven | Federal Standard 2012 Cooking Oven | Federal Standard 2012 Cooking Oven | Federal Standard 2012 Cooking Oven | Federal Standard 2012 Cooking Oven | Federal Standard 2012 Cooking Oven | Federal Standard 2012 Cooking Oven
Pierce CountyManufactured | Pierce CountyManufacturedCooking Range | Pierce County | Manufactured | Cooking Range | Federal Standard 2012 Cooking Range | Federal Standard 2012 Cooking Range | Federal Standard 2012 Cooking Range | Federal Standard 2012 Cooking Range | Federal Standard 2012 Cooking Range | Federal Standard 2012 Cooking Range | Federal Standard 2012 Cooking Range | Federal Standard 2012 Cooking Range | Federal Standard 2012 Cooking Range | Federal Standard 2012 Cooking Range | Federal Standard 2012 Cooking Range | Federal Standard 2012 Cooking Range | Federal Standard 2012 Cooking Range | Federal Standard 2012 Cooking Range | Federal Standard 2012 Cooking Range | Federal Standard 2012 Cooking Range | Federal Standard 2012 Cooking Range | Federal Standard 2012 Cooking Range | Federal Standard 2012 Cooking Range | Federal Standard 2012 Cooking Range | Federal Standard 2012 Cooking Range | Federal Standard 2012 Cooking Range | Federal Standard 2012 Cooking Range | Federal Standard 2012 Cooking Range | Federal Standard 2012 Cooking Range | Federal Standard 2012 Cooking Range | Federal Standard 2012 Cooking Range
Pierce CountyManufactured - Highly Impacted | Pierce CountyManufactured - Highly ImpactedCooking Range | Pierce County | Manufactured - Highly Impacted | Cooking Range | Federal Standard 2012 Cooking Range | Federal Standard 2012 Cooking Range | Federal Standard 2012 Cooking Range | Federal Standard 2012 Cooking Range | Federal Standard 2012 Cooking Range | Federal Standard 2012 Cooking Range | Federal Standard 2012 Cooking Range | Federal Standard 2012 Cooking Range | Federal Standard 2012 Cooking Range | Federal Standard 2012 Cooking Range | Federal Standard 2012 Cooking Range | Federal Standard 2012 Cooking Range | Federal Standard 2012 Cooking Range | Federal Standard 2012 Cooking Range | Federal Standard 2012 Cooking Range | Federal Standard 2012 Cooking Range | Federal Standard 2012 Cooking Range | Federal Standard 2012 Cooking Range | Federal Standard 2012 Cooking Range | Federal Standard 2012 Cooking Range | Federal Standard 2012 Cooking Range | Federal Standard 2012 Cooking Range | Federal Standard 2012 Cooking Range | Federal Standard 2012 Cooking Range | Federal Standard 2012 Cooking Range | Federal Standard 2012 Cooking Range | Federal Standard 2012 Cooking Range
Pierce CountyMultifamily | Pierce CountyMultifamilyCooking Range | Pierce County | Multifamily | Cooking Range | Federal Standard 2012 Cooking Range | Federal Standard 2012 Cooking Range | Federal Standard 2012 Cooking Range | Federal Standard 2012 Cooking Range | Federal Standard 2012 Cooking Range | Federal Standard 2012 Cooking Range | Federal Standard 2012 Cooking Range | Federal Standard 2012 Cooking Range | Federal Standard 2012 Cooking Range | Federal Standard 2012 Cooking Range | Federal Standard 2012 Cooking Range | Federal Standard 2012 Cooking Range | Federal Standard 2012 Cooking Range | Federal Standard 2012 Cooking Range | Federal Standard 2012 Cooking Range | Federal Standard 2012 Cooking Range | Federal Standard 2012 Cooking Range | Federal Standard 2012 Cooking Range | Federal Standard 2012 Cooking Range | Federal Standard 2012 Cooking Range | Federal Standard 2012 Cooking Range | Federal Standard 2012 Cooking Range | Federal Standard 2012 Cooking Range | Federal Standard 2012 Cooking Range | Federal Standard 2012 Cooking Range | Federal Standard 2012 Cooking Range | Federal Standard 2012 Cooking Range
Pierce CountyMultifamily - Highly Impacted | Pierce CountyMultifamily - Highly ImpactedCooking Range | Pierce County | Multifamily - Highly Impacted | Cooking Range | Federal Standard 2012 Cooking Range | Federal Standard 2012 Cooking Range | Federal Standard 2012 Cooking Range | Federal Standard 2012 Cooking Range | Federal Standard 2012 Cooking Range | Federal Standard 2012 Cooking Range | Federal Standard 2012 Cooking Range | Federal Standard 2012 Cooking Range | Federal Standard 2012 Cooking Range | Federal Standard 2012 Cooking Range | Federal Standard 2012 Cooking Range | Federal Standard 2012 Cooking Range | Federal Standard 2012 Cooking Range | Federal Standard 2012 Cooking Range | Federal Standard 2012 Cooking Range | Federal Standard 2012 Cooking Range | Federal Standard 2012 Cooking Range | Federal Standard 2012 Cooking Range | Federal Standard 2012 Cooking Range | Federal Standard 2012 Cooking Range | Federal Standard 2012 Cooking Range | Federal Standard 2012 Cooking Range | Federal Standard 2012 Cooking Range | Federal Standard 2012 Cooking Range | Federal Standard 2012 Cooking Range | Federal Standard 2012 Cooking Range | Federal Standard 2012 Cooking Range
Pierce CountySingle Family | Pierce CountySingle FamilyCooking Range | Pierce County | Single Family | Cooking Range | Federal Standard 2012 Cooking Range | Federal Standard 2012 Cooking Range | Federal Standard 2012 Cooking Range | Federal Standard 2012 Cooking Range | Federal Standard 2012 Cooking Range | Federal Standard 2012 Cooking Range | Federal Standard 2012 Cooking Range | Federal Standard 2012 Cooking Range | Federal Standard 2012 Cooking Range | Federal Standard 2012 Cooking Range | Federal Standard 2012 Cooking Range | Federal Standard 2012 Cooking Range | Federal Standard 2012 Cooking Range | Federal Standard 2012 Cooking Range | Federal Standard 2012 Cooking Range | Federal Standard 2012 Cooking Range | Federal Standard 2012 Cooking Range | Federal Standard 2012 Cooking Range | Federal Standard 2012 Cooking Range | Federal Standard 2012 Cooking Range | Federal Standard 2012 Cooking Range | Federal Standard 2012 Cooking Range | Federal Standard 2012 Cooking Range | Federal Standard 2012 Cooking Range | Federal Standard 2012 Cooking Range | Federal Standard 2012 Cooking Range | Federal Standard 2012 Cooking Range
Pierce CountySingle Family - Highly Impacted | Pierce CountySingle Family - Highly ImpactedCooking Range | Pierce County | Single Family - Highly Impacted | Cooking Range | Federal Standard 2012 Cooking Range | Federal Standard 2012 Cooking Range | Federal Standard 2012 Cooking Range | Federal Standard 2012 Cooking Range | Federal Standard 2012 Cooking Range | Federal Standard 2012 Cooking Range | Federal Standard 2012 Cooking Range | Federal Standard 2012 Cooking Range | Federal Standard 2012 Cooking Range | Federal Standard 2012 Cooking Range | Federal Standard 2012 Cooking Range | Federal Standard 2012 Cooking Range | Federal Standard 2012 Cooking Range | Federal Standard 2012 Cooking Range | Federal Standard 2012 Cooking Range | Federal Standard 2012 Cooking Range | Federal Standard 2012 Cooking Range | Federal Standard 2012 Cooking Range | Federal Standard 2012 Cooking Range | Federal Standard 2012 Cooking Range | Federal Standard 2012 Cooking Range | Federal Standard 2012 Cooking Range | Federal Standard 2012 Cooking Range | Federal Standard 2012 Cooking Range | Federal Standard 2012 Cooking Range | Federal Standard 2012 Cooking Range | Federal Standard 2012 Cooking Range
Pierce CountyManufactured | Pierce CountyManufacturedDryer | Pierce County | Manufactured | Dryer | Federal Standard 2015 Dryer - CEF/EF 2.84/3.30 (Gas Dryer) | Federal Standard 2015 Dryer - CEF/EF 2.84/3.30 (Gas Dryer) | Federal Standard 2015 Dryer - CEF/EF 2.84/3.30 (Gas Dryer) | Federal Standard 2015 Dryer - CEF/EF 2.84/3.30 (Gas Dryer) | Federal Standard 2015 Dryer - CEF/EF 2.84/3.30 (Gas Dryer) | Federal Standard 2015 Dryer - CEF/EF 2.84/3.30 (Gas Dryer) | Federal Standard 2015 Dryer - CEF/EF 2.84/3.30 (Gas Dryer) | Federal Standard 2015 Dryer - CEF/EF 2.84/3.30 (Gas Dryer) | Federal Standard 2015 Dryer - CEF/EF 2.84/3.30 (Gas Dryer) | Federal Standard 2015 Dryer - CEF/EF 2.84/3.30 (Gas Dryer) | Federal Standard 2015 Dryer - CEF/EF 2.84/3.30 (Gas Dryer) | Federal Standard 2015 Dryer - CEF/EF 2.84/3.30 (Gas Dryer) | Federal Standard 2015 Dryer - CEF/EF 2.84/3.30 (Gas Dryer) | Federal Standard 2015 Dryer - CEF/EF 2.84/3.30 (Gas Dryer) | Federal Standard 2015 Dryer - CEF/EF 2.84/3.30 (Gas Dryer) | Federal Standard 2015 Dryer - CEF/EF 2.84/3.30 (Gas Dryer) | Federal Standard 2015 Dryer - CEF/EF 2.84/3.30 (Gas Dryer) | Federal Standard 2015 Dryer - CEF/EF 2.84/3.30 (Gas Dryer) | Federal Standard 2015 Dryer - CEF/EF 2.84/3.30 (Gas Dryer) | Federal Standard 2015 Dryer - CEF/EF 2.84/3.30 (Gas Dryer) | Federal Standard 2015 Dryer - CEF/EF 2.84/3.30 (Gas Dryer) | Federal Standard 2015 Dryer - CEF/EF 2.84/3.30 (Gas Dryer) | Federal Standard 2015 Dryer - CEF/EF 2.84/3.30 (Gas Dryer) | Federal Standard 2015 Dryer - CEF/EF 2.84/3.30 (Gas Dryer) | Federal Standard 2015 Dryer - CEF/EF 2.84/3.30 (Gas Dryer) | Federal Standard 2015 Dryer - CEF/EF 2.84/3.30 (Gas Dryer) | Federal Standard 2015 Dryer - CEF/EF 2.84/3.30 (Gas Dryer)
Pierce CountyManufactured - Highly Impacted | Pierce CountyManufactured - Highly ImpactedDryer | Pierce County | Manufactured - Highly Impacted | Dryer | Federal Standard 2015 Dryer - CEF/EF 2.84/3.30 (Gas Dryer) | Federal Standard 2015 Dryer - CEF/EF 2.84/3.30 (Gas Dryer) | Federal Standard 2015 Dryer - CEF/EF 2.84/3.30 (Gas Dryer) | Federal Standard 2015 Dryer - CEF/EF 2.84/3.30 (Gas Dryer) | Federal Standard 2015 Dryer - CEF/EF 2.84/3.30 (Gas Dryer) | Federal Standard 2015 Dryer - CEF/EF 2.84/3.30 (Gas Dryer) | Federal Standard 2015 Dryer - CEF/EF 2.84/3.30 (Gas Dryer) | Federal Standard 2015 Dryer - CEF/EF 2.84/3.30 (Gas Dryer) | Federal Standard 2015 Dryer - CEF/EF 2.84/3.30 (Gas Dryer) | Federal Standard 2015 Dryer - CEF/EF 2.84/3.30 (Gas Dryer) | Federal Standard 2015 Dryer - CEF/EF 2.84/3.30 (Gas Dryer) | Federal Standard 2015 Dryer - CEF/EF 2.84/3.30 (Gas Dryer) | Federal Standard 2015 Dryer - CEF/EF 2.84/3.30 (Gas Dryer) | Federal Standard 2015 Dryer - CEF/EF 2.84/3.30 (Gas Dryer) | Federal Standard 2015 Dryer - CEF/EF 2.84/3.30 (Gas Dryer) | Federal Standard 2015 Dryer - CEF/EF 2.84/3.30 (Gas Dryer) | Federal Standard 2015 Dryer - CEF/EF 2.84/3.30 (Gas Dryer) | Federal Standard 2015 Dryer - CEF/EF 2.84/3.30 (Gas Dryer) | Federal Standard 2015 Dryer - CEF/EF 2.84/3.30 (Gas Dryer) | Federal Standard 2015 Dryer - CEF/EF 2.84/3.30 (Gas Dryer) | Federal Standard 2015 Dryer - CEF/EF 2.84/3.30 (Gas Dryer) | Federal Standard 2015 Dryer - CEF/EF 2.84/3.30 (Gas Dryer) | Federal Standard 2015 Dryer - CEF/EF 2.84/3.30 (Gas Dryer) | Federal Standard 2015 Dryer - CEF/EF 2.84/3.30 (Gas Dryer) | Federal Standard 2015 Dryer - CEF/EF 2.84/3.30 (Gas Dryer) | Federal Standard 2015 Dryer - CEF/EF 2.84/3.30 (Gas Dryer) | Federal Standard 2015 Dryer - CEF/EF 2.84/3.30 (Gas Dryer)
Pierce CountyMultifamily | Pierce CountyMultifamilyDryer | Pierce County | Multifamily | Dryer | Federal Standard 2015 Dryer - CEF/EF 2.84/3.30 (Gas Dryer) | Federal Standard 2015 Dryer - CEF/EF 2.84/3.30 (Gas Dryer) | Federal Standard 2015 Dryer - CEF/EF 2.84/3.30 (Gas Dryer) | Federal Standard 2015 Dryer - CEF/EF 2.84/3.30 (Gas Dryer) | Federal Standard 2015 Dryer - CEF/EF 2.84/3.30 (Gas Dryer) | Federal Standard 2015 Dryer - CEF/EF 2.84/3.30 (Gas Dryer) | Federal Standard 2015 Dryer - CEF/EF 2.84/3.30 (Gas Dryer) | Federal Standard 2015 Dryer - CEF/EF 2.84/3.30 (Gas Dryer) | Federal Standard 2015 Dryer - CEF/EF 2.84/3.30 (Gas Dryer) | Federal Standard 2015 Dryer - CEF/EF 2.84/3.30 (Gas Dryer) | Federal Standard 2015 Dryer - CEF/EF 2.84/3.30 (Gas Dryer) | Federal Standard 2015 Dryer - CEF/EF 2.84/3.30 (Gas Dryer) | Federal Standard 2015 Dryer - CEF/EF 2.84/3.30 (Gas Dryer) | Federal Standard 2015 Dryer - CEF/EF 2.84/3.30 (Gas Dryer) | Federal Standard 2015 Dryer - CEF/EF 2.84/3.30 (Gas Dryer) | Federal Standard 2015 Dryer - CEF/EF 2.84/3.30 (Gas Dryer) | Federal Standard 2015 Dryer - CEF/EF 2.84/3.30 (Gas Dryer) | Federal Standard 2015 Dryer - CEF/EF 2.84/3.30 (Gas Dryer) | Federal Standard 2015 Dryer - CEF/EF 2.84/3.30 (Gas Dryer) | Federal Standard 2015 Dryer - CEF/EF 2.84/3.30 (Gas Dryer) | Federal Standard 2015 Dryer - CEF/EF 2.84/3.30 (Gas Dryer) | Federal Standard 2015 Dryer - CEF/EF 2.84/3.30 (Gas Dryer) | Federal Standard 2015 Dryer - CEF/EF 2.84/3.30 (Gas Dryer) | Federal Standard 2015 Dryer - CEF/EF 2.84/3.30 (Gas Dryer) | Federal Standard 2015 Dryer - CEF/EF 2.84/3.30 (Gas Dryer) | Federal Standard 2015 Dryer - CEF/EF 2.84/3.30 (Gas Dryer) | Federal Standard 2015 Dryer - CEF/EF 2.84/3.30 (Gas Dryer)
Pierce CountyMultifamily - Highly Impacted | Pierce CountyMultifamily - Highly ImpactedDryer | Pierce County | Multifamily - Highly Impacted | Dryer | Federal Standard 2015 Dryer - CEF/EF 2.84/3.30 (Gas Dryer) | Federal Standard 2015 Dryer - CEF/EF 2.84/3.30 (Gas Dryer) | Federal Standard 2015 Dryer - CEF/EF 2.84/3.30 (Gas Dryer) | Federal Standard 2015 Dryer - CEF/EF 2.84/3.30 (Gas Dryer) | Federal Standard 2015 Dryer - CEF/EF 2.84/3.30 (Gas Dryer) | Federal Standard 2015 Dryer - CEF/EF 2.84/3.30 (Gas Dryer) | Federal Standard 2015 Dryer - CEF/EF 2.84/3.30 (Gas Dryer) | Federal Standard 2015 Dryer - CEF/EF 2.84/3.30 (Gas Dryer) | Federal Standard 2015 Dryer - CEF/EF 2.84/3.30 (Gas Dryer) | Federal Standard 2015 Dryer - CEF/EF 2.84/3.30 (Gas Dryer) | Federal Standard 2015 Dryer - CEF/EF 2.84/3.30 (Gas Dryer) | Federal Standard 2015 Dryer - CEF/EF 2.84/3.30 (Gas Dryer) | Federal Standard 2015 Dryer - CEF/EF 2.84/3.30 (Gas Dryer) | Federal Standard 2015 Dryer - CEF/EF 2.84/3.30 (Gas Dryer) | Federal Standard 2015 Dryer - CEF/EF 2.84/3.30 (Gas Dryer) | Federal Standard 2015 Dryer - CEF/EF 2.84/3.30 (Gas Dryer) | Federal Standard 2015 Dryer - CEF/EF 2.84/3.30 (Gas Dryer) | Federal Standard 2015 Dryer - CEF/EF 2.84/3.30 (Gas Dryer) | Federal Standard 2015 Dryer - CEF/EF 2.84/3.30 (Gas Dryer) | Federal Standard 2015 Dryer - CEF/EF 2.84/3.30 (Gas Dryer) | Federal Standard 2015 Dryer - CEF/EF 2.84/3.30 (Gas Dryer) | Federal Standard 2015 Dryer - CEF/EF 2.84/3.30 (Gas Dryer) | Federal Standard 2015 Dryer - CEF/EF 2.84/3.30 (Gas Dryer) | Federal Standard 2015 Dryer - CEF/EF 2.84/3.30 (Gas Dryer) | Federal Standard 2015 Dryer - CEF/EF 2.84/3.30 (Gas Dryer) | Federal Standard 2015 Dryer - CEF/EF 2.84/3.30 (Gas Dryer) | Federal Standard 2015 Dryer - CEF/EF 2.84/3.30 (Gas Dryer)
Pierce CountySingle Family | Pierce CountySingle FamilyDryer | Pierce County | Single Family | Dryer | Federal Standard 2015 Dryer - CEF/EF 2.84/3.30 (Gas Dryer) | Federal Standard 2015 Dryer - CEF/EF 2.84/3.30 (Gas Dryer) | Federal Standard 2015 Dryer - CEF/EF 2.84/3.30 (Gas Dryer) | Federal Standard 2015 Dryer - CEF/EF 2.84/3.30 (Gas Dryer) | Federal Standard 2015 Dryer - CEF/EF 2.84/3.30 (Gas Dryer) | Federal Standard 2015 Dryer - CEF/EF 2.84/3.30 (Gas Dryer) | Federal Standard 2015 Dryer - CEF/EF 2.84/3.30 (Gas Dryer) | Federal Standard 2015 Dryer - CEF/EF 2.84/3.30 (Gas Dryer) | Federal Standard 2015 Dryer - CEF/EF 2.84/3.30 (Gas Dryer) | Federal Standard 2015 Dryer - CEF/EF 2.84/3.30 (Gas Dryer) | Federal Standard 2015 Dryer - CEF/EF 2.84/3.30 (Gas Dryer) | Federal Standard 2015 Dryer - CEF/EF 2.84/3.30 (Gas Dryer) | Federal Standard 2015 Dryer - CEF/EF 2.84/3.30 (Gas Dryer) | Federal Standard 2015 Dryer - CEF/EF 2.84/3.30 (Gas Dryer) | Federal Standard 2015 Dryer - CEF/EF 2.84/3.30 (Gas Dryer) | Federal Standard 2015 Dryer - CEF/EF 2.84/3.30 (Gas Dryer) | Federal Standard 2015 Dryer - CEF/EF 2.84/3.30 (Gas Dryer) | Federal Standard 2015 Dryer - CEF/EF 2.84/3.30 (Gas Dryer) | Federal Standard 2015 Dryer - CEF/EF 2.84/3.30 (Gas Dryer) | Federal Standard 2015 Dryer - CEF/EF 2.84/3.30 (Gas Dryer) | Federal Standard 2015 Dryer - CEF/EF 2.84/3.30 (Gas Dryer) | Federal Standard 2015 Dryer - CEF/EF 2.84/3.30 (Gas Dryer) | Federal Standard 2015 Dryer - CEF/EF 2.84/3.30 (Gas Dryer) | Federal Standard 2015 Dryer - CEF/EF 2.84/3.30 (Gas Dryer) | Federal Standard 2015 Dryer - CEF/EF 2.84/3.30 (Gas Dryer) | Federal Standard 2015 Dryer - CEF/EF 2.84/3.30 (Gas Dryer) | Federal Standard 2015 Dryer - CEF/EF 2.84/3.30 (Gas Dryer)
Pierce CountySingle Family - Highly Impacted | Pierce CountySingle Family - Highly ImpactedDryer | Pierce County | Single Family - Highly Impacted | Dryer | Federal Standard 2015 Dryer - CEF/EF 2.84/3.30 (Gas Dryer) | Federal Standard 2015 Dryer - CEF/EF 2.84/3.30 (Gas Dryer) | Federal Standard 2015 Dryer - CEF/EF 2.84/3.30 (Gas Dryer) | Federal Standard 2015 Dryer - CEF/EF 2.84/3.30 (Gas Dryer) | Federal Standard 2015 Dryer - CEF/EF 2.84/3.30 (Gas Dryer) | Federal Standard 2015 Dryer - CEF/EF 2.84/3.30 (Gas Dryer) | Federal Standard 2015 Dryer - CEF/EF 2.84/3.30 (Gas Dryer) | Federal Standard 2015 Dryer - CEF/EF 2.84/3.30 (Gas Dryer) | Federal Standard 2015 Dryer - CEF/EF 2.84/3.30 (Gas Dryer) | Federal Standard 2015 Dryer - CEF/EF 2.84/3.30 (Gas Dryer) | Federal Standard 2015 Dryer - CEF/EF 2.84/3.30 (Gas Dryer) | Federal Standard 2015 Dryer - CEF/EF 2.84/3.30 (Gas Dryer) | Federal Standard 2015 Dryer - CEF/EF 2.84/3.30 (Gas Dryer) | Federal Standard 2015 Dryer - CEF/EF 2.84/3.30 (Gas Dryer) | Federal Standard 2015 Dryer - CEF/EF 2.84/3.30 (Gas Dryer) | Federal Standard 2015 Dryer - CEF/EF 2.84/3.30 (Gas Dryer) | Federal Standard 2015 Dryer - CEF/EF 2.84/3.30 (Gas Dryer) | Federal Standard 2015 Dryer - CEF/EF 2.84/3.30 (Gas Dryer) | Federal Standard 2015 Dryer - CEF/EF 2.84/3.30 (Gas Dryer) | Federal Standard 2015 Dryer - CEF/EF 2.84/3.30 (Gas Dryer) | Federal Standard 2015 Dryer - CEF/EF 2.84/3.30 (Gas Dryer) | Federal Standard 2015 Dryer - CEF/EF 2.84/3.30 (Gas Dryer) | Federal Standard 2015 Dryer - CEF/EF 2.84/3.30 (Gas Dryer) | Federal Standard 2015 Dryer - CEF/EF 2.84/3.30 (Gas Dryer) | Federal Standard 2015 Dryer - CEF/EF 2.84/3.30 (Gas Dryer) | Federal Standard 2015 Dryer - CEF/EF 2.84/3.30 (Gas Dryer) | Federal Standard 2015 Dryer - CEF/EF 2.84/3.30 (Gas Dryer)
Pierce CountyManufactured | Pierce CountyManufacturedHeat Central Gas Boiler | Pierce County | Manufactured | Heat Central Gas Boiler | Federal Standard 2022 Boiler - 84% AFUE | Federal Standard 2022 Boiler - 84% AFUE | Federal Standard 2022 Boiler - 84% AFUE | Federal Standard 2022 Boiler - 84% AFUE | Federal Standard 2022 Boiler - 84% AFUE | Federal Standard 2022 Boiler - 84% AFUE | Federal Standard 2022 Boiler - 84% AFUE | Federal Standard 2022 Boiler - 84% AFUE | Federal Standard 2022 Boiler - 84% AFUE | Federal Standard 2022 Boiler - 84% AFUE | Federal Standard 2022 Boiler - 84% AFUE | Federal Standard 2022 Boiler - 84% AFUE | Federal Standard 2022 Boiler - 84% AFUE | Federal Standard 2022 Boiler - 84% AFUE | Federal Standard 2022 Boiler - 84% AFUE | Federal Standard 2022 Boiler - 84% AFUE | Federal Standard 2022 Boiler - 84% AFUE | Federal Standard 2022 Boiler - 84% AFUE | Federal Standard 2022 Boiler - 84% AFUE | Federal Standard 2022 Boiler - 84% AFUE | Federal Standard 2022 Boiler - 84% AFUE | Federal Standard 2022 Boiler - 84% AFUE | Federal Standard 2022 Boiler - 84% AFUE | Federal Standard 2022 Boiler - 84% AFUE | Federal Standard 2022 Boiler - 84% AFUE | Federal Standard 2022 Boiler - 84% AFUE | Federal Standard 2022 Boiler - 84% AFUE
Pierce CountyManufactured - Highly Impacted | Pierce CountyManufactured - Highly ImpactedHeat Central Gas Boiler | Pierce County | Manufactured - Highly Impacted | Heat Central Gas Boiler | Federal Standard 2022 Boiler - 84% AFUE | Federal Standard 2022 Boiler - 84% AFUE | Federal Standard 2022 Boiler - 84% AFUE | Federal Standard 2022 Boiler - 84% AFUE | Federal Standard 2022 Boiler - 84% AFUE | Federal Standard 2022 Boiler - 84% AFUE | Federal Standard 2022 Boiler - 84% AFUE | Federal Standard 2022 Boiler - 84% AFUE | Federal Standard 2022 Boiler - 84% AFUE | Federal Standard 2022 Boiler - 84% AFUE | Federal Standard 2022 Boiler - 84% AFUE | Federal Standard 2022 Boiler - 84% AFUE | Federal Standard 2022 Boiler - 84% AFUE | Federal Standard 2022 Boiler - 84% AFUE | Federal Standard 2022 Boiler - 84% AFUE | Federal Standard 2022 Boiler - 84% AFUE | Federal Standard 2022 Boiler - 84% AFUE | Federal Standard 2022 Boiler - 84% AFUE | Federal Standard 2022 Boiler - 84% AFUE | Federal Standard 2022 Boiler - 84% AFUE | Federal Standard 2022 Boiler - 84% AFUE | Federal Standard 2022 Boiler - 84% AFUE | Federal Standard 2022 Boiler - 84% AFUE | Federal Standard 2022 Boiler - 84% AFUE | Federal Standard 2022 Boiler - 84% AFUE | Federal Standard 2022 Boiler - 84% AFUE | Federal Standard 2022 Boiler - 84% AFUE
Pierce CountyMultifamily | Pierce CountyMultifamilyHeat Central Gas Boiler | Pierce County | Multifamily | Heat Central Gas Boiler | Federal Standard 2022 Boiler - 84% AFUE | Federal Standard 2022 Boiler - 84% AFUE | Federal Standard 2022 Boiler - 84% AFUE | Federal Standard 2022 Boiler - 84% AFUE | Federal Standard 2022 Boiler - 84% AFUE | Federal Standard 2022 Boiler - 84% AFUE | Federal Standard 2022 Boiler - 84% AFUE | Federal Standard 2022 Boiler - 84% AFUE | Federal Standard 2022 Boiler - 84% AFUE | Federal Standard 2022 Boiler - 84% AFUE | Federal Standard 2022 Boiler - 84% AFUE | Federal Standard 2022 Boiler - 84% AFUE | Federal Standard 2022 Boiler - 84% AFUE | Federal Standard 2022 Boiler - 84% AFUE | Federal Standard 2022 Boiler - 84% AFUE | Federal Standard 2022 Boiler - 84% AFUE | Federal Standard 2022 Boiler - 84% AFUE | Federal Standard 2022 Boiler - 84% AFUE | Federal Standard 2022 Boiler - 84% AFUE | Federal Standard 2022 Boiler - 84% AFUE | Federal Standard 2022 Boiler - 84% AFUE | Federal Standard 2022 Boiler - 84% AFUE | Federal Standard 2022 Boiler - 84% AFUE | Federal Standard 2022 Boiler - 84% AFUE | Federal Standard 2022 Boiler - 84% AFUE | Federal Standard 2022 Boiler - 84% AFUE | Federal Standard 2022 Boiler - 84% AFUE
Pierce CountyMultifamily - Highly Impacted | Pierce CountyMultifamily - Highly ImpactedHeat Central Gas Boiler | Pierce County | Multifamily - Highly Impacted | Heat Central Gas Boiler | Federal Standard 2022 Boiler - 84% AFUE | Federal Standard 2022 Boiler - 84% AFUE | Federal Standard 2022 Boiler - 84% AFUE | Federal Standard 2022 Boiler - 84% AFUE | Federal Standard 2022 Boiler - 84% AFUE | Federal Standard 2022 Boiler - 84% AFUE | Federal Standard 2022 Boiler - 84% AFUE | Federal Standard 2022 Boiler - 84% AFUE | Federal Standard 2022 Boiler - 84% AFUE | Federal Standard 2022 Boiler - 84% AFUE | Federal Standard 2022 Boiler - 84% AFUE | Federal Standard 2022 Boiler - 84% AFUE | Federal Standard 2022 Boiler - 84% AFUE | Federal Standard 2022 Boiler - 84% AFUE | Federal Standard 2022 Boiler - 84% AFUE | Federal Standard 2022 Boiler - 84% AFUE | Federal Standard 2022 Boiler - 84% AFUE | Federal Standard 2022 Boiler - 84% AFUE | Federal Standard 2022 Boiler - 84% AFUE | Federal Standard 2022 Boiler - 84% AFUE | Federal Standard 2022 Boiler - 84% AFUE | Federal Standard 2022 Boiler - 84% AFUE | Federal Standard 2022 Boiler - 84% AFUE | Federal Standard 2022 Boiler - 84% AFUE | Federal Standard 2022 Boiler - 84% AFUE | Federal Standard 2022 Boiler - 84% AFUE | Federal Standard 2022 Boiler - 84% AFUE
Pierce CountySingle Family | Pierce CountySingle FamilyHeat Central Gas Boiler | Pierce County | Single Family | Heat Central Gas Boiler | Federal Standard 2022 Boiler - 84% AFUE | Federal Standard 2022 Boiler - 84% AFUE | Federal Standard 2022 Boiler - 84% AFUE | Federal Standard 2022 Boiler - 84% AFUE | Federal Standard 2022 Boiler - 84% AFUE | Federal Standard 2022 Boiler - 84% AFUE | Federal Standard 2022 Boiler - 84% AFUE | Federal Standard 2022 Boiler - 84% AFUE | Federal Standard 2022 Boiler - 84% AFUE | Federal Standard 2022 Boiler - 84% AFUE | Federal Standard 2022 Boiler - 84% AFUE | Federal Standard 2022 Boiler - 84% AFUE | Federal Standard 2022 Boiler - 84% AFUE | Federal Standard 2022 Boiler - 84% AFUE | Federal Standard 2022 Boiler - 84% AFUE | Federal Standard 2022 Boiler - 84% AFUE | Federal Standard 2022 Boiler - 84% AFUE | Federal Standard 2022 Boiler - 84% AFUE | Federal Standard 2022 Boiler - 84% AFUE | Federal Standard 2022 Boiler - 84% AFUE | Federal Standard 2022 Boiler - 84% AFUE | Federal Standard 2022 Boiler - 84% AFUE | Federal Standard 2022 Boiler - 84% AFUE | Federal Standard 2022 Boiler - 84% AFUE | Federal Standard 2022 Boiler - 84% AFUE | Federal Standard 2022 Boiler - 84% AFUE | Federal Standard 2022 Boiler - 84% AFUE
Pierce CountySingle Family - Highly Impacted | Pierce CountySingle Family - Highly ImpactedHeat Central Gas Boiler | Pierce County | Single Family - Highly Impacted | Heat Central Gas Boiler | Federal Standard 2022 Boiler - 84% AFUE | Federal Standard 2022 Boiler - 84% AFUE | Federal Standard 2022 Boiler - 84% AFUE | Federal Standard 2022 Boiler - 84% AFUE | Federal Standard 2022 Boiler - 84% AFUE | Federal Standard 2022 Boiler - 84% AFUE | Federal Standard 2022 Boiler - 84% AFUE | Federal Standard 2022 Boiler - 84% AFUE | Federal Standard 2022 Boiler - 84% AFUE | Federal Standard 2022 Boiler - 84% AFUE | Federal Standard 2022 Boiler - 84% AFUE | Federal Standard 2022 Boiler - 84% AFUE | Federal Standard 2022 Boiler - 84% AFUE | Federal Standard 2022 Boiler - 84% AFUE | Federal Standard 2022 Boiler - 84% AFUE | Federal Standard 2022 Boiler - 84% AFUE | Federal Standard 2022 Boiler - 84% AFUE | Federal Standard 2022 Boiler - 84% AFUE | Federal Standard 2022 Boiler - 84% AFUE | Federal Standard 2022 Boiler - 84% AFUE | Federal Standard 2022 Boiler - 84% AFUE | Federal Standard 2022 Boiler - 84% AFUE | Federal Standard 2022 Boiler - 84% AFUE | Federal Standard 2022 Boiler - 84% AFUE | Federal Standard 2022 Boiler - 84% AFUE | Federal Standard 2022 Boiler - 84% AFUE | Federal Standard 2022 Boiler - 84% AFUE
Pierce CountyManufactured | Pierce CountyManufacturedHeat Central Gas Furnace | Pierce County | Manufactured | Heat Central Gas Furnace | Federal Standard 2016 Furnace - 80% AFUE | Federal Standard 2016 Furnace - 80% AFUE | Federal Standard 2016 Furnace - 80% AFUE | Federal Standard 2016 Furnace - 80% AFUE | Federal Standard 2016 Furnace - 80% AFUE | Federal Standard 2016 Furnace - 80% AFUE | Federal Standard 2016 Furnace - 80% AFUE | Federal Standard 2016 Furnace - 80% AFUE | Federal Standard 2016 Furnace - 80% AFUE | Federal Standard 2016 Furnace - 80% AFUE | Federal Standard 2016 Furnace - 80% AFUE | Federal Standard 2016 Furnace - 80% AFUE | Federal Standard 2016 Furnace - 80% AFUE | Federal Standard 2016 Furnace - 80% AFUE | Federal Standard 2016 Furnace - 80% AFUE | Federal Standard 2016 Furnace - 80% AFUE | Federal Standard 2016 Furnace - 80% AFUE | Federal Standard 2016 Furnace - 80% AFUE | Federal Standard 2016 Furnace - 80% AFUE | Federal Standard 2016 Furnace - 80% AFUE | Federal Standard 2016 Furnace - 80% AFUE | Federal Standard 2016 Furnace - 80% AFUE | Federal Standard 2016 Furnace - 80% AFUE | Federal Standard 2016 Furnace - 80% AFUE | Federal Standard 2016 Furnace - 80% AFUE | Federal Standard 2016 Furnace - 80% AFUE | Federal Standard 2016 Furnace - 80% AFUE
Pierce CountyManufactured - Highly Impacted | Pierce CountyManufactured - Highly ImpactedHeat Central Gas Furnace | Pierce County | Manufactured - Highly Impacted | Heat Central Gas Furnace | Federal Standard 2016 Furnace - 80% AFUE | Federal Standard 2016 Furnace - 80% AFUE | Federal Standard 2016 Furnace - 80% AFUE | Federal Standard 2016 Furnace - 80% AFUE | Federal Standard 2016 Furnace - 80% AFUE | Federal Standard 2016 Furnace - 80% AFUE | Federal Standard 2016 Furnace - 80% AFUE | Federal Standard 2016 Furnace - 80% AFUE | Federal Standard 2016 Furnace - 80% AFUE | Federal Standard 2016 Furnace - 80% AFUE | Federal Standard 2016 Furnace - 80% AFUE | Federal Standard 2016 Furnace - 80% AFUE | Federal Standard 2016 Furnace - 80% AFUE | Federal Standard 2016 Furnace - 80% AFUE | Federal Standard 2016 Furnace - 80% AFUE | Federal Standard 2016 Furnace - 80% AFUE | Federal Standard 2016 Furnace - 80% AFUE | Federal Standard 2016 Furnace - 80% AFUE | Federal Standard 2016 Furnace - 80% AFUE | Federal Standard 2016 Furnace - 80% AFUE | Federal Standard 2016 Furnace - 80% AFUE | Federal Standard 2016 Furnace - 80% AFUE | Federal Standard 2016 Furnace - 80% AFUE | Federal Standard 2016 Furnace - 80% AFUE | Federal Standard 2016 Furnace - 80% AFUE | Federal Standard 2016 Furnace - 80% AFUE | Federal Standard 2016 Furnace - 80% AFUE
Pierce CountyMultifamily | Pierce CountyMultifamilyHeat Central Gas Furnace | Pierce County | Multifamily | Heat Central Gas Furnace | Federal Standard 2016 Furnace - 80% AFUE | Federal Standard 2016 Furnace - 80% AFUE | Federal Standard 2016 Furnace - 80% AFUE | Federal Standard 2016 Furnace - 80% AFUE | Federal Standard 2016 Furnace - 80% AFUE | Federal Standard 2016 Furnace - 80% AFUE | Federal Standard 2016 Furnace - 80% AFUE | Federal Standard 2016 Furnace - 80% AFUE | Federal Standard 2016 Furnace - 80% AFUE | Federal Standard 2016 Furnace - 80% AFUE | Federal Standard 2016 Furnace - 80% AFUE | Federal Standard 2016 Furnace - 80% AFUE | Federal Standard 2016 Furnace - 80% AFUE | Federal Standard 2016 Furnace - 80% AFUE | Federal Standard 2016 Furnace - 80% AFUE | Federal Standard 2016 Furnace - 80% AFUE | Federal Standard 2016 Furnace - 80% AFUE | Federal Standard 2016 Furnace - 80% AFUE | Federal Standard 2016 Furnace - 80% AFUE | Federal Standard 2016 Furnace - 80% AFUE | Federal Standard 2016 Furnace - 80% AFUE | Federal Standard 2016 Furnace - 80% AFUE | Federal Standard 2016 Furnace - 80% AFUE | Federal Standard 2016 Furnace - 80% AFUE | Federal Standard 2016 Furnace - 80% AFUE | Federal Standard 2016 Furnace - 80% AFUE | Federal Standard 2016 Furnace - 80% AFUE
Pierce CountyMultifamily - Highly Impacted | Pierce CountyMultifamily - Highly ImpactedHeat Central Gas Furnace | Pierce County | Multifamily - Highly Impacted | Heat Central Gas Furnace | Federal Standard 2016 Furnace - 80% AFUE | Federal Standard 2016 Furnace - 80% AFUE | Federal Standard 2016 Furnace - 80% AFUE | Federal Standard 2016 Furnace - 80% AFUE | Federal Standard 2016 Furnace - 80% AFUE | Federal Standard 2016 Furnace - 80% AFUE | Federal Standard 2016 Furnace - 80% AFUE | Federal Standard 2016 Furnace - 80% AFUE | Federal Standard 2016 Furnace - 80% AFUE | Federal Standard 2016 Furnace - 80% AFUE | Federal Standard 2016 Furnace - 80% AFUE | Federal Standard 2016 Furnace - 80% AFUE | Federal Standard 2016 Furnace - 80% AFUE | Federal Standard 2016 Furnace - 80% AFUE | Federal Standard 2016 Furnace - 80% AFUE | Federal Standard 2016 Furnace - 80% AFUE | Federal Standard 2016 Furnace - 80% AFUE | Federal Standard 2016 Furnace - 80% AFUE | Federal Standard 2016 Furnace - 80% AFUE | Federal Standard 2016 Furnace - 80% AFUE | Federal Standard 2016 Furnace - 80% AFUE | Federal Standard 2016 Furnace - 80% AFUE | Federal Standard 2016 Furnace - 80% AFUE | Federal Standard 2016 Furnace - 80% AFUE | Federal Standard 2016 Furnace - 80% AFUE | Federal Standard 2016 Furnace - 80% AFUE | Federal Standard 2016 Furnace - 80% AFUE
Pierce CountySingle Family | Pierce CountySingle FamilyHeat Central Gas Furnace | Pierce County | Single Family | Heat Central Gas Furnace | Federal Standard 2016 Furnace - 80% AFUE | Federal Standard 2016 Furnace - 80% AFUE | Federal Standard 2016 Furnace - 80% AFUE | Federal Standard 2016 Furnace - 80% AFUE | Federal Standard 2016 Furnace - 80% AFUE | Federal Standard 2016 Furnace - 80% AFUE | Federal Standard 2016 Furnace - 80% AFUE | Federal Standard 2016 Furnace - 80% AFUE | Federal Standard 2016 Furnace - 80% AFUE | Federal Standard 2016 Furnace - 80% AFUE | Federal Standard 2016 Furnace - 80% AFUE | Federal Standard 2016 Furnace - 80% AFUE | Federal Standard 2016 Furnace - 80% AFUE | Federal Standard 2016 Furnace - 80% AFUE | Federal Standard 2016 Furnace - 80% AFUE | Federal Standard 2016 Furnace - 80% AFUE | Federal Standard 2016 Furnace - 80% AFUE | Federal Standard 2016 Furnace - 80% AFUE | Federal Standard 2016 Furnace - 80% AFUE | Federal Standard 2016 Furnace - 80% AFUE | Federal Standard 2016 Furnace - 80% AFUE | Federal Standard 2016 Furnace - 80% AFUE | Federal Standard 2016 Furnace - 80% AFUE | Federal Standard 2016 Furnace - 80% AFUE | Federal Standard 2016 Furnace - 80% AFUE | Federal Standard 2016 Furnace - 80% AFUE | Federal Standard 2016 Furnace - 80% AFUE
Pierce CountySingle Family - Highly Impacted | Pierce CountySingle Family - Highly ImpactedHeat Central Gas Furnace | Pierce County | Single Family - Highly Impacted | Heat Central Gas Furnace | Federal Standard 2016 Furnace - 80% AFUE | Federal Standard 2016 Furnace - 80% AFUE | Federal Standard 2016 Furnace - 80% AFUE | Federal Standard 2016 Furnace - 80% AFUE | Federal Standard 2016 Furnace - 80% AFUE | Federal Standard 2016 Furnace - 80% AFUE | Federal Standard 2016 Furnace - 80% AFUE | Federal Standard 2016 Furnace - 80% AFUE | Federal Standard 2016 Furnace - 80% AFUE | Federal Standard 2016 Furnace - 80% AFUE | Federal Standard 2016 Furnace - 80% AFUE | Federal Standard 2016 Furnace - 80% AFUE | Federal Standard 2016 Furnace - 80% AFUE | Federal Standard 2016 Furnace - 80% AFUE | Federal Standard 2016 Furnace - 80% AFUE | Federal Standard 2016 Furnace - 80% AFUE | Federal Standard 2016 Furnace - 80% AFUE | Federal Standard 2016 Furnace - 80% AFUE | Federal Standard 2016 Furnace - 80% AFUE | Federal Standard 2016 Furnace - 80% AFUE | Federal Standard 2016 Furnace - 80% AFUE | Federal Standard 2016 Furnace - 80% AFUE | Federal Standard 2016 Furnace - 80% AFUE | Federal Standard 2016 Furnace - 80% AFUE | Federal Standard 2016 Furnace - 80% AFUE | Federal Standard 2016 Furnace - 80% AFUE | Federal Standard 2016 Furnace - 80% AFUE
Pierce CountyManufactured | Pierce CountyManufacturedHeat Room Gas | Pierce County | Manufactured | Heat Room Gas | Market Standard Gas Room Heat | Market Standard Gas Room Heat | Market Standard Gas Room Heat | Market Standard Gas Room Heat | Market Standard Gas Room Heat | Market Standard Gas Room Heat | Market Standard Gas Room Heat | Market Standard Gas Room Heat | Market Standard Gas Room Heat | Market Standard Gas Room Heat | Market Standard Gas Room Heat | Market Standard Gas Room Heat | Market Standard Gas Room Heat | Market Standard Gas Room Heat | Market Standard Gas Room Heat | Market Standard Gas Room Heat | Market Standard Gas Room Heat | Market Standard Gas Room Heat | Market Standard Gas Room Heat | Market Standard Gas Room Heat | Market Standard Gas Room Heat | Market Standard Gas Room Heat | Market Standard Gas Room Heat | Market Standard Gas Room Heat | Market Standard Gas Room Heat | Market Standard Gas Room Heat | Market Standard Gas Room Heat
Pierce CountyManufactured - Highly Impacted | Pierce CountyManufactured - Highly ImpactedHeat Room Gas | Pierce County | Manufactured - Highly Impacted | Heat Room Gas | Market Standard Gas Room Heat | Market Standard Gas Room Heat | Market Standard Gas Room Heat | Market Standard Gas Room Heat | Market Standard Gas Room Heat | Market Standard Gas Room Heat | Market Standard Gas Room Heat | Market Standard Gas Room Heat | Market Standard Gas Room Heat | Market Standard Gas Room Heat | Market Standard Gas Room Heat | Market Standard Gas Room Heat | Market Standard Gas Room Heat | Market Standard Gas Room Heat | Market Standard Gas Room Heat | Market Standard Gas Room Heat | Market Standard Gas Room Heat | Market Standard Gas Room Heat | Market Standard Gas Room Heat | Market Standard Gas Room Heat | Market Standard Gas Room Heat | Market Standard Gas Room Heat | Market Standard Gas Room Heat | Market Standard Gas Room Heat | Market Standard Gas Room Heat | Market Standard Gas Room Heat | Market Standard Gas Room Heat
Pierce CountyMultifamily | Pierce CountyMultifamilyHeat Room Gas | Pierce County | Multifamily | Heat Room Gas | Market Standard Gas Room Heat | Market Standard Gas Room Heat | Market Standard Gas Room Heat | Market Standard Gas Room Heat | Market Standard Gas Room Heat | Market Standard Gas Room Heat | Market Standard Gas Room Heat | Market Standard Gas Room Heat | Market Standard Gas Room Heat | Market Standard Gas Room Heat | Market Standard Gas Room Heat | Market Standard Gas Room Heat | Market Standard Gas Room Heat | Market Standard Gas Room Heat | Market Standard Gas Room Heat | Market Standard Gas Room Heat | Market Standard Gas Room Heat | Market Standard Gas Room Heat | Market Standard Gas Room Heat | Market Standard Gas Room Heat | Market Standard Gas Room Heat | Market Standard Gas Room Heat | Market Standard Gas Room Heat | Market Standard Gas Room Heat | Market Standard Gas Room Heat | Market Standard Gas Room Heat | Market Standard Gas Room Heat
Pierce CountyMultifamily - Highly Impacted | Pierce CountyMultifamily - Highly ImpactedHeat Room Gas | Pierce County | Multifamily - Highly Impacted | Heat Room Gas | Market Standard Gas Room Heat | Market Standard Gas Room Heat | Market Standard Gas Room Heat | Market Standard Gas Room Heat | Market Standard Gas Room Heat | Market Standard Gas Room Heat | Market Standard Gas Room Heat | Market Standard Gas Room Heat | Market Standard Gas Room Heat | Market Standard Gas Room Heat | Market Standard Gas Room Heat | Market Standard Gas Room Heat | Market Standard Gas Room Heat | Market Standard Gas Room Heat | Market Standard Gas Room Heat | Market Standard Gas Room Heat | Market Standard Gas Room Heat | Market Standard Gas Room Heat | Market Standard Gas Room Heat | Market Standard Gas Room Heat | Market Standard Gas Room Heat | Market Standard Gas Room Heat | Market Standard Gas Room Heat | Market Standard Gas Room Heat | Market Standard Gas Room Heat | Market Standard Gas Room Heat | Market Standard Gas Room Heat
Pierce CountySingle Family | Pierce CountySingle FamilyHeat Room Gas | Pierce County | Single Family | Heat Room Gas | Market Standard Gas Room Heat | Market Standard Gas Room Heat | Market Standard Gas Room Heat | Market Standard Gas Room Heat | Market Standard Gas Room Heat | Market Standard Gas Room Heat | Market Standard Gas Room Heat | Market Standard Gas Room Heat | Market Standard Gas Room Heat | Market Standard Gas Room Heat | Market Standard Gas Room Heat | Market Standard Gas Room Heat | Market Standard Gas Room Heat | Market Standard Gas Room Heat | Market Standard Gas Room Heat | Market Standard Gas Room Heat | Market Standard Gas Room Heat | Market Standard Gas Room Heat | Market Standard Gas Room Heat | Market Standard Gas Room Heat | Market Standard Gas Room Heat | Market Standard Gas Room Heat | Market Standard Gas Room Heat | Market Standard Gas Room Heat | Market Standard Gas Room Heat | Market Standard Gas Room Heat | Market Standard Gas Room Heat
Pierce CountySingle Family - Highly Impacted | Pierce CountySingle Family - Highly ImpactedHeat Room Gas | Pierce County | Single Family - Highly Impacted | Heat Room Gas | Market Standard Gas Room Heat | Market Standard Gas Room Heat | Market Standard Gas Room Heat | Market Standard Gas Room Heat | Market Standard Gas Room Heat | Market Standard Gas Room Heat | Market Standard Gas Room Heat | Market Standard Gas Room Heat | Market Standard Gas Room Heat | Market Standard Gas Room Heat | Market Standard Gas Room Heat | Market Standard Gas Room Heat | Market Standard Gas Room Heat | Market Standard Gas Room Heat | Market Standard Gas Room Heat | Market Standard Gas Room Heat | Market Standard Gas Room Heat | Market Standard Gas Room Heat | Market Standard Gas Room Heat | Market Standard Gas Room Heat | Market Standard Gas Room Heat | Market Standard Gas Room Heat | Market Standard Gas Room Heat | Market Standard Gas Room Heat | Market Standard Gas Room Heat | Market Standard Gas Room Heat | Market Standard Gas Room Heat
Pierce CountyManufactured | Pierce CountyManufacturedOther | Pierce County | Manufactured | Other | Standard Other Equipment | Standard Other Equipment | Standard Other Equipment | Standard Other Equipment | Standard Other Equipment | Standard Other Equipment | Standard Other Equipment | Standard Other Equipment | Standard Other Equipment | Standard Other Equipment | Standard Other Equipment | Standard Other Equipment | Standard Other Equipment | Standard Other Equipment | Standard Other Equipment | Standard Other Equipment | Standard Other Equipment | Standard Other Equipment | Standard Other Equipment | Standard Other Equipment | Standard Other Equipment | Standard Other Equipment | Standard Other Equipment | Standard Other Equipment | Standard Other Equipment | Standard Other Equipment | Standard Other Equipment
Pierce CountyManufactured - Highly Impacted | Pierce CountyManufactured - Highly ImpactedOther | Pierce County | Manufactured - Highly Impacted | Other | Standard Other Equipment | Standard Other Equipment | Standard Other Equipment | Standard Other Equipment | Standard Other Equipment | Standard Other Equipment | Standard Other Equipment | Standard Other Equipment | Standard Other Equipment | Standard Other Equipment | Standard Other Equipment | Standard Other Equipment | Standard Other Equipment | Standard Other Equipment | Standard Other Equipment | Standard Other Equipment | Standard Other Equipment | Standard Other Equipment | Standard Other Equipment | Standard Other Equipment | Standard Other Equipment | Standard Other Equipment | Standard Other Equipment | Standard Other Equipment | Standard Other Equipment | Standard Other Equipment | Standard Other Equipment
Pierce CountyMultifamily | Pierce CountyMultifamilyOther | Pierce County | Multifamily | Other | Standard Other Equipment | Standard Other Equipment | Standard Other Equipment | Standard Other Equipment | Standard Other Equipment | Standard Other Equipment | Standard Other Equipment | Standard Other Equipment | Standard Other Equipment | Standard Other Equipment | Standard Other Equipment | Standard Other Equipment | Standard Other Equipment | Standard Other Equipment | Standard Other Equipment | Standard Other Equipment | Standard Other Equipment | Standard Other Equipment | Standard Other Equipment | Standard Other Equipment | Standard Other Equipment | Standard Other Equipment | Standard Other Equipment | Standard Other Equipment | Standard Other Equipment | Standard Other Equipment | Standard Other Equipment
Pierce CountyMultifamily - Highly Impacted | Pierce CountyMultifamily - Highly ImpactedOther | Pierce County | Multifamily - Highly Impacted | Other | Standard Other Equipment | Standard Other Equipment | Standard Other Equipment | Standard Other Equipment | Standard Other Equipment | Standard Other Equipment | Standard Other Equipment | Standard Other Equipment | Standard Other Equipment | Standard Other Equipment | Standard Other Equipment | Standard Other Equipment | Standard Other Equipment | Standard Other Equipment | Standard Other Equipment | Standard Other Equipment | Standard Other Equipment | Standard Other Equipment | Standard Other Equipment | Standard Other Equipment | Standard Other Equipment | Standard Other Equipment | Standard Other Equipment | Standard Other Equipment | Standard Other Equipment | Standard Other Equipment | Standard Other Equipment
Pierce CountySingle Family | Pierce CountySingle FamilyOther | Pierce County | Single Family | Other | Standard Other Equipment | Standard Other Equipment | Standard Other Equipment | Standard Other Equipment | Standard Other Equipment | Standard Other Equipment | Standard Other Equipment | Standard Other Equipment | Standard Other Equipment | Standard Other Equipment | Standard Other Equipment | Standard Other Equipment | Standard Other Equipment | Standard Other Equipment | Standard Other Equipment | Standard Other Equipment | Standard Other Equipment | Standard Other Equipment | Standard Other Equipment | Standard Other Equipment | Standard Other Equipment | Standard Other Equipment | Standard Other Equipment | Standard Other Equipment | Standard Other Equipment | Standard Other Equipment | Standard Other Equipment
Pierce CountySingle Family - Highly Impacted | Pierce CountySingle Family - Highly ImpactedOther | Pierce County | Single Family - Highly Impacted | Other | Standard Other Equipment | Standard Other Equipment | Standard Other Equipment | Standard Other Equipment | Standard Other Equipment | Standard Other Equipment | Standard Other Equipment | Standard Other Equipment | Standard Other Equipment | Standard Other Equipment | Standard Other Equipment | Standard Other Equipment | Standard Other Equipment | Standard Other Equipment | Standard Other Equipment | Standard Other Equipment | Standard Other Equipment | Standard Other Equipment | Standard Other Equipment | Standard Other Equipment | Standard Other Equipment | Standard Other Equipment | Standard Other Equipment | Standard Other Equipment | Standard Other Equipment | Standard Other Equipment | Standard Other Equipment
Pierce CountyManufactured | Pierce CountyManufacturedPool Heat | Pierce County | Manufactured | Pool Heat | Federal Standard 2014 Pool Heater - 82% Efficient | Federal Standard 2014 Pool Heater - 82% Efficient | Federal Standard 2014 Pool Heater - 82% Efficient | Federal Standard 2014 Pool Heater - 82% Efficient | Federal Standard 2014 Pool Heater - 82% Efficient | Federal Standard 2014 Pool Heater - 82% Efficient | Federal Standard 2014 Pool Heater - 82% Efficient | Federal Standard 2014 Pool Heater - 82% Efficient | Federal Standard 2014 Pool Heater - 82% Efficient | Federal Standard 2014 Pool Heater - 82% Efficient | Federal Standard 2014 Pool Heater - 82% Efficient | Federal Standard 2014 Pool Heater - 82% Efficient | Federal Standard 2014 Pool Heater - 82% Efficient | Federal Standard 2014 Pool Heater - 82% Efficient | Federal Standard 2014 Pool Heater - 82% Efficient | Federal Standard 2014 Pool Heater - 82% Efficient | Federal Standard 2014 Pool Heater - 82% Efficient | Federal Standard 2014 Pool Heater - 82% Efficient | Federal Standard 2014 Pool Heater - 82% Efficient | Federal Standard 2014 Pool Heater - 82% Efficient | Federal Standard 2014 Pool Heater - 82% Efficient | Federal Standard 2014 Pool Heater - 82% Efficient | Federal Standard 2014 Pool Heater - 82% Efficient | Federal Standard 2014 Pool Heater - 82% Efficient | Federal Standard 2014 Pool Heater - 82% Efficient | Federal Standard 2014 Pool Heater - 82% Efficient | Federal Standard 2014 Pool Heater - 82% Efficient
Pierce CountyManufactured - Highly Impacted | Pierce CountyManufactured - Highly ImpactedPool Heat | Pierce County | Manufactured - Highly Impacted | Pool Heat | Federal Standard 2014 Pool Heater - 82% Efficient | Federal Standard 2014 Pool Heater - 82% Efficient | Federal Standard 2014 Pool Heater - 82% Efficient | Federal Standard 2014 Pool Heater - 82% Efficient | Federal Standard 2014 Pool Heater - 82% Efficient | Federal Standard 2014 Pool Heater - 82% Efficient | Federal Standard 2014 Pool Heater - 82% Efficient | Federal Standard 2014 Pool Heater - 82% Efficient | Federal Standard 2014 Pool Heater - 82% Efficient | Federal Standard 2014 Pool Heater - 82% Efficient | Federal Standard 2014 Pool Heater - 82% Efficient | Federal Standard 2014 Pool Heater - 82% Efficient | Federal Standard 2014 Pool Heater - 82% Efficient | Federal Standard 2014 Pool Heater - 82% Efficient | Federal Standard 2014 Pool Heater - 82% Efficient | Federal Standard 2014 Pool Heater - 82% Efficient | Federal Standard 2014 Pool Heater - 82% Efficient | Federal Standard 2014 Pool Heater - 82% Efficient | Federal Standard 2014 Pool Heater - 82% Efficient | Federal Standard 2014 Pool Heater - 82% Efficient | Federal Standard 2014 Pool Heater - 82% Efficient | Federal Standard 2014 Pool Heater - 82% Efficient | Federal Standard 2014 Pool Heater - 82% Efficient | Federal Standard 2014 Pool Heater - 82% Efficient | Federal Standard 2014 Pool Heater - 82% Efficient | Federal Standard 2014 Pool Heater - 82% Efficient | Federal Standard 2014 Pool Heater - 82% Efficient
Pierce CountyMultifamily | Pierce CountyMultifamilyPool Heat | Pierce County | Multifamily | Pool Heat | Federal Standard 2014 Pool Heater - 82% Efficient | Federal Standard 2014 Pool Heater - 82% Efficient | Federal Standard 2014 Pool Heater - 82% Efficient | Federal Standard 2014 Pool Heater - 82% Efficient | Federal Standard 2014 Pool Heater - 82% Efficient | Federal Standard 2014 Pool Heater - 82% Efficient | Federal Standard 2014 Pool Heater - 82% Efficient | Federal Standard 2014 Pool Heater - 82% Efficient | Federal Standard 2014 Pool Heater - 82% Efficient | Federal Standard 2014 Pool Heater - 82% Efficient | Federal Standard 2014 Pool Heater - 82% Efficient | Federal Standard 2014 Pool Heater - 82% Efficient | Federal Standard 2014 Pool Heater - 82% Efficient | Federal Standard 2014 Pool Heater - 82% Efficient | Federal Standard 2014 Pool Heater - 82% Efficient | Federal Standard 2014 Pool Heater - 82% Efficient | Federal Standard 2014 Pool Heater - 82% Efficient | Federal Standard 2014 Pool Heater - 82% Efficient | Federal Standard 2014 Pool Heater - 82% Efficient | Federal Standard 2014 Pool Heater - 82% Efficient | Federal Standard 2014 Pool Heater - 82% Efficient | Federal Standard 2014 Pool Heater - 82% Efficient | Federal Standard 2014 Pool Heater - 82% Efficient | Federal Standard 2014 Pool Heater - 82% Efficient | Federal Standard 2014 Pool Heater - 82% Efficient | Federal Standard 2014 Pool Heater - 82% Efficient | Federal Standard 2014 Pool Heater - 82% Efficient
Pierce CountyMultifamily - Highly Impacted | Pierce CountyMultifamily - Highly ImpactedPool Heat | Pierce County | Multifamily - Highly Impacted | Pool Heat | Federal Standard 2014 Pool Heater - 82% Efficient | Federal Standard 2014 Pool Heater - 82% Efficient | Federal Standard 2014 Pool Heater - 82% Efficient | Federal Standard 2014 Pool Heater - 82% Efficient | Federal Standard 2014 Pool Heater - 82% Efficient | Federal Standard 2014 Pool Heater - 82% Efficient | Federal Standard 2014 Pool Heater - 82% Efficient | Federal Standard 2014 Pool Heater - 82% Efficient | Federal Standard 2014 Pool Heater - 82% Efficient | Federal Standard 2014 Pool Heater - 82% Efficient | Federal Standard 2014 Pool Heater - 82% Efficient | Federal Standard 2014 Pool Heater - 82% Efficient | Federal Standard 2014 Pool Heater - 82% Efficient | Federal Standard 2014 Pool Heater - 82% Efficient | Federal Standard 2014 Pool Heater - 82% Efficient | Federal Standard 2014 Pool Heater - 82% Efficient | Federal Standard 2014 Pool Heater - 82% Efficient | Federal Standard 2014 Pool Heater - 82% Efficient | Federal Standard 2014 Pool Heater - 82% Efficient | Federal Standard 2014 Pool Heater - 82% Efficient | Federal Standard 2014 Pool Heater - 82% Efficient | Federal Standard 2014 Pool Heater - 82% Efficient | Federal Standard 2014 Pool Heater - 82% Efficient | Federal Standard 2014 Pool Heater - 82% Efficient | Federal Standard 2014 Pool Heater - 82% Efficient | Federal Standard 2014 Pool Heater - 82% Efficient | Federal Standard 2014 Pool Heater - 82% Efficient
Pierce CountySingle Family | Pierce CountySingle FamilyPool Heat | Pierce County | Single Family | Pool Heat | Federal Standard 2014 Pool Heater - 82% Efficient | Federal Standard 2014 Pool Heater - 82% Efficient | Federal Standard 2014 Pool Heater - 82% Efficient | Federal Standard 2014 Pool Heater - 82% Efficient | Federal Standard 2014 Pool Heater - 82% Efficient | Federal Standard 2014 Pool Heater - 82% Efficient | Federal Standard 2014 Pool Heater - 82% Efficient | Federal Standard 2014 Pool Heater - 82% Efficient | Federal Standard 2014 Pool Heater - 82% Efficient | Federal Standard 2014 Pool Heater - 82% Efficient | Federal Standard 2014 Pool Heater - 82% Efficient | Federal Standard 2014 Pool Heater - 82% Efficient | Federal Standard 2014 Pool Heater - 82% Efficient | Federal Standard 2014 Pool Heater - 82% Efficient | Federal Standard 2014 Pool Heater - 82% Efficient | Federal Standard 2014 Pool Heater - 82% Efficient | Federal Standard 2014 Pool Heater - 82% Efficient | Federal Standard 2014 Pool Heater - 82% Efficient | Federal Standard 2014 Pool Heater - 82% Efficient | Federal Standard 2014 Pool Heater - 82% Efficient | Federal Standard 2014 Pool Heater - 82% Efficient | Federal Standard 2014 Pool Heater - 82% Efficient | Federal Standard 2014 Pool Heater - 82% Efficient | Federal Standard 2014 Pool Heater - 82% Efficient | Federal Standard 2014 Pool Heater - 82% Efficient | Federal Standard 2014 Pool Heater - 82% Efficient | Federal Standard 2014 Pool Heater - 82% Efficient
Pierce CountySingle Family - Highly Impacted | Pierce CountySingle Family - Highly ImpactedPool Heat | Pierce County | Single Family - Highly Impacted | Pool Heat | Federal Standard 2014 Pool Heater - 82% Efficient | Federal Standard 2014 Pool Heater - 82% Efficient | Federal Standard 2014 Pool Heater - 82% Efficient | Federal Standard 2014 Pool Heater - 82% Efficient | Federal Standard 2014 Pool Heater - 82% Efficient | Federal Standard 2014 Pool Heater - 82% Efficient | Federal Standard 2014 Pool Heater - 82% Efficient | Federal Standard 2014 Pool Heater - 82% Efficient | Federal Standard 2014 Pool Heater - 82% Efficient | Federal Standard 2014 Pool Heater - 82% Efficient | Federal Standard 2014 Pool Heater - 82% Efficient | Federal Standard 2014 Pool Heater - 82% Efficient | Federal Standard 2014 Pool Heater - 82% Efficient | Federal Standard 2014 Pool Heater - 82% Efficient | Federal Standard 2014 Pool Heater - 82% Efficient | Federal Standard 2014 Pool Heater - 82% Efficient | Federal Standard 2014 Pool Heater - 82% Efficient | Federal Standard 2014 Pool Heater - 82% Efficient | Federal Standard 2014 Pool Heater - 82% Efficient | Federal Standard 2014 Pool Heater - 82% Efficient | Federal Standard 2014 Pool Heater - 82% Efficient | Federal Standard 2014 Pool Heater - 82% Efficient | Federal Standard 2014 Pool Heater - 82% Efficient | Federal Standard 2014 Pool Heater - 82% Efficient | Federal Standard 2014 Pool Heater - 82% Efficient | Federal Standard 2014 Pool Heater - 82% Efficient | Federal Standard 2014 Pool Heater - 82% Efficient
Pierce CountyManufactured | Pierce CountyManufacturedWater Heat GT 55 Gal | Pierce County | Manufactured | Water Heat GT 55 Gal | Federal Standard 2015 Condensing Water Heater > 55 GAL - EF 0.74 | Federal Standard 2015 Condensing Water Heater > 55 GAL - EF 0.74 | Federal Standard 2015 Condensing Water Heater > 55 GAL - EF 0.74 | Federal Standard 2015 Condensing Water Heater > 55 GAL - EF 0.74 | Federal Standard 2015 Condensing Water Heater > 55 GAL - EF 0.74 | Federal Standard 2015 Condensing Water Heater > 55 GAL - EF 0.74 | Federal Standard 2015 Condensing Water Heater > 55 GAL - EF 0.74 | Federal Standard 2015 Condensing Water Heater > 55 GAL - EF 0.74 | Federal Standard 2015 Condensing Water Heater > 55 GAL - EF 0.74 | Federal Standard 2015 Condensing Water Heater > 55 GAL - EF 0.74 | Federal Standard 2015 Condensing Water Heater > 55 GAL - EF 0.74 | Federal Standard 2015 Condensing Water Heater > 55 GAL - EF 0.74 | Federal Standard 2015 Condensing Water Heater > 55 GAL - EF 0.74 | Federal Standard 2015 Condensing Water Heater > 55 GAL - EF 0.74 | Federal Standard 2015 Condensing Water Heater > 55 GAL - EF 0.74 | Federal Standard 2015 Condensing Water Heater > 55 GAL - EF 0.74 | Federal Standard 2015 Condensing Water Heater > 55 GAL - EF 0.74 | Federal Standard 2015 Condensing Water Heater > 55 GAL - EF 0.74 | Federal Standard 2015 Condensing Water Heater > 55 GAL - EF 0.74 | Federal Standard 2015 Condensing Water Heater > 55 GAL - EF 0.74 | Federal Standard 2015 Condensing Water Heater > 55 GAL - EF 0.74 | Federal Standard 2015 Condensing Water Heater > 55 GAL - EF 0.74 | Federal Standard 2015 Condensing Water Heater > 55 GAL - EF 0.74 | Federal Standard 2015 Condensing Water Heater > 55 GAL - EF 0.74 | Federal Standard 2015 Condensing Water Heater > 55 GAL - EF 0.74 | Federal Standard 2015 Condensing Water Heater > 55 GAL - EF 0.74 | Federal Standard 2015 Condensing Water Heater > 55 GAL - EF 0.74
Pierce CountyManufactured - Highly Impacted | Pierce CountyManufactured - Highly ImpactedWater Heat GT 55 Gal | Pierce County | Manufactured - Highly Impacted | Water Heat GT 55 Gal | Federal Standard 2015 Condensing Water Heater > 55 GAL - EF 0.74 | Federal Standard 2015 Condensing Water Heater > 55 GAL - EF 0.74 | Federal Standard 2015 Condensing Water Heater > 55 GAL - EF 0.74 | Federal Standard 2015 Condensing Water Heater > 55 GAL - EF 0.74 | Federal Standard 2015 Condensing Water Heater > 55 GAL - EF 0.74 | Federal Standard 2015 Condensing Water Heater > 55 GAL - EF 0.74 | Federal Standard 2015 Condensing Water Heater > 55 GAL - EF 0.74 | Federal Standard 2015 Condensing Water Heater > 55 GAL - EF 0.74 | Federal Standard 2015 Condensing Water Heater > 55 GAL - EF 0.74 | Federal Standard 2015 Condensing Water Heater > 55 GAL - EF 0.74 | Federal Standard 2015 Condensing Water Heater > 55 GAL - EF 0.74 | Federal Standard 2015 Condensing Water Heater > 55 GAL - EF 0.74 | Federal Standard 2015 Condensing Water Heater > 55 GAL - EF 0.74 | Federal Standard 2015 Condensing Water Heater > 55 GAL - EF 0.74 | Federal Standard 2015 Condensing Water Heater > 55 GAL - EF 0.74 | Federal Standard 2015 Condensing Water Heater > 55 GAL - EF 0.74 | Federal Standard 2015 Condensing Water Heater > 55 GAL - EF 0.74 | Federal Standard 2015 Condensing Water Heater > 55 GAL - EF 0.74 | Federal Standard 2015 Condensing Water Heater > 55 GAL - EF 0.74 | Federal Standard 2015 Condensing Water Heater > 55 GAL - EF 0.74 | Federal Standard 2015 Condensing Water Heater > 55 GAL - EF 0.74 | Federal Standard 2015 Condensing Water Heater > 55 GAL - EF 0.74 | Federal Standard 2015 Condensing Water Heater > 55 GAL - EF 0.74 | Federal Standard 2015 Condensing Water Heater > 55 GAL - EF 0.74 | Federal Standard 2015 Condensing Water Heater > 55 GAL - EF 0.74 | Federal Standard 2015 Condensing Water Heater > 55 GAL - EF 0.74 | Federal Standard 2015 Condensing Water Heater > 55 GAL - EF 0.74
Pierce CountyMultifamily | Pierce CountyMultifamilyWater Heat GT 55 Gal | Pierce County | Multifamily | Water Heat GT 55 Gal | Federal Standard 2015 Condensing Water Heater > 55 GAL - EF 0.74 | Federal Standard 2015 Condensing Water Heater > 55 GAL - EF 0.74 | Federal Standard 2015 Condensing Water Heater > 55 GAL - EF 0.74 | Federal Standard 2015 Condensing Water Heater > 55 GAL - EF 0.74 | Federal Standard 2015 Condensing Water Heater > 55 GAL - EF 0.74 | Federal Standard 2015 Condensing Water Heater > 55 GAL - EF 0.74 | Federal Standard 2015 Condensing Water Heater > 55 GAL - EF 0.74 | Federal Standard 2015 Condensing Water Heater > 55 GAL - EF 0.74 | Federal Standard 2015 Condensing Water Heater > 55 GAL - EF 0.74 | Federal Standard 2015 Condensing Water Heater > 55 GAL - EF 0.74 | Federal Standard 2015 Condensing Water Heater > 55 GAL - EF 0.74 | Federal Standard 2015 Condensing Water Heater > 55 GAL - EF 0.74 | Federal Standard 2015 Condensing Water Heater > 55 GAL - EF 0.74 | Federal Standard 2015 Condensing Water Heater > 55 GAL - EF 0.74 | Federal Standard 2015 Condensing Water Heater > 55 GAL - EF 0.74 | Federal Standard 2015 Condensing Water Heater > 55 GAL - EF 0.74 | Federal Standard 2015 Condensing Water Heater > 55 GAL - EF 0.74 | Federal Standard 2015 Condensing Water Heater > 55 GAL - EF 0.74 | Federal Standard 2015 Condensing Water Heater > 55 GAL - EF 0.74 | Federal Standard 2015 Condensing Water Heater > 55 GAL - EF 0.74 | Federal Standard 2015 Condensing Water Heater > 55 GAL - EF 0.74 | Federal Standard 2015 Condensing Water Heater > 55 GAL - EF 0.74 | Federal Standard 2015 Condensing Water Heater > 55 GAL - EF 0.74 | Federal Standard 2015 Condensing Water Heater > 55 GAL - EF 0.74 | Federal Standard 2015 Condensing Water Heater > 55 GAL - EF 0.74 | Federal Standard 2015 Condensing Water Heater > 55 GAL - EF 0.74 | Federal Standard 2015 Condensing Water Heater > 55 GAL - EF 0.74
Pierce CountyMultifamily - Highly Impacted | Pierce CountyMultifamily - Highly ImpactedWater Heat GT 55 Gal | Pierce County | Multifamily - Highly Impacted | Water Heat GT 55 Gal | Federal Standard 2015 Condensing Water Heater > 55 GAL - EF 0.74 | Federal Standard 2015 Condensing Water Heater > 55 GAL - EF 0.74 | Federal Standard 2015 Condensing Water Heater > 55 GAL - EF 0.74 | Federal Standard 2015 Condensing Water Heater > 55 GAL - EF 0.74 | Federal Standard 2015 Condensing Water Heater > 55 GAL - EF 0.74 | Federal Standard 2015 Condensing Water Heater > 55 GAL - EF 0.74 | Federal Standard 2015 Condensing Water Heater > 55 GAL - EF 0.74 | Federal Standard 2015 Condensing Water Heater > 55 GAL - EF 0.74 | Federal Standard 2015 Condensing Water Heater > 55 GAL - EF 0.74 | Federal Standard 2015 Condensing Water Heater > 55 GAL - EF 0.74 | Federal Standard 2015 Condensing Water Heater > 55 GAL - EF 0.74 | Federal Standard 2015 Condensing Water Heater > 55 GAL - EF 0.74 | Federal Standard 2015 Condensing Water Heater > 55 GAL - EF 0.74 | Federal Standard 2015 Condensing Water Heater > 55 GAL - EF 0.74 | Federal Standard 2015 Condensing Water Heater > 55 GAL - EF 0.74 | Federal Standard 2015 Condensing Water Heater > 55 GAL - EF 0.74 | Federal Standard 2015 Condensing Water Heater > 55 GAL - EF 0.74 | Federal Standard 2015 Condensing Water Heater > 55 GAL - EF 0.74 | Federal Standard 2015 Condensing Water Heater > 55 GAL - EF 0.74 | Federal Standard 2015 Condensing Water Heater > 55 GAL - EF 0.74 | Federal Standard 2015 Condensing Water Heater > 55 GAL - EF 0.74 | Federal Standard 2015 Condensing Water Heater > 55 GAL - EF 0.74 | Federal Standard 2015 Condensing Water Heater > 55 GAL - EF 0.74 | Federal Standard 2015 Condensing Water Heater > 55 GAL - EF 0.74 | Federal Standard 2015 Condensing Water Heater > 55 GAL - EF 0.74 | Federal Standard 2015 Condensing Water Heater > 55 GAL - EF 0.74 | Federal Standard 2015 Condensing Water Heater > 55 GAL - EF 0.74
Pierce CountySingle Family | Pierce CountySingle FamilyWater Heat GT 55 Gal | Pierce County | Single Family | Water Heat GT 55 Gal | Federal Standard 2015 Condensing Water Heater > 55 GAL - EF 0.74 | Federal Standard 2015 Condensing Water Heater > 55 GAL - EF 0.74 | Federal Standard 2015 Condensing Water Heater > 55 GAL - EF 0.74 | Federal Standard 2015 Condensing Water Heater > 55 GAL - EF 0.74 | Federal Standard 2015 Condensing Water Heater > 55 GAL - EF 0.74 | Federal Standard 2015 Condensing Water Heater > 55 GAL - EF 0.74 | Federal Standard 2015 Condensing Water Heater > 55 GAL - EF 0.74 | Federal Standard 2015 Condensing Water Heater > 55 GAL - EF 0.74 | Federal Standard 2015 Condensing Water Heater > 55 GAL - EF 0.74 | Federal Standard 2015 Condensing Water Heater > 55 GAL - EF 0.74 | Federal Standard 2015 Condensing Water Heater > 55 GAL - EF 0.74 | Federal Standard 2015 Condensing Water Heater > 55 GAL - EF 0.74 | Federal Standard 2015 Condensing Water Heater > 55 GAL - EF 0.74 | Federal Standard 2015 Condensing Water Heater > 55 GAL - EF 0.74 | Federal Standard 2015 Condensing Water Heater > 55 GAL - EF 0.74 | Federal Standard 2015 Condensing Water Heater > 55 GAL - EF 0.74 | Federal Standard 2015 Condensing Water Heater > 55 GAL - EF 0.74 | Federal Standard 2015 Condensing Water Heater > 55 GAL - EF 0.74 | Federal Standard 2015 Condensing Water Heater > 55 GAL - EF 0.74 | Federal Standard 2015 Condensing Water Heater > 55 GAL - EF 0.74 | Federal Standard 2015 Condensing Water Heater > 55 GAL - EF 0.74 | Federal Standard 2015 Condensing Water Heater > 55 GAL - EF 0.74 | Federal Standard 2015 Condensing Water Heater > 55 GAL - EF 0.74 | Federal Standard 2015 Condensing Water Heater > 55 GAL - EF 0.74 | Federal Standard 2015 Condensing Water Heater > 55 GAL - EF 0.74 | Federal Standard 2015 Condensing Water Heater > 55 GAL - EF 0.74 | Federal Standard 2015 Condensing Water Heater > 55 GAL - EF 0.74
Pierce CountySingle Family - Highly Impacted | Pierce CountySingle Family - Highly ImpactedWater Heat GT 55 Gal | Pierce County | Single Family - Highly Impacted | Water Heat GT 55 Gal | Federal Standard 2015 Condensing Water Heater > 55 GAL - EF 0.74 | Federal Standard 2015 Condensing Water Heater > 55 GAL - EF 0.74 | Federal Standard 2015 Condensing Water Heater > 55 GAL - EF 0.74 | Federal Standard 2015 Condensing Water Heater > 55 GAL - EF 0.74 | Federal Standard 2015 Condensing Water Heater > 55 GAL - EF 0.74 | Federal Standard 2015 Condensing Water Heater > 55 GAL - EF 0.74 | Federal Standard 2015 Condensing Water Heater > 55 GAL - EF 0.74 | Federal Standard 2015 Condensing Water Heater > 55 GAL - EF 0.74 | Federal Standard 2015 Condensing Water Heater > 55 GAL - EF 0.74 | Federal Standard 2015 Condensing Water Heater > 55 GAL - EF 0.74 | Federal Standard 2015 Condensing Water Heater > 55 GAL - EF 0.74 | Federal Standard 2015 Condensing Water Heater > 55 GAL - EF 0.74 | Federal Standard 2015 Condensing Water Heater > 55 GAL - EF 0.74 | Federal Standard 2015 Condensing Water Heater > 55 GAL - EF 0.74 | Federal Standard 2015 Condensing Water Heater > 55 GAL - EF 0.74 | Federal Standard 2015 Condensing Water Heater > 55 GAL - EF 0.74 | Federal Standard 2015 Condensing Water Heater > 55 GAL - EF 0.74 | Federal Standard 2015 Condensing Water Heater > 55 GAL - EF 0.74 | Federal Standard 2015 Condensing Water Heater > 55 GAL - EF 0.74 | Federal Standard 2015 Condensing Water Heater > 55 GAL - EF 0.74 | Federal Standard 2015 Condensing Water Heater > 55 GAL - EF 0.74 | Federal Standard 2015 Condensing Water Heater > 55 GAL - EF 0.74 | Federal Standard 2015 Condensing Water Heater > 55 GAL - EF 0.74 | Federal Standard 2015 Condensing Water Heater > 55 GAL - EF 0.74 | Federal Standard 2015 Condensing Water Heater > 55 GAL - EF 0.74 | Federal Standard 2015 Condensing Water Heater > 55 GAL - EF 0.74 | Federal Standard 2015 Condensing Water Heater > 55 GAL - EF 0.74
Pierce CountyManufactured | Pierce CountyManufacturedWater Heat LE 55 Gal | Pierce County | Manufactured | Water Heat LE 55 Gal | Federal Standard 2015 Storage Water Heater ≤ 55 GAL - EF 0.62 | Federal Standard 2015 Storage Water Heater ≤ 55 GAL - EF 0.62 | Federal Standard 2015 Storage Water Heater ≤ 55 GAL - EF 0.62 | Federal Standard 2015 Storage Water Heater ≤ 55 GAL - EF 0.62 | Federal Standard 2015 Storage Water Heater ≤ 55 GAL - EF 0.62 | Federal Standard 2015 Storage Water Heater ≤ 55 GAL - EF 0.62 | Federal Standard 2015 Storage Water Heater ≤ 55 GAL - EF 0.62 | Federal Standard 2015 Storage Water Heater ≤ 55 GAL - EF 0.62 | Federal Standard 2015 Storage Water Heater ≤ 55 GAL - EF 0.62 | Federal Standard 2015 Storage Water Heater ≤ 55 GAL - EF 0.62 | Federal Standard 2015 Storage Water Heater ≤ 55 GAL - EF 0.62 | Federal Standard 2015 Storage Water Heater ≤ 55 GAL - EF 0.62 | Federal Standard 2015 Storage Water Heater ≤ 55 GAL - EF 0.62 | Federal Standard 2015 Storage Water Heater ≤ 55 GAL - EF 0.62 | Federal Standard 2015 Storage Water Heater ≤ 55 GAL - EF 0.62 | Federal Standard 2015 Storage Water Heater ≤ 55 GAL - EF 0.62 | Federal Standard 2015 Storage Water Heater ≤ 55 GAL - EF 0.62 | Federal Standard 2015 Storage Water Heater ≤ 55 GAL - EF 0.62 | Federal Standard 2015 Storage Water Heater ≤ 55 GAL - EF 0.62 | Federal Standard 2015 Storage Water Heater ≤ 55 GAL - EF 0.62 | Federal Standard 2015 Storage Water Heater ≤ 55 GAL - EF 0.62 | Federal Standard 2015 Storage Water Heater ≤ 55 GAL - EF 0.62 | Federal Standard 2015 Storage Water Heater ≤ 55 GAL - EF 0.62 | Federal Standard 2015 Storage Water Heater ≤ 55 GAL - EF 0.62 | Federal Standard 2015 Storage Water Heater ≤ 55 GAL - EF 0.62 | Federal Standard 2015 Storage Water Heater ≤ 55 GAL - EF 0.62 | Federal Standard 2015 Storage Water Heater ≤ 55 GAL - EF 0.62
Pierce CountyManufactured - Highly Impacted | Pierce CountyManufactured - Highly ImpactedWater Heat LE 55 Gal | Pierce County | Manufactured - Highly Impacted | Water Heat LE 55 Gal | Federal Standard 2015 Storage Water Heater ≤ 55 GAL - EF 0.62 | Federal Standard 2015 Storage Water Heater ≤ 55 GAL - EF 0.62 | Federal Standard 2015 Storage Water Heater ≤ 55 GAL - EF 0.62 | Federal Standard 2015 Storage Water Heater ≤ 55 GAL - EF 0.62 | Federal Standard 2015 Storage Water Heater ≤ 55 GAL - EF 0.62 | Federal Standard 2015 Storage Water Heater ≤ 55 GAL - EF 0.62 | Federal Standard 2015 Storage Water Heater ≤ 55 GAL - EF 0.62 | Federal Standard 2015 Storage Water Heater ≤ 55 GAL - EF 0.62 | Federal Standard 2015 Storage Water Heater ≤ 55 GAL - EF 0.62 | Federal Standard 2015 Storage Water Heater ≤ 55 GAL - EF 0.62 | Federal Standard 2015 Storage Water Heater ≤ 55 GAL - EF 0.62 | Federal Standard 2015 Storage Water Heater ≤ 55 GAL - EF 0.62 | Federal Standard 2015 Storage Water Heater ≤ 55 GAL - EF 0.62 | Federal Standard 2015 Storage Water Heater ≤ 55 GAL - EF 0.62 | Federal Standard 2015 Storage Water Heater ≤ 55 GAL - EF 0.62 | Federal Standard 2015 Storage Water Heater ≤ 55 GAL - EF 0.62 | Federal Standard 2015 Storage Water Heater ≤ 55 GAL - EF 0.62 | Federal Standard 2015 Storage Water Heater ≤ 55 GAL - EF 0.62 | Federal Standard 2015 Storage Water Heater ≤ 55 GAL - EF 0.62 | Federal Standard 2015 Storage Water Heater ≤ 55 GAL - EF 0.62 | Federal Standard 2015 Storage Water Heater ≤ 55 GAL - EF 0.62 | Federal Standard 2015 Storage Water Heater ≤ 55 GAL - EF 0.62 | Federal Standard 2015 Storage Water Heater ≤ 55 GAL - EF 0.62 | Federal Standard 2015 Storage Water Heater ≤ 55 GAL - EF 0.62 | Federal Standard 2015 Storage Water Heater ≤ 55 GAL - EF 0.62 | Federal Standard 2015 Storage Water Heater ≤ 55 GAL - EF 0.62 | Federal Standard 2015 Storage Water Heater ≤ 55 GAL - EF 0.62
Pierce CountyMultifamily | Pierce CountyMultifamilyWater Heat LE 55 Gal | Pierce County | Multifamily | Water Heat LE 55 Gal | Federal Standard 2015 Storage Water Heater ≤ 55 GAL - EF 0.62 | Federal Standard 2015 Storage Water Heater ≤ 55 GAL - EF 0.62 | Federal Standard 2015 Storage Water Heater ≤ 55 GAL - EF 0.62 | Federal Standard 2015 Storage Water Heater ≤ 55 GAL - EF 0.62 | Federal Standard 2015 Storage Water Heater ≤ 55 GAL - EF 0.62 | Federal Standard 2015 Storage Water Heater ≤ 55 GAL - EF 0.62 | Federal Standard 2015 Storage Water Heater ≤ 55 GAL - EF 0.62 | Federal Standard 2015 Storage Water Heater ≤ 55 GAL - EF 0.62 | Federal Standard 2015 Storage Water Heater ≤ 55 GAL - EF 0.62 | Federal Standard 2015 Storage Water Heater ≤ 55 GAL - EF 0.62 | Federal Standard 2015 Storage Water Heater ≤ 55 GAL - EF 0.62 | Federal Standard 2015 Storage Water Heater ≤ 55 GAL - EF 0.62 | Federal Standard 2015 Storage Water Heater ≤ 55 GAL - EF 0.62 | Federal Standard 2015 Storage Water Heater ≤ 55 GAL - EF 0.62 | Federal Standard 2015 Storage Water Heater ≤ 55 GAL - EF 0.62 | Federal Standard 2015 Storage Water Heater ≤ 55 GAL - EF 0.62 | Federal Standard 2015 Storage Water Heater ≤ 55 GAL - EF 0.62 | Federal Standard 2015 Storage Water Heater ≤ 55 GAL - EF 0.62 | Federal Standard 2015 Storage Water Heater ≤ 55 GAL - EF 0.62 | Federal Standard 2015 Storage Water Heater ≤ 55 GAL - EF 0.62 | Federal Standard 2015 Storage Water Heater ≤ 55 GAL - EF 0.62 | Federal Standard 2015 Storage Water Heater ≤ 55 GAL - EF 0.62 | Federal Standard 2015 Storage Water Heater ≤ 55 GAL - EF 0.62 | Federal Standard 2015 Storage Water Heater ≤ 55 GAL - EF 0.62 | Federal Standard 2015 Storage Water Heater ≤ 55 GAL - EF 0.62 | Federal Standard 2015 Storage Water Heater ≤ 55 GAL - EF 0.62 | Federal Standard 2015 Storage Water Heater ≤ 55 GAL - EF 0.62
Pierce CountyMultifamily - Highly Impacted | Pierce CountyMultifamily - Highly ImpactedWater Heat LE 55 Gal | Pierce County | Multifamily - Highly Impacted | Water Heat LE 55 Gal | Federal Standard 2015 Storage Water Heater ≤ 55 GAL - EF 0.62 | Federal Standard 2015 Storage Water Heater ≤ 55 GAL - EF 0.62 | Federal Standard 2015 Storage Water Heater ≤ 55 GAL - EF 0.62 | Federal Standard 2015 Storage Water Heater ≤ 55 GAL - EF 0.62 | Federal Standard 2015 Storage Water Heater ≤ 55 GAL - EF 0.62 | Federal Standard 2015 Storage Water Heater ≤ 55 GAL - EF 0.62 | Federal Standard 2015 Storage Water Heater ≤ 55 GAL - EF 0.62 | Federal Standard 2015 Storage Water Heater ≤ 55 GAL - EF 0.62 | Federal Standard 2015 Storage Water Heater ≤ 55 GAL - EF 0.62 | Federal Standard 2015 Storage Water Heater ≤ 55 GAL - EF 0.62 | Federal Standard 2015 Storage Water Heater ≤ 55 GAL - EF 0.62 | Federal Standard 2015 Storage Water Heater ≤ 55 GAL - EF 0.62 | Federal Standard 2015 Storage Water Heater ≤ 55 GAL - EF 0.62 | Federal Standard 2015 Storage Water Heater ≤ 55 GAL - EF 0.62 | Federal Standard 2015 Storage Water Heater ≤ 55 GAL - EF 0.62 | Federal Standard 2015 Storage Water Heater ≤ 55 GAL - EF 0.62 | Federal Standard 2015 Storage Water Heater ≤ 55 GAL - EF 0.62 | Federal Standard 2015 Storage Water Heater ≤ 55 GAL - EF 0.62 | Federal Standard 2015 Storage Water Heater ≤ 55 GAL - EF 0.62 | Federal Standard 2015 Storage Water Heater ≤ 55 GAL - EF 0.62 | Federal Standard 2015 Storage Water Heater ≤ 55 GAL - EF 0.62 | Federal Standard 2015 Storage Water Heater ≤ 55 GAL - EF 0.62 | Federal Standard 2015 Storage Water Heater ≤ 55 GAL - EF 0.62 | Federal Standard 2015 Storage Water Heater ≤ 55 GAL - EF 0.62 | Federal Standard 2015 Storage Water Heater ≤ 55 GAL - EF 0.62 | Federal Standard 2015 Storage Water Heater ≤ 55 GAL - EF 0.62 | Federal Standard 2015 Storage Water Heater ≤ 55 GAL - EF 0.62
Pierce CountySingle Family | Pierce CountySingle FamilyWater Heat LE 55 Gal | Pierce County | Single Family | Water Heat LE 55 Gal | Federal Standard 2015 Storage Water Heater ≤ 55 GAL - EF 0.62 | Federal Standard 2015 Storage Water Heater ≤ 55 GAL - EF 0.62 | Federal Standard 2015 Storage Water Heater ≤ 55 GAL - EF 0.62 | Federal Standard 2015 Storage Water Heater ≤ 55 GAL - EF 0.62 | Federal Standard 2015 Storage Water Heater ≤ 55 GAL - EF 0.62 | Federal Standard 2015 Storage Water Heater ≤ 55 GAL - EF 0.62 | Federal Standard 2015 Storage Water Heater ≤ 55 GAL - EF 0.62 | Federal Standard 2015 Storage Water Heater ≤ 55 GAL - EF 0.62 | Federal Standard 2015 Storage Water Heater ≤ 55 GAL - EF 0.62 | Federal Standard 2015 Storage Water Heater ≤ 55 GAL - EF 0.62 | Federal Standard 2015 Storage Water Heater ≤ 55 GAL - EF 0.62 | Federal Standard 2015 Storage Water Heater ≤ 55 GAL - EF 0.62 | Federal Standard 2015 Storage Water Heater ≤ 55 GAL - EF 0.62 | Federal Standard 2015 Storage Water Heater ≤ 55 GAL - EF 0.62 | Federal Standard 2015 Storage Water Heater ≤ 55 GAL - EF 0.62 | Federal Standard 2015 Storage Water Heater ≤ 55 GAL - EF 0.62 | Federal Standard 2015 Storage Water Heater ≤ 55 GAL - EF 0.62 | Federal Standard 2015 Storage Water Heater ≤ 55 GAL - EF 0.62 | Federal Standard 2015 Storage Water Heater ≤ 55 GAL - EF 0.62 | Federal Standard 2015 Storage Water Heater ≤ 55 GAL - EF 0.62 | Federal Standard 2015 Storage Water Heater ≤ 55 GAL - EF 0.62 | Federal Standard 2015 Storage Water Heater ≤ 55 GAL - EF 0.62 | Federal Standard 2015 Storage Water Heater ≤ 55 GAL - EF 0.62 | Federal Standard 2015 Storage Water Heater ≤ 55 GAL - EF 0.62 | Federal Standard 2015 Storage Water Heater ≤ 55 GAL - EF 0.62 | Federal Standard 2015 Storage Water Heater ≤ 55 GAL - EF 0.62 | Federal Standard 2015 Storage Water Heater ≤ 55 GAL - EF 0.62
Pierce CountySingle Family - Highly Impacted | Pierce CountySingle Family - Highly ImpactedWater Heat LE 55 Gal | Pierce County | Single Family - Highly Impacted | Water Heat LE 55 Gal | Federal Standard 2015 Storage Water Heater ≤ 55 GAL - EF 0.62 | Federal Standard 2015 Storage Water Heater ≤ 55 GAL - EF 0.62 | Federal Standard 2015 Storage Water Heater ≤ 55 GAL - EF 0.62 | Federal Standard 2015 Storage Water Heater ≤ 55 GAL - EF 0.62 | Federal Standard 2015 Storage Water Heater ≤ 55 GAL - EF 0.62 | Federal Standard 2015 Storage Water Heater ≤ 55 GAL - EF 0.62 | Federal Standard 2015 Storage Water Heater ≤ 55 GAL - EF 0.62 | Federal Standard 2015 Storage Water Heater ≤ 55 GAL - EF 0.62 | Federal Standard 2015 Storage Water Heater ≤ 55 GAL - EF 0.62 | Federal Standard 2015 Storage Water Heater ≤ 55 GAL - EF 0.62 | Federal Standard 2015 Storage Water Heater ≤ 55 GAL - EF 0.62 | Federal Standard 2015 Storage Water Heater ≤ 55 GAL - EF 0.62 | Federal Standard 2015 Storage Water Heater ≤ 55 GAL - EF 0.62 | Federal Standard 2015 Storage Water Heater ≤ 55 GAL - EF 0.62 | Federal Standard 2015 Storage Water Heater ≤ 55 GAL - EF 0.62 | Federal Standard 2015 Storage Water Heater ≤ 55 GAL - EF 0.62 | Federal Standard 2015 Storage Water Heater ≤ 55 GAL - EF 0.62 | Federal Standard 2015 Storage Water Heater ≤ 55 GAL - EF 0.62 | Federal Standard 2015 Storage Water Heater ≤ 55 GAL - EF 0.62 | Federal Standard 2015 Storage Water Heater ≤ 55 GAL - EF 0.62 | Federal Standard 2015 Storage Water Heater ≤ 55 GAL - EF 0.62 | Federal Standard 2015 Storage Water Heater ≤ 55 GAL - EF 0.62 | Federal Standard 2015 Storage Water Heater ≤ 55 GAL - EF 0.62 | Federal Standard 2015 Storage Water Heater ≤ 55 GAL - EF 0.62 | Federal Standard 2015 Storage Water Heater ≤ 55 GAL - EF 0.62 | Federal Standard 2015 Storage Water Heater ≤ 55 GAL - EF 0.62 | Federal Standard 2015 Storage Water Heater ≤ 55 GAL - EF 0.62
Snohomish CountyManufactured | Snohomish CountyManufacturedCooking Oven | Snohomish County | Manufactured | Cooking Oven | Federal Standard 2012 Cooking Oven | Federal Standard 2012 Cooking Oven | Federal Standard 2012 Cooking Oven | Federal Standard 2012 Cooking Oven | Federal Standard 2012 Cooking Oven | Federal Standard 2012 Cooking Oven | Federal Standard 2012 Cooking Oven | Federal Standard 2012 Cooking Oven | Federal Standard 2012 Cooking Oven | Federal Standard 2012 Cooking Oven | Federal Standard 2012 Cooking Oven | Federal Standard 2012 Cooking Oven | Federal Standard 2012 Cooking Oven | Federal Standard 2012 Cooking Oven | Federal Standard 2012 Cooking Oven | Federal Standard 2012 Cooking Oven | Federal Standard 2012 Cooking Oven | Federal Standard 2012 Cooking Oven | Federal Standard 2012 Cooking Oven | Federal Standard 2012 Cooking Oven | Federal Standard 2012 Cooking Oven | Federal Standard 2012 Cooking Oven | Federal Standard 2012 Cooking Oven | Federal Standard 2012 Cooking Oven | Federal Standard 2012 Cooking Oven | Federal Standard 2012 Cooking Oven | Federal Standard 2012 Cooking Oven
Snohomish CountyManufactured - Highly Impacted | Snohomish CountyManufactured - Highly ImpactedCooking Oven | Snohomish County | Manufactured - Highly Impacted | Cooking Oven | Federal Standard 2012 Cooking Oven | Federal Standard 2012 Cooking Oven | Federal Standard 2012 Cooking Oven | Federal Standard 2012 Cooking Oven | Federal Standard 2012 Cooking Oven | Federal Standard 2012 Cooking Oven | Federal Standard 2012 Cooking Oven | Federal Standard 2012 Cooking Oven | Federal Standard 2012 Cooking Oven | Federal Standard 2012 Cooking Oven | Federal Standard 2012 Cooking Oven | Federal Standard 2012 Cooking Oven | Federal Standard 2012 Cooking Oven | Federal Standard 2012 Cooking Oven | Federal Standard 2012 Cooking Oven | Federal Standard 2012 Cooking Oven | Federal Standard 2012 Cooking Oven | Federal Standard 2012 Cooking Oven | Federal Standard 2012 Cooking Oven | Federal Standard 2012 Cooking Oven | Federal Standard 2012 Cooking Oven | Federal Standard 2012 Cooking Oven | Federal Standard 2012 Cooking Oven | Federal Standard 2012 Cooking Oven | Federal Standard 2012 Cooking Oven | Federal Standard 2012 Cooking Oven | Federal Standard 2012 Cooking Oven
Snohomish CountyMultifamily | Snohomish CountyMultifamilyCooking Oven | Snohomish County | Multifamily | Cooking Oven | Federal Standard 2012 Cooking Oven | Federal Standard 2012 Cooking Oven | Federal Standard 2012 Cooking Oven | Federal Standard 2012 Cooking Oven | Federal Standard 2012 Cooking Oven | Federal Standard 2012 Cooking Oven | Federal Standard 2012 Cooking Oven | Federal Standard 2012 Cooking Oven | Federal Standard 2012 Cooking Oven | Federal Standard 2012 Cooking Oven | Federal Standard 2012 Cooking Oven | Federal Standard 2012 Cooking Oven | Federal Standard 2012 Cooking Oven | Federal Standard 2012 Cooking Oven | Federal Standard 2012 Cooking Oven | Federal Standard 2012 Cooking Oven | Federal Standard 2012 Cooking Oven | Federal Standard 2012 Cooking Oven | Federal Standard 2012 Cooking Oven | Federal Standard 2012 Cooking Oven | Federal Standard 2012 Cooking Oven | Federal Standard 2012 Cooking Oven | Federal Standard 2012 Cooking Oven | Federal Standard 2012 Cooking Oven | Federal Standard 2012 Cooking Oven | Federal Standard 2012 Cooking Oven | Federal Standard 2012 Cooking Oven
Snohomish CountyMultifamily - Highly Impacted | Snohomish CountyMultifamily - Highly ImpactedCooking Oven | Snohomish County | Multifamily - Highly Impacted | Cooking Oven | Federal Standard 2012 Cooking Oven | Federal Standard 2012 Cooking Oven | Federal Standard 2012 Cooking Oven | Federal Standard 2012 Cooking Oven | Federal Standard 2012 Cooking Oven | Federal Standard 2012 Cooking Oven | Federal Standard 2012 Cooking Oven | Federal Standard 2012 Cooking Oven | Federal Standard 2012 Cooking Oven | Federal Standard 2012 Cooking Oven | Federal Standard 2012 Cooking Oven | Federal Standard 2012 Cooking Oven | Federal Standard 2012 Cooking Oven | Federal Standard 2012 Cooking Oven | Federal Standard 2012 Cooking Oven | Federal Standard 2012 Cooking Oven | Federal Standard 2012 Cooking Oven | Federal Standard 2012 Cooking Oven | Federal Standard 2012 Cooking Oven | Federal Standard 2012 Cooking Oven | Federal Standard 2012 Cooking Oven | Federal Standard 2012 Cooking Oven | Federal Standard 2012 Cooking Oven | Federal Standard 2012 Cooking Oven | Federal Standard 2012 Cooking Oven | Federal Standard 2012 Cooking Oven | Federal Standard 2012 Cooking Oven
Snohomish CountySingle Family | Snohomish CountySingle FamilyCooking Oven | Snohomish County | Single Family | Cooking Oven | Federal Standard 2012 Cooking Oven | Federal Standard 2012 Cooking Oven | Federal Standard 2012 Cooking Oven | Federal Standard 2012 Cooking Oven | Federal Standard 2012 Cooking Oven | Federal Standard 2012 Cooking Oven | Federal Standard 2012 Cooking Oven | Federal Standard 2012 Cooking Oven | Federal Standard 2012 Cooking Oven | Federal Standard 2012 Cooking Oven | Federal Standard 2012 Cooking Oven | Federal Standard 2012 Cooking Oven | Federal Standard 2012 Cooking Oven | Federal Standard 2012 Cooking Oven | Federal Standard 2012 Cooking Oven | Federal Standard 2012 Cooking Oven | Federal Standard 2012 Cooking Oven | Federal Standard 2012 Cooking Oven | Federal Standard 2012 Cooking Oven | Federal Standard 2012 Cooking Oven | Federal Standard 2012 Cooking Oven | Federal Standard 2012 Cooking Oven | Federal Standard 2012 Cooking Oven | Federal Standard 2012 Cooking Oven | Federal Standard 2012 Cooking Oven | Federal Standard 2012 Cooking Oven | Federal Standard 2012 Cooking Oven
Snohomish CountySingle Family - Highly Impacted | Snohomish CountySingle Family - Highly ImpactedCooking Oven | Snohomish County | Single Family - Highly Impacted | Cooking Oven | Federal Standard 2012 Cooking Oven | Federal Standard 2012 Cooking Oven | Federal Standard 2012 Cooking Oven | Federal Standard 2012 Cooking Oven | Federal Standard 2012 Cooking Oven | Federal Standard 2012 Cooking Oven | Federal Standard 2012 Cooking Oven | Federal Standard 2012 Cooking Oven | Federal Standard 2012 Cooking Oven | Federal Standard 2012 Cooking Oven | Federal Standard 2012 Cooking Oven | Federal Standard 2012 Cooking Oven | Federal Standard 2012 Cooking Oven | Federal Standard 2012 Cooking Oven | Federal Standard 2012 Cooking Oven | Federal Standard 2012 Cooking Oven | Federal Standard 2012 Cooking Oven | Federal Standard 2012 Cooking Oven | Federal Standard 2012 Cooking Oven | Federal Standard 2012 Cooking Oven | Federal Standard 2012 Cooking Oven | Federal Standard 2012 Cooking Oven | Federal Standard 2012 Cooking Oven | Federal Standard 2012 Cooking Oven | Federal Standard 2012 Cooking Oven | Federal Standard 2012 Cooking Oven | Federal Standard 2012 Cooking Oven
Snohomish CountyManufactured | Snohomish CountyManufacturedCooking Range | Snohomish County | Manufactured | Cooking Range | Federal Standard 2012 Cooking Range | Federal Standard 2012 Cooking Range | Federal Standard 2012 Cooking Range | Federal Standard 2012 Cooking Range | Federal Standard 2012 Cooking Range | Federal Standard 2012 Cooking Range | Federal Standard 2012 Cooking Range | Federal Standard 2012 Cooking Range | Federal Standard 2012 Cooking Range | Federal Standard 2012 Cooking Range | Federal Standard 2012 Cooking Range | Federal Standard 2012 Cooking Range | Federal Standard 2012 Cooking Range | Federal Standard 2012 Cooking Range | Federal Standard 2012 Cooking Range | Federal Standard 2012 Cooking Range | Federal Standard 2012 Cooking Range | Federal Standard 2012 Cooking Range | Federal Standard 2012 Cooking Range | Federal Standard 2012 Cooking Range | Federal Standard 2012 Cooking Range | Federal Standard 2012 Cooking Range | Federal Standard 2012 Cooking Range | Federal Standard 2012 Cooking Range | Federal Standard 2012 Cooking Range | Federal Standard 2012 Cooking Range | Federal Standard 2012 Cooking Range
Snohomish CountyManufactured - Highly Impacted | Snohomish CountyManufactured - Highly ImpactedCooking Range | Snohomish County | Manufactured - Highly Impacted | Cooking Range | Federal Standard 2012 Cooking Range | Federal Standard 2012 Cooking Range | Federal Standard 2012 Cooking Range | Federal Standard 2012 Cooking Range | Federal Standard 2012 Cooking Range | Federal Standard 2012 Cooking Range | Federal Standard 2012 Cooking Range | Federal Standard 2012 Cooking Range | Federal Standard 2012 Cooking Range | Federal Standard 2012 Cooking Range | Federal Standard 2012 Cooking Range | Federal Standard 2012 Cooking Range | Federal Standard 2012 Cooking Range | Federal Standard 2012 Cooking Range | Federal Standard 2012 Cooking Range | Federal Standard 2012 Cooking Range | Federal Standard 2012 Cooking Range | Federal Standard 2012 Cooking Range | Federal Standard 2012 Cooking Range | Federal Standard 2012 Cooking Range | Federal Standard 2012 Cooking Range | Federal Standard 2012 Cooking Range | Federal Standard 2012 Cooking Range | Federal Standard 2012 Cooking Range | Federal Standard 2012 Cooking Range | Federal Standard 2012 Cooking Range | Federal Standard 2012 Cooking Range
Snohomish CountyMultifamily | Snohomish CountyMultifamilyCooking Range | Snohomish County | Multifamily | Cooking Range | Federal Standard 2012 Cooking Range | Federal Standard 2012 Cooking Range | Federal Standard 2012 Cooking Range | Federal Standard 2012 Cooking Range | Federal Standard 2012 Cooking Range | Federal Standard 2012 Cooking Range | Federal Standard 2012 Cooking Range | Federal Standard 2012 Cooking Range | Federal Standard 2012 Cooking Range | Federal Standard 2012 Cooking Range | Federal Standard 2012 Cooking Range | Federal Standard 2012 Cooking Range | Federal Standard 2012 Cooking Range | Federal Standard 2012 Cooking Range | Federal Standard 2012 Cooking Range | Federal Standard 2012 Cooking Range | Federal Standard 2012 Cooking Range | Federal Standard 2012 Cooking Range | Federal Standard 2012 Cooking Range | Federal Standard 2012 Cooking Range | Federal Standard 2012 Cooking Range | Federal Standard 2012 Cooking Range | Federal Standard 2012 Cooking Range | Federal Standard 2012 Cooking Range | Federal Standard 2012 Cooking Range | Federal Standard 2012 Cooking Range | Federal Standard 2012 Cooking Range
Snohomish CountyMultifamily - Highly Impacted | Snohomish CountyMultifamily - Highly ImpactedCooking Range | Snohomish County | Multifamily - Highly Impacted | Cooking Range | Federal Standard 2012 Cooking Range | Federal Standard 2012 Cooking Range | Federal Standard 2012 Cooking Range | Federal Standard 2012 Cooking Range | Federal Standard 2012 Cooking Range | Federal Standard 2012 Cooking Range | Federal Standard 2012 Cooking Range | Federal Standard 2012 Cooking Range | Federal Standard 2012 Cooking Range | Federal Standard 2012 Cooking Range | Federal Standard 2012 Cooking Range | Federal Standard 2012 Cooking Range | Federal Standard 2012 Cooking Range | Federal Standard 2012 Cooking Range | Federal Standard 2012 Cooking Range | Federal Standard 2012 Cooking Range | Federal Standard 2012 Cooking Range | Federal Standard 2012 Cooking Range | Federal Standard 2012 Cooking Range | Federal Standard 2012 Cooking Range | Federal Standard 2012 Cooking Range | Federal Standard 2012 Cooking Range | Federal Standard 2012 Cooking Range | Federal Standard 2012 Cooking Range | Federal Standard 2012 Cooking Range | Federal Standard 2012 Cooking Range | Federal Standard 2012 Cooking Range
Snohomish CountySingle Family | Snohomish CountySingle FamilyCooking Range | Snohomish County | Single Family | Cooking Range | Federal Standard 2012 Cooking Range | Federal Standard 2012 Cooking Range | Federal Standard 2012 Cooking Range | Federal Standard 2012 Cooking Range | Federal Standard 2012 Cooking Range | Federal Standard 2012 Cooking Range | Federal Standard 2012 Cooking Range | Federal Standard 2012 Cooking Range | Federal Standard 2012 Cooking Range | Federal Standard 2012 Cooking Range | Federal Standard 2012 Cooking Range | Federal Standard 2012 Cooking Range | Federal Standard 2012 Cooking Range | Federal Standard 2012 Cooking Range | Federal Standard 2012 Cooking Range | Federal Standard 2012 Cooking Range | Federal Standard 2012 Cooking Range | Federal Standard 2012 Cooking Range | Federal Standard 2012 Cooking Range | Federal Standard 2012 Cooking Range | Federal Standard 2012 Cooking Range | Federal Standard 2012 Cooking Range | Federal Standard 2012 Cooking Range | Federal Standard 2012 Cooking Range | Federal Standard 2012 Cooking Range | Federal Standard 2012 Cooking Range | Federal Standard 2012 Cooking Range
Snohomish CountySingle Family - Highly Impacted | Snohomish CountySingle Family - Highly ImpactedCooking Range | Snohomish County | Single Family - Highly Impacted | Cooking Range | Federal Standard 2012 Cooking Range | Federal Standard 2012 Cooking Range | Federal Standard 2012 Cooking Range | Federal Standard 2012 Cooking Range | Federal Standard 2012 Cooking Range | Federal Standard 2012 Cooking Range | Federal Standard 2012 Cooking Range | Federal Standard 2012 Cooking Range | Federal Standard 2012 Cooking Range | Federal Standard 2012 Cooking Range | Federal Standard 2012 Cooking Range | Federal Standard 2012 Cooking Range | Federal Standard 2012 Cooking Range | Federal Standard 2012 Cooking Range | Federal Standard 2012 Cooking Range | Federal Standard 2012 Cooking Range | Federal Standard 2012 Cooking Range | Federal Standard 2012 Cooking Range | Federal Standard 2012 Cooking Range | Federal Standard 2012 Cooking Range | Federal Standard 2012 Cooking Range | Federal Standard 2012 Cooking Range | Federal Standard 2012 Cooking Range | Federal Standard 2012 Cooking Range | Federal Standard 2012 Cooking Range | Federal Standard 2012 Cooking Range | Federal Standard 2012 Cooking Range
Snohomish CountyManufactured | Snohomish CountyManufacturedDryer | Snohomish County | Manufactured | Dryer | Federal Standard 2015 Dryer - CEF/EF 2.84/3.30 (Gas Dryer) | Federal Standard 2015 Dryer - CEF/EF 2.84/3.30 (Gas Dryer) | Federal Standard 2015 Dryer - CEF/EF 2.84/3.30 (Gas Dryer) | Federal Standard 2015 Dryer - CEF/EF 2.84/3.30 (Gas Dryer) | Federal Standard 2015 Dryer - CEF/EF 2.84/3.30 (Gas Dryer) | Federal Standard 2015 Dryer - CEF/EF 2.84/3.30 (Gas Dryer) | Federal Standard 2015 Dryer - CEF/EF 2.84/3.30 (Gas Dryer) | Federal Standard 2015 Dryer - CEF/EF 2.84/3.30 (Gas Dryer) | Federal Standard 2015 Dryer - CEF/EF 2.84/3.30 (Gas Dryer) | Federal Standard 2015 Dryer - CEF/EF 2.84/3.30 (Gas Dryer) | Federal Standard 2015 Dryer - CEF/EF 2.84/3.30 (Gas Dryer) | Federal Standard 2015 Dryer - CEF/EF 2.84/3.30 (Gas Dryer) | Federal Standard 2015 Dryer - CEF/EF 2.84/3.30 (Gas Dryer) | Federal Standard 2015 Dryer - CEF/EF 2.84/3.30 (Gas Dryer) | Federal Standard 2015 Dryer - CEF/EF 2.84/3.30 (Gas Dryer) | Federal Standard 2015 Dryer - CEF/EF 2.84/3.30 (Gas Dryer) | Federal Standard 2015 Dryer - CEF/EF 2.84/3.30 (Gas Dryer) | Federal Standard 2015 Dryer - CEF/EF 2.84/3.30 (Gas Dryer) | Federal Standard 2015 Dryer - CEF/EF 2.84/3.30 (Gas Dryer) | Federal Standard 2015 Dryer - CEF/EF 2.84/3.30 (Gas Dryer) | Federal Standard 2015 Dryer - CEF/EF 2.84/3.30 (Gas Dryer) | Federal Standard 2015 Dryer - CEF/EF 2.84/3.30 (Gas Dryer) | Federal Standard 2015 Dryer - CEF/EF 2.84/3.30 (Gas Dryer) | Federal Standard 2015 Dryer - CEF/EF 2.84/3.30 (Gas Dryer) | Federal Standard 2015 Dryer - CEF/EF 2.84/3.30 (Gas Dryer) | Federal Standard 2015 Dryer - CEF/EF 2.84/3.30 (Gas Dryer) | Federal Standard 2015 Dryer - CEF/EF 2.84/3.30 (Gas Dryer)
Snohomish CountyManufactured - Highly Impacted | Snohomish CountyManufactured - Highly ImpactedDryer | Snohomish County | Manufactured - Highly Impacted | Dryer | Federal Standard 2015 Dryer - CEF/EF 2.84/3.30 (Gas Dryer) | Federal Standard 2015 Dryer - CEF/EF 2.84/3.30 (Gas Dryer) | Federal Standard 2015 Dryer - CEF/EF 2.84/3.30 (Gas Dryer) | Federal Standard 2015 Dryer - CEF/EF 2.84/3.30 (Gas Dryer) | Federal Standard 2015 Dryer - CEF/EF 2.84/3.30 (Gas Dryer) | Federal Standard 2015 Dryer - CEF/EF 2.84/3.30 (Gas Dryer) | Federal Standard 2015 Dryer - CEF/EF 2.84/3.30 (Gas Dryer) | Federal Standard 2015 Dryer - CEF/EF 2.84/3.30 (Gas Dryer) | Federal Standard 2015 Dryer - CEF/EF 2.84/3.30 (Gas Dryer) | Federal Standard 2015 Dryer - CEF/EF 2.84/3.30 (Gas Dryer) | Federal Standard 2015 Dryer - CEF/EF 2.84/3.30 (Gas Dryer) | Federal Standard 2015 Dryer - CEF/EF 2.84/3.30 (Gas Dryer) | Federal Standard 2015 Dryer - CEF/EF 2.84/3.30 (Gas Dryer) | Federal Standard 2015 Dryer - CEF/EF 2.84/3.30 (Gas Dryer) | Federal Standard 2015 Dryer - CEF/EF 2.84/3.30 (Gas Dryer) | Federal Standard 2015 Dryer - CEF/EF 2.84/3.30 (Gas Dryer) | Federal Standard 2015 Dryer - CEF/EF 2.84/3.30 (Gas Dryer) | Federal Standard 2015 Dryer - CEF/EF 2.84/3.30 (Gas Dryer) | Federal Standard 2015 Dryer - CEF/EF 2.84/3.30 (Gas Dryer) | Federal Standard 2015 Dryer - CEF/EF 2.84/3.30 (Gas Dryer) | Federal Standard 2015 Dryer - CEF/EF 2.84/3.30 (Gas Dryer) | Federal Standard 2015 Dryer - CEF/EF 2.84/3.30 (Gas Dryer) | Federal Standard 2015 Dryer - CEF/EF 2.84/3.30 (Gas Dryer) | Federal Standard 2015 Dryer - CEF/EF 2.84/3.30 (Gas Dryer) | Federal Standard 2015 Dryer - CEF/EF 2.84/3.30 (Gas Dryer) | Federal Standard 2015 Dryer - CEF/EF 2.84/3.30 (Gas Dryer) | Federal Standard 2015 Dryer - CEF/EF 2.84/3.30 (Gas Dryer)
Snohomish CountyMultifamily | Snohomish CountyMultifamilyDryer | Snohomish County | Multifamily | Dryer | Federal Standard 2015 Dryer - CEF/EF 2.84/3.30 (Gas Dryer) | Federal Standard 2015 Dryer - CEF/EF 2.84/3.30 (Gas Dryer) | Federal Standard 2015 Dryer - CEF/EF 2.84/3.30 (Gas Dryer) | Federal Standard 2015 Dryer - CEF/EF 2.84/3.30 (Gas Dryer) | Federal Standard 2015 Dryer - CEF/EF 2.84/3.30 (Gas Dryer) | Federal Standard 2015 Dryer - CEF/EF 2.84/3.30 (Gas Dryer) | Federal Standard 2015 Dryer - CEF/EF 2.84/3.30 (Gas Dryer) | Federal Standard 2015 Dryer - CEF/EF 2.84/3.30 (Gas Dryer) | Federal Standard 2015 Dryer - CEF/EF 2.84/3.30 (Gas Dryer) | Federal Standard 2015 Dryer - CEF/EF 2.84/3.30 (Gas Dryer) | Federal Standard 2015 Dryer - CEF/EF 2.84/3.30 (Gas Dryer) | Federal Standard 2015 Dryer - CEF/EF 2.84/3.30 (Gas Dryer) | Federal Standard 2015 Dryer - CEF/EF 2.84/3.30 (Gas Dryer) | Federal Standard 2015 Dryer - CEF/EF 2.84/3.30 (Gas Dryer) | Federal Standard 2015 Dryer - CEF/EF 2.84/3.30 (Gas Dryer) | Federal Standard 2015 Dryer - CEF/EF 2.84/3.30 (Gas Dryer) | Federal Standard 2015 Dryer - CEF/EF 2.84/3.30 (Gas Dryer) | Federal Standard 2015 Dryer - CEF/EF 2.84/3.30 (Gas Dryer) | Federal Standard 2015 Dryer - CEF/EF 2.84/3.30 (Gas Dryer) | Federal Standard 2015 Dryer - CEF/EF 2.84/3.30 (Gas Dryer) | Federal Standard 2015 Dryer - CEF/EF 2.84/3.30 (Gas Dryer) | Federal Standard 2015 Dryer - CEF/EF 2.84/3.30 (Gas Dryer) | Federal Standard 2015 Dryer - CEF/EF 2.84/3.30 (Gas Dryer) | Federal Standard 2015 Dryer - CEF/EF 2.84/3.30 (Gas Dryer) | Federal Standard 2015 Dryer - CEF/EF 2.84/3.30 (Gas Dryer) | Federal Standard 2015 Dryer - CEF/EF 2.84/3.30 (Gas Dryer) | Federal Standard 2015 Dryer - CEF/EF 2.84/3.30 (Gas Dryer)
Snohomish CountyMultifamily - Highly Impacted | Snohomish CountyMultifamily - Highly ImpactedDryer | Snohomish County | Multifamily - Highly Impacted | Dryer | Federal Standard 2015 Dryer - CEF/EF 2.84/3.30 (Gas Dryer) | Federal Standard 2015 Dryer - CEF/EF 2.84/3.30 (Gas Dryer) | Federal Standard 2015 Dryer - CEF/EF 2.84/3.30 (Gas Dryer) | Federal Standard 2015 Dryer - CEF/EF 2.84/3.30 (Gas Dryer) | Federal Standard 2015 Dryer - CEF/EF 2.84/3.30 (Gas Dryer) | Federal Standard 2015 Dryer - CEF/EF 2.84/3.30 (Gas Dryer) | Federal Standard 2015 Dryer - CEF/EF 2.84/3.30 (Gas Dryer) | Federal Standard 2015 Dryer - CEF/EF 2.84/3.30 (Gas Dryer) | Federal Standard 2015 Dryer - CEF/EF 2.84/3.30 (Gas Dryer) | Federal Standard 2015 Dryer - CEF/EF 2.84/3.30 (Gas Dryer) | Federal Standard 2015 Dryer - CEF/EF 2.84/3.30 (Gas Dryer) | Federal Standard 2015 Dryer - CEF/EF 2.84/3.30 (Gas Dryer) | Federal Standard 2015 Dryer - CEF/EF 2.84/3.30 (Gas Dryer) | Federal Standard 2015 Dryer - CEF/EF 2.84/3.30 (Gas Dryer) | Federal Standard 2015 Dryer - CEF/EF 2.84/3.30 (Gas Dryer) | Federal Standard 2015 Dryer - CEF/EF 2.84/3.30 (Gas Dryer) | Federal Standard 2015 Dryer - CEF/EF 2.84/3.30 (Gas Dryer) | Federal Standard 2015 Dryer - CEF/EF 2.84/3.30 (Gas Dryer) | Federal Standard 2015 Dryer - CEF/EF 2.84/3.30 (Gas Dryer) | Federal Standard 2015 Dryer - CEF/EF 2.84/3.30 (Gas Dryer) | Federal Standard 2015 Dryer - CEF/EF 2.84/3.30 (Gas Dryer) | Federal Standard 2015 Dryer - CEF/EF 2.84/3.30 (Gas Dryer) | Federal Standard 2015 Dryer - CEF/EF 2.84/3.30 (Gas Dryer) | Federal Standard 2015 Dryer - CEF/EF 2.84/3.30 (Gas Dryer) | Federal Standard 2015 Dryer - CEF/EF 2.84/3.30 (Gas Dryer) | Federal Standard 2015 Dryer - CEF/EF 2.84/3.30 (Gas Dryer) | Federal Standard 2015 Dryer - CEF/EF 2.84/3.30 (Gas Dryer)
Snohomish CountySingle Family | Snohomish CountySingle FamilyDryer | Snohomish County | Single Family | Dryer | Federal Standard 2015 Dryer - CEF/EF 2.84/3.30 (Gas Dryer) | Federal Standard 2015 Dryer - CEF/EF 2.84/3.30 (Gas Dryer) | Federal Standard 2015 Dryer - CEF/EF 2.84/3.30 (Gas Dryer) | Federal Standard 2015 Dryer - CEF/EF 2.84/3.30 (Gas Dryer) | Federal Standard 2015 Dryer - CEF/EF 2.84/3.30 (Gas Dryer) | Federal Standard 2015 Dryer - CEF/EF 2.84/3.30 (Gas Dryer) | Federal Standard 2015 Dryer - CEF/EF 2.84/3.30 (Gas Dryer) | Federal Standard 2015 Dryer - CEF/EF 2.84/3.30 (Gas Dryer) | Federal Standard 2015 Dryer - CEF/EF 2.84/3.30 (Gas Dryer) | Federal Standard 2015 Dryer - CEF/EF 2.84/3.30 (Gas Dryer) | Federal Standard 2015 Dryer - CEF/EF 2.84/3.30 (Gas Dryer) | Federal Standard 2015 Dryer - CEF/EF 2.84/3.30 (Gas Dryer) | Federal Standard 2015 Dryer - CEF/EF 2.84/3.30 (Gas Dryer) | Federal Standard 2015 Dryer - CEF/EF 2.84/3.30 (Gas Dryer) | Federal Standard 2015 Dryer - CEF/EF 2.84/3.30 (Gas Dryer) | Federal Standard 2015 Dryer - CEF/EF 2.84/3.30 (Gas Dryer) | Federal Standard 2015 Dryer - CEF/EF 2.84/3.30 (Gas Dryer) | Federal Standard 2015 Dryer - CEF/EF 2.84/3.30 (Gas Dryer) | Federal Standard 2015 Dryer - CEF/EF 2.84/3.30 (Gas Dryer) | Federal Standard 2015 Dryer - CEF/EF 2.84/3.30 (Gas Dryer) | Federal Standard 2015 Dryer - CEF/EF 2.84/3.30 (Gas Dryer) | Federal Standard 2015 Dryer - CEF/EF 2.84/3.30 (Gas Dryer) | Federal Standard 2015 Dryer - CEF/EF 2.84/3.30 (Gas Dryer) | Federal Standard 2015 Dryer - CEF/EF 2.84/3.30 (Gas Dryer) | Federal Standard 2015 Dryer - CEF/EF 2.84/3.30 (Gas Dryer) | Federal Standard 2015 Dryer - CEF/EF 2.84/3.30 (Gas Dryer) | Federal Standard 2015 Dryer - CEF/EF 2.84/3.30 (Gas Dryer)
Snohomish CountySingle Family - Highly Impacted | Snohomish CountySingle Family - Highly ImpactedDryer | Snohomish County | Single Family - Highly Impacted | Dryer | Federal Standard 2015 Dryer - CEF/EF 2.84/3.30 (Gas Dryer) | Federal Standard 2015 Dryer - CEF/EF 2.84/3.30 (Gas Dryer) | Federal Standard 2015 Dryer - CEF/EF 2.84/3.30 (Gas Dryer) | Federal Standard 2015 Dryer - CEF/EF 2.84/3.30 (Gas Dryer) | Federal Standard 2015 Dryer - CEF/EF 2.84/3.30 (Gas Dryer) | Federal Standard 2015 Dryer - CEF/EF 2.84/3.30 (Gas Dryer) | Federal Standard 2015 Dryer - CEF/EF 2.84/3.30 (Gas Dryer) | Federal Standard 2015 Dryer - CEF/EF 2.84/3.30 (Gas Dryer) | Federal Standard 2015 Dryer - CEF/EF 2.84/3.30 (Gas Dryer) | Federal Standard 2015 Dryer - CEF/EF 2.84/3.30 (Gas Dryer) | Federal Standard 2015 Dryer - CEF/EF 2.84/3.30 (Gas Dryer) | Federal Standard 2015 Dryer - CEF/EF 2.84/3.30 (Gas Dryer) | Federal Standard 2015 Dryer - CEF/EF 2.84/3.30 (Gas Dryer) | Federal Standard 2015 Dryer - CEF/EF 2.84/3.30 (Gas Dryer) | Federal Standard 2015 Dryer - CEF/EF 2.84/3.30 (Gas Dryer) | Federal Standard 2015 Dryer - CEF/EF 2.84/3.30 (Gas Dryer) | Federal Standard 2015 Dryer - CEF/EF 2.84/3.30 (Gas Dryer) | Federal Standard 2015 Dryer - CEF/EF 2.84/3.30 (Gas Dryer) | Federal Standard 2015 Dryer - CEF/EF 2.84/3.30 (Gas Dryer) | Federal Standard 2015 Dryer - CEF/EF 2.84/3.30 (Gas Dryer) | Federal Standard 2015 Dryer - CEF/EF 2.84/3.30 (Gas Dryer) | Federal Standard 2015 Dryer - CEF/EF 2.84/3.30 (Gas Dryer) | Federal Standard 2015 Dryer - CEF/EF 2.84/3.30 (Gas Dryer) | Federal Standard 2015 Dryer - CEF/EF 2.84/3.30 (Gas Dryer) | Federal Standard 2015 Dryer - CEF/EF 2.84/3.30 (Gas Dryer) | Federal Standard 2015 Dryer - CEF/EF 2.84/3.30 (Gas Dryer) | Federal Standard 2015 Dryer - CEF/EF 2.84/3.30 (Gas Dryer)
Snohomish CountyManufactured | Snohomish CountyManufacturedHeat Central Gas Boiler | Snohomish County | Manufactured | Heat Central Gas Boiler | Federal Standard 2022 Boiler - 84% AFUE | Federal Standard 2022 Boiler - 84% AFUE | Federal Standard 2022 Boiler - 84% AFUE | Federal Standard 2022 Boiler - 84% AFUE | Federal Standard 2022 Boiler - 84% AFUE | Federal Standard 2022 Boiler - 84% AFUE | Federal Standard 2022 Boiler - 84% AFUE | Federal Standard 2022 Boiler - 84% AFUE | Federal Standard 2022 Boiler - 84% AFUE | Federal Standard 2022 Boiler - 84% AFUE | Federal Standard 2022 Boiler - 84% AFUE | Federal Standard 2022 Boiler - 84% AFUE | Federal Standard 2022 Boiler - 84% AFUE | Federal Standard 2022 Boiler - 84% AFUE | Federal Standard 2022 Boiler - 84% AFUE | Federal Standard 2022 Boiler - 84% AFUE | Federal Standard 2022 Boiler - 84% AFUE | Federal Standard 2022 Boiler - 84% AFUE | Federal Standard 2022 Boiler - 84% AFUE | Federal Standard 2022 Boiler - 84% AFUE | Federal Standard 2022 Boiler - 84% AFUE | Federal Standard 2022 Boiler - 84% AFUE | Federal Standard 2022 Boiler - 84% AFUE | Federal Standard 2022 Boiler - 84% AFUE | Federal Standard 2022 Boiler - 84% AFUE | Federal Standard 2022 Boiler - 84% AFUE | Federal Standard 2022 Boiler - 84% AFUE
Snohomish CountyManufactured - Highly Impacted | Snohomish CountyManufactured - Highly ImpactedHeat Central Gas Boiler | Snohomish County | Manufactured - Highly Impacted | Heat Central Gas Boiler | Federal Standard 2022 Boiler - 84% AFUE | Federal Standard 2022 Boiler - 84% AFUE | Federal Standard 2022 Boiler - 84% AFUE | Federal Standard 2022 Boiler - 84% AFUE | Federal Standard 2022 Boiler - 84% AFUE | Federal Standard 2022 Boiler - 84% AFUE | Federal Standard 2022 Boiler - 84% AFUE | Federal Standard 2022 Boiler - 84% AFUE | Federal Standard 2022 Boiler - 84% AFUE | Federal Standard 2022 Boiler - 84% AFUE | Federal Standard 2022 Boiler - 84% AFUE | Federal Standard 2022 Boiler - 84% AFUE | Federal Standard 2022 Boiler - 84% AFUE | Federal Standard 2022 Boiler - 84% AFUE | Federal Standard 2022 Boiler - 84% AFUE | Federal Standard 2022 Boiler - 84% AFUE | Federal Standard 2022 Boiler - 84% AFUE | Federal Standard 2022 Boiler - 84% AFUE | Federal Standard 2022 Boiler - 84% AFUE | Federal Standard 2022 Boiler - 84% AFUE | Federal Standard 2022 Boiler - 84% AFUE | Federal Standard 2022 Boiler - 84% AFUE | Federal Standard 2022 Boiler - 84% AFUE | Federal Standard 2022 Boiler - 84% AFUE | Federal Standard 2022 Boiler - 84% AFUE | Federal Standard 2022 Boiler - 84% AFUE | Federal Standard 2022 Boiler - 84% AFUE
Snohomish CountyMultifamily | Snohomish CountyMultifamilyHeat Central Gas Boiler | Snohomish County | Multifamily | Heat Central Gas Boiler | Federal Standard 2022 Boiler - 84% AFUE | Federal Standard 2022 Boiler - 84% AFUE | Federal Standard 2022 Boiler - 84% AFUE | Federal Standard 2022 Boiler - 84% AFUE | Federal Standard 2022 Boiler - 84% AFUE | Federal Standard 2022 Boiler - 84% AFUE | Federal Standard 2022 Boiler - 84% AFUE | Federal Standard 2022 Boiler - 84% AFUE | Federal Standard 2022 Boiler - 84% AFUE | Federal Standard 2022 Boiler - 84% AFUE | Federal Standard 2022 Boiler - 84% AFUE | Federal Standard 2022 Boiler - 84% AFUE | Federal Standard 2022 Boiler - 84% AFUE | Federal Standard 2022 Boiler - 84% AFUE | Federal Standard 2022 Boiler - 84% AFUE | Federal Standard 2022 Boiler - 84% AFUE | Federal Standard 2022 Boiler - 84% AFUE | Federal Standard 2022 Boiler - 84% AFUE | Federal Standard 2022 Boiler - 84% AFUE | Federal Standard 2022 Boiler - 84% AFUE | Federal Standard 2022 Boiler - 84% AFUE | Federal Standard 2022 Boiler - 84% AFUE | Federal Standard 2022 Boiler - 84% AFUE | Federal Standard 2022 Boiler - 84% AFUE | Federal Standard 2022 Boiler - 84% AFUE | Federal Standard 2022 Boiler - 84% AFUE | Federal Standard 2022 Boiler - 84% AFUE
Snohomish CountyMultifamily - Highly Impacted | Snohomish CountyMultifamily - Highly ImpactedHeat Central Gas Boiler | Snohomish County | Multifamily - Highly Impacted | Heat Central Gas Boiler | Federal Standard 2022 Boiler - 84% AFUE | Federal Standard 2022 Boiler - 84% AFUE | Federal Standard 2022 Boiler - 84% AFUE | Federal Standard 2022 Boiler - 84% AFUE | Federal Standard 2022 Boiler - 84% AFUE | Federal Standard 2022 Boiler - 84% AFUE | Federal Standard 2022 Boiler - 84% AFUE | Federal Standard 2022 Boiler - 84% AFUE | Federal Standard 2022 Boiler - 84% AFUE | Federal Standard 2022 Boiler - 84% AFUE | Federal Standard 2022 Boiler - 84% AFUE | Federal Standard 2022 Boiler - 84% AFUE | Federal Standard 2022 Boiler - 84% AFUE | Federal Standard 2022 Boiler - 84% AFUE | Federal Standard 2022 Boiler - 84% AFUE | Federal Standard 2022 Boiler - 84% AFUE | Federal Standard 2022 Boiler - 84% AFUE | Federal Standard 2022 Boiler - 84% AFUE | Federal Standard 2022 Boiler - 84% AFUE | Federal Standard 2022 Boiler - 84% AFUE | Federal Standard 2022 Boiler - 84% AFUE | Federal Standard 2022 Boiler - 84% AFUE | Federal Standard 2022 Boiler - 84% AFUE | Federal Standard 2022 Boiler - 84% AFUE | Federal Standard 2022 Boiler - 84% AFUE | Federal Standard 2022 Boiler - 84% AFUE | Federal Standard 2022 Boiler - 84% AFUE
Snohomish CountySingle Family | Snohomish CountySingle FamilyHeat Central Gas Boiler | Snohomish County | Single Family | Heat Central Gas Boiler | Federal Standard 2022 Boiler - 84% AFUE | Federal Standard 2022 Boiler - 84% AFUE | Federal Standard 2022 Boiler - 84% AFUE | Federal Standard 2022 Boiler - 84% AFUE | Federal Standard 2022 Boiler - 84% AFUE | Federal Standard 2022 Boiler - 84% AFUE | Federal Standard 2022 Boiler - 84% AFUE | Federal Standard 2022 Boiler - 84% AFUE | Federal Standard 2022 Boiler - 84% AFUE | Federal Standard 2022 Boiler - 84% AFUE | Federal Standard 2022 Boiler - 84% AFUE | Federal Standard 2022 Boiler - 84% AFUE | Federal Standard 2022 Boiler - 84% AFUE | Federal Standard 2022 Boiler - 84% AFUE | Federal Standard 2022 Boiler - 84% AFUE | Federal Standard 2022 Boiler - 84% AFUE | Federal Standard 2022 Boiler - 84% AFUE | Federal Standard 2022 Boiler - 84% AFUE | Federal Standard 2022 Boiler - 84% AFUE | Federal Standard 2022 Boiler - 84% AFUE | Federal Standard 2022 Boiler - 84% AFUE | Federal Standard 2022 Boiler - 84% AFUE | Federal Standard 2022 Boiler - 84% AFUE | Federal Standard 2022 Boiler - 84% AFUE | Federal Standard 2022 Boiler - 84% AFUE | Federal Standard 2022 Boiler - 84% AFUE | Federal Standard 2022 Boiler - 84% AFUE
Snohomish CountySingle Family - Highly Impacted | Snohomish CountySingle Family - Highly ImpactedHeat Central Gas Boiler | Snohomish County | Single Family - Highly Impacted | Heat Central Gas Boiler | Federal Standard 2022 Boiler - 84% AFUE | Federal Standard 2022 Boiler - 84% AFUE | Federal Standard 2022 Boiler - 84% AFUE | Federal Standard 2022 Boiler - 84% AFUE | Federal Standard 2022 Boiler - 84% AFUE | Federal Standard 2022 Boiler - 84% AFUE | Federal Standard 2022 Boiler - 84% AFUE | Federal Standard 2022 Boiler - 84% AFUE | Federal Standard 2022 Boiler - 84% AFUE | Federal Standard 2022 Boiler - 84% AFUE | Federal Standard 2022 Boiler - 84% AFUE | Federal Standard 2022 Boiler - 84% AFUE | Federal Standard 2022 Boiler - 84% AFUE | Federal Standard 2022 Boiler - 84% AFUE | Federal Standard 2022 Boiler - 84% AFUE | Federal Standard 2022 Boiler - 84% AFUE | Federal Standard 2022 Boiler - 84% AFUE | Federal Standard 2022 Boiler - 84% AFUE | Federal Standard 2022 Boiler - 84% AFUE | Federal Standard 2022 Boiler - 84% AFUE | Federal Standard 2022 Boiler - 84% AFUE | Federal Standard 2022 Boiler - 84% AFUE | Federal Standard 2022 Boiler - 84% AFUE | Federal Standard 2022 Boiler - 84% AFUE | Federal Standard 2022 Boiler - 84% AFUE | Federal Standard 2022 Boiler - 84% AFUE | Federal Standard 2022 Boiler - 84% AFUE
Snohomish CountyManufactured | Snohomish CountyManufacturedHeat Central Gas Furnace | Snohomish County | Manufactured | Heat Central Gas Furnace | Federal Standard 2016 Furnace - 80% AFUE | Federal Standard 2016 Furnace - 80% AFUE | Federal Standard 2016 Furnace - 80% AFUE | Federal Standard 2016 Furnace - 80% AFUE | Federal Standard 2016 Furnace - 80% AFUE | Federal Standard 2016 Furnace - 80% AFUE | Federal Standard 2016 Furnace - 80% AFUE | Federal Standard 2016 Furnace - 80% AFUE | Federal Standard 2016 Furnace - 80% AFUE | Federal Standard 2016 Furnace - 80% AFUE | Federal Standard 2016 Furnace - 80% AFUE | Federal Standard 2016 Furnace - 80% AFUE | Federal Standard 2016 Furnace - 80% AFUE | Federal Standard 2016 Furnace - 80% AFUE | Federal Standard 2016 Furnace - 80% AFUE | Federal Standard 2016 Furnace - 80% AFUE | Federal Standard 2016 Furnace - 80% AFUE | Federal Standard 2016 Furnace - 80% AFUE | Federal Standard 2016 Furnace - 80% AFUE | Federal Standard 2016 Furnace - 80% AFUE | Federal Standard 2016 Furnace - 80% AFUE | Federal Standard 2016 Furnace - 80% AFUE | Federal Standard 2016 Furnace - 80% AFUE | Federal Standard 2016 Furnace - 80% AFUE | Federal Standard 2016 Furnace - 80% AFUE | Federal Standard 2016 Furnace - 80% AFUE | Federal Standard 2016 Furnace - 80% AFUE
Snohomish CountyManufactured - Highly Impacted | Snohomish CountyManufactured - Highly ImpactedHeat Central Gas Furnace | Snohomish County | Manufactured - Highly Impacted | Heat Central Gas Furnace | Federal Standard 2016 Furnace - 80% AFUE | Federal Standard 2016 Furnace - 80% AFUE | Federal Standard 2016 Furnace - 80% AFUE | Federal Standard 2016 Furnace - 80% AFUE | Federal Standard 2016 Furnace - 80% AFUE | Federal Standard 2016 Furnace - 80% AFUE | Federal Standard 2016 Furnace - 80% AFUE | Federal Standard 2016 Furnace - 80% AFUE | Federal Standard 2016 Furnace - 80% AFUE | Federal Standard 2016 Furnace - 80% AFUE | Federal Standard 2016 Furnace - 80% AFUE | Federal Standard 2016 Furnace - 80% AFUE | Federal Standard 2016 Furnace - 80% AFUE | Federal Standard 2016 Furnace - 80% AFUE | Federal Standard 2016 Furnace - 80% AFUE | Federal Standard 2016 Furnace - 80% AFUE | Federal Standard 2016 Furnace - 80% AFUE | Federal Standard 2016 Furnace - 80% AFUE | Federal Standard 2016 Furnace - 80% AFUE | Federal Standard 2016 Furnace - 80% AFUE | Federal Standard 2016 Furnace - 80% AFUE | Federal Standard 2016 Furnace - 80% AFUE | Federal Standard 2016 Furnace - 80% AFUE | Federal Standard 2016 Furnace - 80% AFUE | Federal Standard 2016 Furnace - 80% AFUE | Federal Standard 2016 Furnace - 80% AFUE | Federal Standard 2016 Furnace - 80% AFUE
Snohomish CountyMultifamily | Snohomish CountyMultifamilyHeat Central Gas Furnace | Snohomish County | Multifamily | Heat Central Gas Furnace | Federal Standard 2016 Furnace - 80% AFUE | Federal Standard 2016 Furnace - 80% AFUE | Federal Standard 2016 Furnace - 80% AFUE | Federal Standard 2016 Furnace - 80% AFUE | Federal Standard 2016 Furnace - 80% AFUE | Federal Standard 2016 Furnace - 80% AFUE | Federal Standard 2016 Furnace - 80% AFUE | Federal Standard 2016 Furnace - 80% AFUE | Federal Standard 2016 Furnace - 80% AFUE | Federal Standard 2016 Furnace - 80% AFUE | Federal Standard 2016 Furnace - 80% AFUE | Federal Standard 2016 Furnace - 80% AFUE | Federal Standard 2016 Furnace - 80% AFUE | Federal Standard 2016 Furnace - 80% AFUE | Federal Standard 2016 Furnace - 80% AFUE | Federal Standard 2016 Furnace - 80% AFUE | Federal Standard 2016 Furnace - 80% AFUE | Federal Standard 2016 Furnace - 80% AFUE | Federal Standard 2016 Furnace - 80% AFUE | Federal Standard 2016 Furnace - 80% AFUE | Federal Standard 2016 Furnace - 80% AFUE | Federal Standard 2016 Furnace - 80% AFUE | Federal Standard 2016 Furnace - 80% AFUE | Federal Standard 2016 Furnace - 80% AFUE | Federal Standard 2016 Furnace - 80% AFUE | Federal Standard 2016 Furnace - 80% AFUE | Federal Standard 2016 Furnace - 80% AFUE
Snohomish CountyMultifamily - Highly Impacted | Snohomish CountyMultifamily - Highly ImpactedHeat Central Gas Furnace | Snohomish County | Multifamily - Highly Impacted | Heat Central Gas Furnace | Federal Standard 2016 Furnace - 80% AFUE | Federal Standard 2016 Furnace - 80% AFUE | Federal Standard 2016 Furnace - 80% AFUE | Federal Standard 2016 Furnace - 80% AFUE | Federal Standard 2016 Furnace - 80% AFUE | Federal Standard 2016 Furnace - 80% AFUE | Federal Standard 2016 Furnace - 80% AFUE | Federal Standard 2016 Furnace - 80% AFUE | Federal Standard 2016 Furnace - 80% AFUE | Federal Standard 2016 Furnace - 80% AFUE | Federal Standard 2016 Furnace - 80% AFUE | Federal Standard 2016 Furnace - 80% AFUE | Federal Standard 2016 Furnace - 80% AFUE | Federal Standard 2016 Furnace - 80% AFUE | Federal Standard 2016 Furnace - 80% AFUE | Federal Standard 2016 Furnace - 80% AFUE | Federal Standard 2016 Furnace - 80% AFUE | Federal Standard 2016 Furnace - 80% AFUE | Federal Standard 2016 Furnace - 80% AFUE | Federal Standard 2016 Furnace - 80% AFUE | Federal Standard 2016 Furnace - 80% AFUE | Federal Standard 2016 Furnace - 80% AFUE | Federal Standard 2016 Furnace - 80% AFUE | Federal Standard 2016 Furnace - 80% AFUE | Federal Standard 2016 Furnace - 80% AFUE | Federal Standard 2016 Furnace - 80% AFUE | Federal Standard 2016 Furnace - 80% AFUE
Snohomish CountySingle Family | Snohomish CountySingle FamilyHeat Central Gas Furnace | Snohomish County | Single Family | Heat Central Gas Furnace | Federal Standard 2016 Furnace - 80% AFUE | Federal Standard 2016 Furnace - 80% AFUE | Federal Standard 2016 Furnace - 80% AFUE | Federal Standard 2016 Furnace - 80% AFUE | Federal Standard 2016 Furnace - 80% AFUE | Federal Standard 2016 Furnace - 80% AFUE | Federal Standard 2016 Furnace - 80% AFUE | Federal Standard 2016 Furnace - 80% AFUE | Federal Standard 2016 Furnace - 80% AFUE | Federal Standard 2016 Furnace - 80% AFUE | Federal Standard 2016 Furnace - 80% AFUE | Federal Standard 2016 Furnace - 80% AFUE | Federal Standard 2016 Furnace - 80% AFUE | Federal Standard 2016 Furnace - 80% AFUE | Federal Standard 2016 Furnace - 80% AFUE | Federal Standard 2016 Furnace - 80% AFUE | Federal Standard 2016 Furnace - 80% AFUE | Federal Standard 2016 Furnace - 80% AFUE | Federal Standard 2016 Furnace - 80% AFUE | Federal Standard 2016 Furnace - 80% AFUE | Federal Standard 2016 Furnace - 80% AFUE | Federal Standard 2016 Furnace - 80% AFUE | Federal Standard 2016 Furnace - 80% AFUE | Federal Standard 2016 Furnace - 80% AFUE | Federal Standard 2016 Furnace - 80% AFUE | Federal Standard 2016 Furnace - 80% AFUE | Federal Standard 2016 Furnace - 80% AFUE
Snohomish CountySingle Family - Highly Impacted | Snohomish CountySingle Family - Highly ImpactedHeat Central Gas Furnace | Snohomish County | Single Family - Highly Impacted | Heat Central Gas Furnace | Federal Standard 2016 Furnace - 80% AFUE | Federal Standard 2016 Furnace - 80% AFUE | Federal Standard 2016 Furnace - 80% AFUE | Federal Standard 2016 Furnace - 80% AFUE | Federal Standard 2016 Furnace - 80% AFUE | Federal Standard 2016 Furnace - 80% AFUE | Federal Standard 2016 Furnace - 80% AFUE | Federal Standard 2016 Furnace - 80% AFUE | Federal Standard 2016 Furnace - 80% AFUE | Federal Standard 2016 Furnace - 80% AFUE | Federal Standard 2016 Furnace - 80% AFUE | Federal Standard 2016 Furnace - 80% AFUE | Federal Standard 2016 Furnace - 80% AFUE | Federal Standard 2016 Furnace - 80% AFUE | Federal Standard 2016 Furnace - 80% AFUE | Federal Standard 2016 Furnace - 80% AFUE | Federal Standard 2016 Furnace - 80% AFUE | Federal Standard 2016 Furnace - 80% AFUE | Federal Standard 2016 Furnace - 80% AFUE | Federal Standard 2016 Furnace - 80% AFUE | Federal Standard 2016 Furnace - 80% AFUE | Federal Standard 2016 Furnace - 80% AFUE | Federal Standard 2016 Furnace - 80% AFUE | Federal Standard 2016 Furnace - 80% AFUE | Federal Standard 2016 Furnace - 80% AFUE | Federal Standard 2016 Furnace - 80% AFUE | Federal Standard 2016 Furnace - 80% AFUE
Snohomish CountyManufactured | Snohomish CountyManufacturedHeat Room Gas | Snohomish County | Manufactured | Heat Room Gas | Market Standard Gas Room Heat | Market Standard Gas Room Heat | Market Standard Gas Room Heat | Market Standard Gas Room Heat | Market Standard Gas Room Heat | Market Standard Gas Room Heat | Market Standard Gas Room Heat | Market Standard Gas Room Heat | Market Standard Gas Room Heat | Market Standard Gas Room Heat | Market Standard Gas Room Heat | Market Standard Gas Room Heat | Market Standard Gas Room Heat | Market Standard Gas Room Heat | Market Standard Gas Room Heat | Market Standard Gas Room Heat | Market Standard Gas Room Heat | Market Standard Gas Room Heat | Market Standard Gas Room Heat | Market Standard Gas Room Heat | Market Standard Gas Room Heat | Market Standard Gas Room Heat | Market Standard Gas Room Heat | Market Standard Gas Room Heat | Market Standard Gas Room Heat | Market Standard Gas Room Heat | Market Standard Gas Room Heat
Snohomish CountyManufactured - Highly Impacted | Snohomish CountyManufactured - Highly ImpactedHeat Room Gas | Snohomish County | Manufactured - Highly Impacted | Heat Room Gas | Market Standard Gas Room Heat | Market Standard Gas Room Heat | Market Standard Gas Room Heat | Market Standard Gas Room Heat | Market Standard Gas Room Heat | Market Standard Gas Room Heat | Market Standard Gas Room Heat | Market Standard Gas Room Heat | Market Standard Gas Room Heat | Market Standard Gas Room Heat | Market Standard Gas Room Heat | Market Standard Gas Room Heat | Market Standard Gas Room Heat | Market Standard Gas Room Heat | Market Standard Gas Room Heat | Market Standard Gas Room Heat | Market Standard Gas Room Heat | Market Standard Gas Room Heat | Market Standard Gas Room Heat | Market Standard Gas Room Heat | Market Standard Gas Room Heat | Market Standard Gas Room Heat | Market Standard Gas Room Heat | Market Standard Gas Room Heat | Market Standard Gas Room Heat | Market Standard Gas Room Heat | Market Standard Gas Room Heat
Snohomish CountyMultifamily | Snohomish CountyMultifamilyHeat Room Gas | Snohomish County | Multifamily | Heat Room Gas | Market Standard Gas Room Heat | Market Standard Gas Room Heat | Market Standard Gas Room Heat | Market Standard Gas Room Heat | Market Standard Gas Room Heat | Market Standard Gas Room Heat | Market Standard Gas Room Heat | Market Standard Gas Room Heat | Market Standard Gas Room Heat | Market Standard Gas Room Heat | Market Standard Gas Room Heat | Market Standard Gas Room Heat | Market Standard Gas Room Heat | Market Standard Gas Room Heat | Market Standard Gas Room Heat | Market Standard Gas Room Heat | Market Standard Gas Room Heat | Market Standard Gas Room Heat | Market Standard Gas Room Heat | Market Standard Gas Room Heat | Market Standard Gas Room Heat | Market Standard Gas Room Heat | Market Standard Gas Room Heat | Market Standard Gas Room Heat | Market Standard Gas Room Heat | Market Standard Gas Room Heat | Market Standard Gas Room Heat
Snohomish CountyMultifamily - Highly Impacted | Snohomish CountyMultifamily - Highly ImpactedHeat Room Gas | Snohomish County | Multifamily - Highly Impacted | Heat Room Gas | Market Standard Gas Room Heat | Market Standard Gas Room Heat | Market Standard Gas Room Heat | Market Standard Gas Room Heat | Market Standard Gas Room Heat | Market Standard Gas Room Heat | Market Standard Gas Room Heat | Market Standard Gas Room Heat | Market Standard Gas Room Heat | Market Standard Gas Room Heat | Market Standard Gas Room Heat | Market Standard Gas Room Heat | Market Standard Gas Room Heat | Market Standard Gas Room Heat | Market Standard Gas Room Heat | Market Standard Gas Room Heat | Market Standard Gas Room Heat | Market Standard Gas Room Heat | Market Standard Gas Room Heat | Market Standard Gas Room Heat | Market Standard Gas Room Heat | Market Standard Gas Room Heat | Market Standard Gas Room Heat | Market Standard Gas Room Heat | Market Standard Gas Room Heat | Market Standard Gas Room Heat | Market Standard Gas Room Heat
Snohomish CountySingle Family | Snohomish CountySingle FamilyHeat Room Gas | Snohomish County | Single Family | Heat Room Gas | Market Standard Gas Room Heat | Market Standard Gas Room Heat | Market Standard Gas Room Heat | Market Standard Gas Room Heat | Market Standard Gas Room Heat | Market Standard Gas Room Heat | Market Standard Gas Room Heat | Market Standard Gas Room Heat | Market Standard Gas Room Heat | Market Standard Gas Room Heat | Market Standard Gas Room Heat | Market Standard Gas Room Heat | Market Standard Gas Room Heat | Market Standard Gas Room Heat | Market Standard Gas Room Heat | Market Standard Gas Room Heat | Market Standard Gas Room Heat | Market Standard Gas Room Heat | Market Standard Gas Room Heat | Market Standard Gas Room Heat | Market Standard Gas Room Heat | Market Standard Gas Room Heat | Market Standard Gas Room Heat | Market Standard Gas Room Heat | Market Standard Gas Room Heat | Market Standard Gas Room Heat | Market Standard Gas Room Heat
Snohomish CountySingle Family - Highly Impacted | Snohomish CountySingle Family - Highly ImpactedHeat Room Gas | Snohomish County | Single Family - Highly Impacted | Heat Room Gas | Market Standard Gas Room Heat | Market Standard Gas Room Heat | Market Standard Gas Room Heat | Market Standard Gas Room Heat | Market Standard Gas Room Heat | Market Standard Gas Room Heat | Market Standard Gas Room Heat | Market Standard Gas Room Heat | Market Standard Gas Room Heat | Market Standard Gas Room Heat | Market Standard Gas Room Heat | Market Standard Gas Room Heat | Market Standard Gas Room Heat | Market Standard Gas Room Heat | Market Standard Gas Room Heat | Market Standard Gas Room Heat | Market Standard Gas Room Heat | Market Standard Gas Room Heat | Market Standard Gas Room Heat | Market Standard Gas Room Heat | Market Standard Gas Room Heat | Market Standard Gas Room Heat | Market Standard Gas Room Heat | Market Standard Gas Room Heat | Market Standard Gas Room Heat | Market Standard Gas Room Heat | Market Standard Gas Room Heat
Snohomish CountyManufactured | Snohomish CountyManufacturedOther | Snohomish County | Manufactured | Other | Standard Other Equipment | Standard Other Equipment | Standard Other Equipment | Standard Other Equipment | Standard Other Equipment | Standard Other Equipment | Standard Other Equipment | Standard Other Equipment | Standard Other Equipment | Standard Other Equipment | Standard Other Equipment | Standard Other Equipment | Standard Other Equipment | Standard Other Equipment | Standard Other Equipment | Standard Other Equipment | Standard Other Equipment | Standard Other Equipment | Standard Other Equipment | Standard Other Equipment | Standard Other Equipment | Standard Other Equipment | Standard Other Equipment | Standard Other Equipment | Standard Other Equipment | Standard Other Equipment | Standard Other Equipment
Snohomish CountyManufactured - Highly Impacted | Snohomish CountyManufactured - Highly ImpactedOther | Snohomish County | Manufactured - Highly Impacted | Other | Standard Other Equipment | Standard Other Equipment | Standard Other Equipment | Standard Other Equipment | Standard Other Equipment | Standard Other Equipment | Standard Other Equipment | Standard Other Equipment | Standard Other Equipment | Standard Other Equipment | Standard Other Equipment | Standard Other Equipment | Standard Other Equipment | Standard Other Equipment | Standard Other Equipment | Standard Other Equipment | Standard Other Equipment | Standard Other Equipment | Standard Other Equipment | Standard Other Equipment | Standard Other Equipment | Standard Other Equipment | Standard Other Equipment | Standard Other Equipment | Standard Other Equipment | Standard Other Equipment | Standard Other Equipment
Snohomish CountyMultifamily | Snohomish CountyMultifamilyOther | Snohomish County | Multifamily | Other | Standard Other Equipment | Standard Other Equipment | Standard Other Equipment | Standard Other Equipment | Standard Other Equipment | Standard Other Equipment | Standard Other Equipment | Standard Other Equipment | Standard Other Equipment | Standard Other Equipment | Standard Other Equipment | Standard Other Equipment | Standard Other Equipment | Standard Other Equipment | Standard Other Equipment | Standard Other Equipment | Standard Other Equipment | Standard Other Equipment | Standard Other Equipment | Standard Other Equipment | Standard Other Equipment | Standard Other Equipment | Standard Other Equipment | Standard Other Equipment | Standard Other Equipment | Standard Other Equipment | Standard Other Equipment
Snohomish CountyMultifamily - Highly Impacted | Snohomish CountyMultifamily - Highly ImpactedOther | Snohomish County | Multifamily - Highly Impacted | Other | Standard Other Equipment | Standard Other Equipment | Standard Other Equipment | Standard Other Equipment | Standard Other Equipment | Standard Other Equipment | Standard Other Equipment | Standard Other Equipment | Standard Other Equipment | Standard Other Equipment | Standard Other Equipment | Standard Other Equipment | Standard Other Equipment | Standard Other Equipment | Standard Other Equipment | Standard Other Equipment | Standard Other Equipment | Standard Other Equipment | Standard Other Equipment | Standard Other Equipment | Standard Other Equipment | Standard Other Equipment | Standard Other Equipment | Standard Other Equipment | Standard Other Equipment | Standard Other Equipment | Standard Other Equipment
Snohomish CountySingle Family | Snohomish CountySingle FamilyOther | Snohomish County | Single Family | Other | Standard Other Equipment | Standard Other Equipment | Standard Other Equipment | Standard Other Equipment | Standard Other Equipment | Standard Other Equipment | Standard Other Equipment | Standard Other Equipment | Standard Other Equipment | Standard Other Equipment | Standard Other Equipment | Standard Other Equipment | Standard Other Equipment | Standard Other Equipment | Standard Other Equipment | Standard Other Equipment | Standard Other Equipment | Standard Other Equipment | Standard Other Equipment | Standard Other Equipment | Standard Other Equipment | Standard Other Equipment | Standard Other Equipment | Standard Other Equipment | Standard Other Equipment | Standard Other Equipment | Standard Other Equipment
Snohomish CountySingle Family - Highly Impacted | Snohomish CountySingle Family - Highly ImpactedOther | Snohomish County | Single Family - Highly Impacted | Other | Standard Other Equipment | Standard Other Equipment | Standard Other Equipment | Standard Other Equipment | Standard Other Equipment | Standard Other Equipment | Standard Other Equipment | Standard Other Equipment | Standard Other Equipment | Standard Other Equipment | Standard Other Equipment | Standard Other Equipment | Standard Other Equipment | Standard Other Equipment | Standard Other Equipment | Standard Other Equipment | Standard Other Equipment | Standard Other Equipment | Standard Other Equipment | Standard Other Equipment | Standard Other Equipment | Standard Other Equipment | Standard Other Equipment | Standard Other Equipment | Standard Other Equipment | Standard Other Equipment | Standard Other Equipment
Snohomish CountyManufactured | Snohomish CountyManufacturedPool Heat | Snohomish County | Manufactured | Pool Heat | Federal Standard 2014 Pool Heater - 82% Efficient | Federal Standard 2014 Pool Heater - 82% Efficient | Federal Standard 2014 Pool Heater - 82% Efficient | Federal Standard 2014 Pool Heater - 82% Efficient | Federal Standard 2014 Pool Heater - 82% Efficient | Federal Standard 2014 Pool Heater - 82% Efficient | Federal Standard 2014 Pool Heater - 82% Efficient | Federal Standard 2014 Pool Heater - 82% Efficient | Federal Standard 2014 Pool Heater - 82% Efficient | Federal Standard 2014 Pool Heater - 82% Efficient | Federal Standard 2014 Pool Heater - 82% Efficient | Federal Standard 2014 Pool Heater - 82% Efficient | Federal Standard 2014 Pool Heater - 82% Efficient | Federal Standard 2014 Pool Heater - 82% Efficient | Federal Standard 2014 Pool Heater - 82% Efficient | Federal Standard 2014 Pool Heater - 82% Efficient | Federal Standard 2014 Pool Heater - 82% Efficient | Federal Standard 2014 Pool Heater - 82% Efficient | Federal Standard 2014 Pool Heater - 82% Efficient | Federal Standard 2014 Pool Heater - 82% Efficient | Federal Standard 2014 Pool Heater - 82% Efficient | Federal Standard 2014 Pool Heater - 82% Efficient | Federal Standard 2014 Pool Heater - 82% Efficient | Federal Standard 2014 Pool Heater - 82% Efficient | Federal Standard 2014 Pool Heater - 82% Efficient | Federal Standard 2014 Pool Heater - 82% Efficient | Federal Standard 2014 Pool Heater - 82% Efficient
Snohomish CountyManufactured - Highly Impacted | Snohomish CountyManufactured - Highly ImpactedPool Heat | Snohomish County | Manufactured - Highly Impacted | Pool Heat | Federal Standard 2014 Pool Heater - 82% Efficient | Federal Standard 2014 Pool Heater - 82% Efficient | Federal Standard 2014 Pool Heater - 82% Efficient | Federal Standard 2014 Pool Heater - 82% Efficient | Federal Standard 2014 Pool Heater - 82% Efficient | Federal Standard 2014 Pool Heater - 82% Efficient | Federal Standard 2014 Pool Heater - 82% Efficient | Federal Standard 2014 Pool Heater - 82% Efficient | Federal Standard 2014 Pool Heater - 82% Efficient | Federal Standard 2014 Pool Heater - 82% Efficient | Federal Standard 2014 Pool Heater - 82% Efficient | Federal Standard 2014 Pool Heater - 82% Efficient | Federal Standard 2014 Pool Heater - 82% Efficient | Federal Standard 2014 Pool Heater - 82% Efficient | Federal Standard 2014 Pool Heater - 82% Efficient | Federal Standard 2014 Pool Heater - 82% Efficient | Federal Standard 2014 Pool Heater - 82% Efficient | Federal Standard 2014 Pool Heater - 82% Efficient | Federal Standard 2014 Pool Heater - 82% Efficient | Federal Standard 2014 Pool Heater - 82% Efficient | Federal Standard 2014 Pool Heater - 82% Efficient | Federal Standard 2014 Pool Heater - 82% Efficient | Federal Standard 2014 Pool Heater - 82% Efficient | Federal Standard 2014 Pool Heater - 82% Efficient | Federal Standard 2014 Pool Heater - 82% Efficient | Federal Standard 2014 Pool Heater - 82% Efficient | Federal Standard 2014 Pool Heater - 82% Efficient
Snohomish CountyMultifamily | Snohomish CountyMultifamilyPool Heat | Snohomish County | Multifamily | Pool Heat | Federal Standard 2014 Pool Heater - 82% Efficient | Federal Standard 2014 Pool Heater - 82% Efficient | Federal Standard 2014 Pool Heater - 82% Efficient | Federal Standard 2014 Pool Heater - 82% Efficient | Federal Standard 2014 Pool Heater - 82% Efficient | Federal Standard 2014 Pool Heater - 82% Efficient | Federal Standard 2014 Pool Heater - 82% Efficient | Federal Standard 2014 Pool Heater - 82% Efficient | Federal Standard 2014 Pool Heater - 82% Efficient | Federal Standard 2014 Pool Heater - 82% Efficient | Federal Standard 2014 Pool Heater - 82% Efficient | Federal Standard 2014 Pool Heater - 82% Efficient | Federal Standard 2014 Pool Heater - 82% Efficient | Federal Standard 2014 Pool Heater - 82% Efficient | Federal Standard 2014 Pool Heater - 82% Efficient | Federal Standard 2014 Pool Heater - 82% Efficient | Federal Standard 2014 Pool Heater - 82% Efficient | Federal Standard 2014 Pool Heater - 82% Efficient | Federal Standard 2014 Pool Heater - 82% Efficient | Federal Standard 2014 Pool Heater - 82% Efficient | Federal Standard 2014 Pool Heater - 82% Efficient | Federal Standard 2014 Pool Heater - 82% Efficient | Federal Standard 2014 Pool Heater - 82% Efficient | Federal Standard 2014 Pool Heater - 82% Efficient | Federal Standard 2014 Pool Heater - 82% Efficient | Federal Standard 2014 Pool Heater - 82% Efficient | Federal Standard 2014 Pool Heater - 82% Efficient
Snohomish CountyMultifamily - Highly Impacted | Snohomish CountyMultifamily - Highly ImpactedPool Heat | Snohomish County | Multifamily - Highly Impacted | Pool Heat | Federal Standard 2014 Pool Heater - 82% Efficient | Federal Standard 2014 Pool Heater - 82% Efficient | Federal Standard 2014 Pool Heater - 82% Efficient | Federal Standard 2014 Pool Heater - 82% Efficient | Federal Standard 2014 Pool Heater - 82% Efficient | Federal Standard 2014 Pool Heater - 82% Efficient | Federal Standard 2014 Pool Heater - 82% Efficient | Federal Standard 2014 Pool Heater - 82% Efficient | Federal Standard 2014 Pool Heater - 82% Efficient | Federal Standard 2014 Pool Heater - 82% Efficient | Federal Standard 2014 Pool Heater - 82% Efficient | Federal Standard 2014 Pool Heater - 82% Efficient | Federal Standard 2014 Pool Heater - 82% Efficient | Federal Standard 2014 Pool Heater - 82% Efficient | Federal Standard 2014 Pool Heater - 82% Efficient | Federal Standard 2014 Pool Heater - 82% Efficient | Federal Standard 2014 Pool Heater - 82% Efficient | Federal Standard 2014 Pool Heater - 82% Efficient | Federal Standard 2014 Pool Heater - 82% Efficient | Federal Standard 2014 Pool Heater - 82% Efficient | Federal Standard 2014 Pool Heater - 82% Efficient | Federal Standard 2014 Pool Heater - 82% Efficient | Federal Standard 2014 Pool Heater - 82% Efficient | Federal Standard 2014 Pool Heater - 82% Efficient | Federal Standard 2014 Pool Heater - 82% Efficient | Federal Standard 2014 Pool Heater - 82% Efficient | Federal Standard 2014 Pool Heater - 82% Efficient
Snohomish CountySingle Family | Snohomish CountySingle FamilyPool Heat | Snohomish County | Single Family | Pool Heat | Federal Standard 2014 Pool Heater - 82% Efficient | Federal Standard 2014 Pool Heater - 82% Efficient | Federal Standard 2014 Pool Heater - 82% Efficient | Federal Standard 2014 Pool Heater - 82% Efficient | Federal Standard 2014 Pool Heater - 82% Efficient | Federal Standard 2014 Pool Heater - 82% Efficient | Federal Standard 2014 Pool Heater - 82% Efficient | Federal Standard 2014 Pool Heater - 82% Efficient | Federal Standard 2014 Pool Heater - 82% Efficient | Federal Standard 2014 Pool Heater - 82% Efficient | Federal Standard 2014 Pool Heater - 82% Efficient | Federal Standard 2014 Pool Heater - 82% Efficient | Federal Standard 2014 Pool Heater - 82% Efficient | Federal Standard 2014 Pool Heater - 82% Efficient | Federal Standard 2014 Pool Heater - 82% Efficient | Federal Standard 2014 Pool Heater - 82% Efficient | Federal Standard 2014 Pool Heater - 82% Efficient | Federal Standard 2014 Pool Heater - 82% Efficient | Federal Standard 2014 Pool Heater - 82% Efficient | Federal Standard 2014 Pool Heater - 82% Efficient | Federal Standard 2014 Pool Heater - 82% Efficient | Federal Standard 2014 Pool Heater - 82% Efficient | Federal Standard 2014 Pool Heater - 82% Efficient | Federal Standard 2014 Pool Heater - 82% Efficient | Federal Standard 2014 Pool Heater - 82% Efficient | Federal Standard 2014 Pool Heater - 82% Efficient | Federal Standard 2014 Pool Heater - 82% Efficient
Snohomish CountySingle Family - Highly Impacted | Snohomish CountySingle Family - Highly ImpactedPool Heat | Snohomish County | Single Family - Highly Impacted | Pool Heat | Federal Standard 2014 Pool Heater - 82% Efficient | Federal Standard 2014 Pool Heater - 82% Efficient | Federal Standard 2014 Pool Heater - 82% Efficient | Federal Standard 2014 Pool Heater - 82% Efficient | Federal Standard 2014 Pool Heater - 82% Efficient | Federal Standard 2014 Pool Heater - 82% Efficient | Federal Standard 2014 Pool Heater - 82% Efficient | Federal Standard 2014 Pool Heater - 82% Efficient | Federal Standard 2014 Pool Heater - 82% Efficient | Federal Standard 2014 Pool Heater - 82% Efficient | Federal Standard 2014 Pool Heater - 82% Efficient | Federal Standard 2014 Pool Heater - 82% Efficient | Federal Standard 2014 Pool Heater - 82% Efficient | Federal Standard 2014 Pool Heater - 82% Efficient | Federal Standard 2014 Pool Heater - 82% Efficient | Federal Standard 2014 Pool Heater - 82% Efficient | Federal Standard 2014 Pool Heater - 82% Efficient | Federal Standard 2014 Pool Heater - 82% Efficient | Federal Standard 2014 Pool Heater - 82% Efficient | Federal Standard 2014 Pool Heater - 82% Efficient | Federal Standard 2014 Pool Heater - 82% Efficient | Federal Standard 2014 Pool Heater - 82% Efficient | Federal Standard 2014 Pool Heater - 82% Efficient | Federal Standard 2014 Pool Heater - 82% Efficient | Federal Standard 2014 Pool Heater - 82% Efficient | Federal Standard 2014 Pool Heater - 82% Efficient | Federal Standard 2014 Pool Heater - 82% Efficient
Snohomish CountyManufactured | Snohomish CountyManufacturedWater Heat GT 55 Gal | Snohomish County | Manufactured | Water Heat GT 55 Gal | Federal Standard 2015 Condensing Water Heater > 55 GAL - EF 0.74 | Federal Standard 2015 Condensing Water Heater > 55 GAL - EF 0.74 | Federal Standard 2015 Condensing Water Heater > 55 GAL - EF 0.74 | Federal Standard 2015 Condensing Water Heater > 55 GAL - EF 0.74 | Federal Standard 2015 Condensing Water Heater > 55 GAL - EF 0.74 | Federal Standard 2015 Condensing Water Heater > 55 GAL - EF 0.74 | Federal Standard 2015 Condensing Water Heater > 55 GAL - EF 0.74 | Federal Standard 2015 Condensing Water Heater > 55 GAL - EF 0.74 | Federal Standard 2015 Condensing Water Heater > 55 GAL - EF 0.74 | Federal Standard 2015 Condensing Water Heater > 55 GAL - EF 0.74 | Federal Standard 2015 Condensing Water Heater > 55 GAL - EF 0.74 | Federal Standard 2015 Condensing Water Heater > 55 GAL - EF 0.74 | Federal Standard 2015 Condensing Water Heater > 55 GAL - EF 0.74 | Federal Standard 2015 Condensing Water Heater > 55 GAL - EF 0.74 | Federal Standard 2015 Condensing Water Heater > 55 GAL - EF 0.74 | Federal Standard 2015 Condensing Water Heater > 55 GAL - EF 0.74 | Federal Standard 2015 Condensing Water Heater > 55 GAL - EF 0.74 | Federal Standard 2015 Condensing Water Heater > 55 GAL - EF 0.74 | Federal Standard 2015 Condensing Water Heater > 55 GAL - EF 0.74 | Federal Standard 2015 Condensing Water Heater > 55 GAL - EF 0.74 | Federal Standard 2015 Condensing Water Heater > 55 GAL - EF 0.74 | Federal Standard 2015 Condensing Water Heater > 55 GAL - EF 0.74 | Federal Standard 2015 Condensing Water Heater > 55 GAL - EF 0.74 | Federal Standard 2015 Condensing Water Heater > 55 GAL - EF 0.74 | Federal Standard 2015 Condensing Water Heater > 55 GAL - EF 0.74 | Federal Standard 2015 Condensing Water Heater > 55 GAL - EF 0.74 | Federal Standard 2015 Condensing Water Heater > 55 GAL - EF 0.74
Snohomish CountyManufactured - Highly Impacted | Snohomish CountyManufactured - Highly ImpactedWater Heat GT 55 Gal | Snohomish County | Manufactured - Highly Impacted | Water Heat GT 55 Gal | Federal Standard 2015 Condensing Water Heater > 55 GAL - EF 0.74 | Federal Standard 2015 Condensing Water Heater > 55 GAL - EF 0.74 | Federal Standard 2015 Condensing Water Heater > 55 GAL - EF 0.74 | Federal Standard 2015 Condensing Water Heater > 55 GAL - EF 0.74 | Federal Standard 2015 Condensing Water Heater > 55 GAL - EF 0.74 | Federal Standard 2015 Condensing Water Heater > 55 GAL - EF 0.74 | Federal Standard 2015 Condensing Water Heater > 55 GAL - EF 0.74 | Federal Standard 2015 Condensing Water Heater > 55 GAL - EF 0.74 | Federal Standard 2015 Condensing Water Heater > 55 GAL - EF 0.74 | Federal Standard 2015 Condensing Water Heater > 55 GAL - EF 0.74 | Federal Standard 2015 Condensing Water Heater > 55 GAL - EF 0.74 | Federal Standard 2015 Condensing Water Heater > 55 GAL - EF 0.74 | Federal Standard 2015 Condensing Water Heater > 55 GAL - EF 0.74 | Federal Standard 2015 Condensing Water Heater > 55 GAL - EF 0.74 | Federal Standard 2015 Condensing Water Heater > 55 GAL - EF 0.74 | Federal Standard 2015 Condensing Water Heater > 55 GAL - EF 0.74 | Federal Standard 2015 Condensing Water Heater > 55 GAL - EF 0.74 | Federal Standard 2015 Condensing Water Heater > 55 GAL - EF 0.74 | Federal Standard 2015 Condensing Water Heater > 55 GAL - EF 0.74 | Federal Standard 2015 Condensing Water Heater > 55 GAL - EF 0.74 | Federal Standard 2015 Condensing Water Heater > 55 GAL - EF 0.74 | Federal Standard 2015 Condensing Water Heater > 55 GAL - EF 0.74 | Federal Standard 2015 Condensing Water Heater > 55 GAL - EF 0.74 | Federal Standard 2015 Condensing Water Heater > 55 GAL - EF 0.74 | Federal Standard 2015 Condensing Water Heater > 55 GAL - EF 0.74 | Federal Standard 2015 Condensing Water Heater > 55 GAL - EF 0.74 | Federal Standard 2015 Condensing Water Heater > 55 GAL - EF 0.74
Snohomish CountyMultifamily | Snohomish CountyMultifamilyWater Heat GT 55 Gal | Snohomish County | Multifamily | Water Heat GT 55 Gal | Federal Standard 2015 Condensing Water Heater > 55 GAL - EF 0.74 | Federal Standard 2015 Condensing Water Heater > 55 GAL - EF 0.74 | Federal Standard 2015 Condensing Water Heater > 55 GAL - EF 0.74 | Federal Standard 2015 Condensing Water Heater > 55 GAL - EF 0.74 | Federal Standard 2015 Condensing Water Heater > 55 GAL - EF 0.74 | Federal Standard 2015 Condensing Water Heater > 55 GAL - EF 0.74 | Federal Standard 2015 Condensing Water Heater > 55 GAL - EF 0.74 | Federal Standard 2015 Condensing Water Heater > 55 GAL - EF 0.74 | Federal Standard 2015 Condensing Water Heater > 55 GAL - EF 0.74 | Federal Standard 2015 Condensing Water Heater > 55 GAL - EF 0.74 | Federal Standard 2015 Condensing Water Heater > 55 GAL - EF 0.74 | Federal Standard 2015 Condensing Water Heater > 55 GAL - EF 0.74 | Federal Standard 2015 Condensing Water Heater > 55 GAL - EF 0.74 | Federal Standard 2015 Condensing Water Heater > 55 GAL - EF 0.74 | Federal Standard 2015 Condensing Water Heater > 55 GAL - EF 0.74 | Federal Standard 2015 Condensing Water Heater > 55 GAL - EF 0.74 | Federal Standard 2015 Condensing Water Heater > 55 GAL - EF 0.74 | Federal Standard 2015 Condensing Water Heater > 55 GAL - EF 0.74 | Federal Standard 2015 Condensing Water Heater > 55 GAL - EF 0.74 | Federal Standard 2015 Condensing Water Heater > 55 GAL - EF 0.74 | Federal Standard 2015 Condensing Water Heater > 55 GAL - EF 0.74 | Federal Standard 2015 Condensing Water Heater > 55 GAL - EF 0.74 | Federal Standard 2015 Condensing Water Heater > 55 GAL - EF 0.74 | Federal Standard 2015 Condensing Water Heater > 55 GAL - EF 0.74 | Federal Standard 2015 Condensing Water Heater > 55 GAL - EF 0.74 | Federal Standard 2015 Condensing Water Heater > 55 GAL - EF 0.74 | Federal Standard 2015 Condensing Water Heater > 55 GAL - EF 0.74
Snohomish CountyMultifamily - Highly Impacted | Snohomish CountyMultifamily - Highly ImpactedWater Heat GT 55 Gal | Snohomish County | Multifamily - Highly Impacted | Water Heat GT 55 Gal | Federal Standard 2015 Condensing Water Heater > 55 GAL - EF 0.74 | Federal Standard 2015 Condensing Water Heater > 55 GAL - EF 0.74 | Federal Standard 2015 Condensing Water Heater > 55 GAL - EF 0.74 | Federal Standard 2015 Condensing Water Heater > 55 GAL - EF 0.74 | Federal Standard 2015 Condensing Water Heater > 55 GAL - EF 0.74 | Federal Standard 2015 Condensing Water Heater > 55 GAL - EF 0.74 | Federal Standard 2015 Condensing Water Heater > 55 GAL - EF 0.74 | Federal Standard 2015 Condensing Water Heater > 55 GAL - EF 0.74 | Federal Standard 2015 Condensing Water Heater > 55 GAL - EF 0.74 | Federal Standard 2015 Condensing Water Heater > 55 GAL - EF 0.74 | Federal Standard 2015 Condensing Water Heater > 55 GAL - EF 0.74 | Federal Standard 2015 Condensing Water Heater > 55 GAL - EF 0.74 | Federal Standard 2015 Condensing Water Heater > 55 GAL - EF 0.74 | Federal Standard 2015 Condensing Water Heater > 55 GAL - EF 0.74 | Federal Standard 2015 Condensing Water Heater > 55 GAL - EF 0.74 | Federal Standard 2015 Condensing Water Heater > 55 GAL - EF 0.74 | Federal Standard 2015 Condensing Water Heater > 55 GAL - EF 0.74 | Federal Standard 2015 Condensing Water Heater > 55 GAL - EF 0.74 | Federal Standard 2015 Condensing Water Heater > 55 GAL - EF 0.74 | Federal Standard 2015 Condensing Water Heater > 55 GAL - EF 0.74 | Federal Standard 2015 Condensing Water Heater > 55 GAL - EF 0.74 | Federal Standard 2015 Condensing Water Heater > 55 GAL - EF 0.74 | Federal Standard 2015 Condensing Water Heater > 55 GAL - EF 0.74 | Federal Standard 2015 Condensing Water Heater > 55 GAL - EF 0.74 | Federal Standard 2015 Condensing Water Heater > 55 GAL - EF 0.74 | Federal Standard 2015 Condensing Water Heater > 55 GAL - EF 0.74 | Federal Standard 2015 Condensing Water Heater > 55 GAL - EF 0.74
Snohomish CountySingle Family | Snohomish CountySingle FamilyWater Heat GT 55 Gal | Snohomish County | Single Family | Water Heat GT 55 Gal | Federal Standard 2015 Condensing Water Heater > 55 GAL - EF 0.74 | Federal Standard 2015 Condensing Water Heater > 55 GAL - EF 0.74 | Federal Standard 2015 Condensing Water Heater > 55 GAL - EF 0.74 | Federal Standard 2015 Condensing Water Heater > 55 GAL - EF 0.74 | Federal Standard 2015 Condensing Water Heater > 55 GAL - EF 0.74 | Federal Standard 2015 Condensing Water Heater > 55 GAL - EF 0.74 | Federal Standard 2015 Condensing Water Heater > 55 GAL - EF 0.74 | Federal Standard 2015 Condensing Water Heater > 55 GAL - EF 0.74 | Federal Standard 2015 Condensing Water Heater > 55 GAL - EF 0.74 | Federal Standard 2015 Condensing Water Heater > 55 GAL - EF 0.74 | Federal Standard 2015 Condensing Water Heater > 55 GAL - EF 0.74 | Federal Standard 2015 Condensing Water Heater > 55 GAL - EF 0.74 | Federal Standard 2015 Condensing Water Heater > 55 GAL - EF 0.74 | Federal Standard 2015 Condensing Water Heater > 55 GAL - EF 0.74 | Federal Standard 2015 Condensing Water Heater > 55 GAL - EF 0.74 | Federal Standard 2015 Condensing Water Heater > 55 GAL - EF 0.74 | Federal Standard 2015 Condensing Water Heater > 55 GAL - EF 0.74 | Federal Standard 2015 Condensing Water Heater > 55 GAL - EF 0.74 | Federal Standard 2015 Condensing Water Heater > 55 GAL - EF 0.74 | Federal Standard 2015 Condensing Water Heater > 55 GAL - EF 0.74 | Federal Standard 2015 Condensing Water Heater > 55 GAL - EF 0.74 | Federal Standard 2015 Condensing Water Heater > 55 GAL - EF 0.74 | Federal Standard 2015 Condensing Water Heater > 55 GAL - EF 0.74 | Federal Standard 2015 Condensing Water Heater > 55 GAL - EF 0.74 | Federal Standard 2015 Condensing Water Heater > 55 GAL - EF 0.74 | Federal Standard 2015 Condensing Water Heater > 55 GAL - EF 0.74 | Federal Standard 2015 Condensing Water Heater > 55 GAL - EF 0.74
Snohomish CountySingle Family - Highly Impacted | Snohomish CountySingle Family - Highly ImpactedWater Heat GT 55 Gal | Snohomish County | Single Family - Highly Impacted | Water Heat GT 55 Gal | Federal Standard 2015 Condensing Water Heater > 55 GAL - EF 0.74 | Federal Standard 2015 Condensing Water Heater > 55 GAL - EF 0.74 | Federal Standard 2015 Condensing Water Heater > 55 GAL - EF 0.74 | Federal Standard 2015 Condensing Water Heater > 55 GAL - EF 0.74 | Federal Standard 2015 Condensing Water Heater > 55 GAL - EF 0.74 | Federal Standard 2015 Condensing Water Heater > 55 GAL - EF 0.74 | Federal Standard 2015 Condensing Water Heater > 55 GAL - EF 0.74 | Federal Standard 2015 Condensing Water Heater > 55 GAL - EF 0.74 | Federal Standard 2015 Condensing Water Heater > 55 GAL - EF 0.74 | Federal Standard 2015 Condensing Water Heater > 55 GAL - EF 0.74 | Federal Standard 2015 Condensing Water Heater > 55 GAL - EF 0.74 | Federal Standard 2015 Condensing Water Heater > 55 GAL - EF 0.74 | Federal Standard 2015 Condensing Water Heater > 55 GAL - EF 0.74 | Federal Standard 2015 Condensing Water Heater > 55 GAL - EF 0.74 | Federal Standard 2015 Condensing Water Heater > 55 GAL - EF 0.74 | Federal Standard 2015 Condensing Water Heater > 55 GAL - EF 0.74 | Federal Standard 2015 Condensing Water Heater > 55 GAL - EF 0.74 | Federal Standard 2015 Condensing Water Heater > 55 GAL - EF 0.74 | Federal Standard 2015 Condensing Water Heater > 55 GAL - EF 0.74 | Federal Standard 2015 Condensing Water Heater > 55 GAL - EF 0.74 | Federal Standard 2015 Condensing Water Heater > 55 GAL - EF 0.74 | Federal Standard 2015 Condensing Water Heater > 55 GAL - EF 0.74 | Federal Standard 2015 Condensing Water Heater > 55 GAL - EF 0.74 | Federal Standard 2015 Condensing Water Heater > 55 GAL - EF 0.74 | Federal Standard 2015 Condensing Water Heater > 55 GAL - EF 0.74 | Federal Standard 2015 Condensing Water Heater > 55 GAL - EF 0.74 | Federal Standard 2015 Condensing Water Heater > 55 GAL - EF 0.74
Snohomish CountyManufactured | Snohomish CountyManufacturedWater Heat LE 55 Gal | Snohomish County | Manufactured | Water Heat LE 55 Gal | Federal Standard 2015 Storage Water Heater ≤ 55 GAL - EF 0.62 | Federal Standard 2015 Storage Water Heater ≤ 55 GAL - EF 0.62 | Federal Standard 2015 Storage Water Heater ≤ 55 GAL - EF 0.62 | Federal Standard 2015 Storage Water Heater ≤ 55 GAL - EF 0.62 | Federal Standard 2015 Storage Water Heater ≤ 55 GAL - EF 0.62 | Federal Standard 2015 Storage Water Heater ≤ 55 GAL - EF 0.62 | Federal Standard 2015 Storage Water Heater ≤ 55 GAL - EF 0.62 | Federal Standard 2015 Storage Water Heater ≤ 55 GAL - EF 0.62 | Federal Standard 2015 Storage Water Heater ≤ 55 GAL - EF 0.62 | Federal Standard 2015 Storage Water Heater ≤ 55 GAL - EF 0.62 | Federal Standard 2015 Storage Water Heater ≤ 55 GAL - EF 0.62 | Federal Standard 2015 Storage Water Heater ≤ 55 GAL - EF 0.62 | Federal Standard 2015 Storage Water Heater ≤ 55 GAL - EF 0.62 | Federal Standard 2015 Storage Water Heater ≤ 55 GAL - EF 0.62 | Federal Standard 2015 Storage Water Heater ≤ 55 GAL - EF 0.62 | Federal Standard 2015 Storage Water Heater ≤ 55 GAL - EF 0.62 | Federal Standard 2015 Storage Water Heater ≤ 55 GAL - EF 0.62 | Federal Standard 2015 Storage Water Heater ≤ 55 GAL - EF 0.62 | Federal Standard 2015 Storage Water Heater ≤ 55 GAL - EF 0.62 | Federal Standard 2015 Storage Water Heater ≤ 55 GAL - EF 0.62 | Federal Standard 2015 Storage Water Heater ≤ 55 GAL - EF 0.62 | Federal Standard 2015 Storage Water Heater ≤ 55 GAL - EF 0.62 | Federal Standard 2015 Storage Water Heater ≤ 55 GAL - EF 0.62 | Federal Standard 2015 Storage Water Heater ≤ 55 GAL - EF 0.62 | Federal Standard 2015 Storage Water Heater ≤ 55 GAL - EF 0.62 | Federal Standard 2015 Storage Water Heater ≤ 55 GAL - EF 0.62 | Federal Standard 2015 Storage Water Heater ≤ 55 GAL - EF 0.62
Snohomish CountyManufactured - Highly Impacted | Snohomish CountyManufactured - Highly ImpactedWater Heat LE 55 Gal | Snohomish County | Manufactured - Highly Impacted | Water Heat LE 55 Gal | Federal Standard 2015 Storage Water Heater ≤ 55 GAL - EF 0.62 | Federal Standard 2015 Storage Water Heater ≤ 55 GAL - EF 0.62 | Federal Standard 2015 Storage Water Heater ≤ 55 GAL - EF 0.62 | Federal Standard 2015 Storage Water Heater ≤ 55 GAL - EF 0.62 | Federal Standard 2015 Storage Water Heater ≤ 55 GAL - EF 0.62 | Federal Standard 2015 Storage Water Heater ≤ 55 GAL - EF 0.62 | Federal Standard 2015 Storage Water Heater ≤ 55 GAL - EF 0.62 | Federal Standard 2015 Storage Water Heater ≤ 55 GAL - EF 0.62 | Federal Standard 2015 Storage Water Heater ≤ 55 GAL - EF 0.62 | Federal Standard 2015 Storage Water Heater ≤ 55 GAL - EF 0.62 | Federal Standard 2015 Storage Water Heater ≤ 55 GAL - EF 0.62 | Federal Standard 2015 Storage Water Heater ≤ 55 GAL - EF 0.62 | Federal Standard 2015 Storage Water Heater ≤ 55 GAL - EF 0.62 | Federal Standard 2015 Storage Water Heater ≤ 55 GAL - EF 0.62 | Federal Standard 2015 Storage Water Heater ≤ 55 GAL - EF 0.62 | Federal Standard 2015 Storage Water Heater ≤ 55 GAL - EF 0.62 | Federal Standard 2015 Storage Water Heater ≤ 55 GAL - EF 0.62 | Federal Standard 2015 Storage Water Heater ≤ 55 GAL - EF 0.62 | Federal Standard 2015 Storage Water Heater ≤ 55 GAL - EF 0.62 | Federal Standard 2015 Storage Water Heater ≤ 55 GAL - EF 0.62 | Federal Standard 2015 Storage Water Heater ≤ 55 GAL - EF 0.62 | Federal Standard 2015 Storage Water Heater ≤ 55 GAL - EF 0.62 | Federal Standard 2015 Storage Water Heater ≤ 55 GAL - EF 0.62 | Federal Standard 2015 Storage Water Heater ≤ 55 GAL - EF 0.62 | Federal Standard 2015 Storage Water Heater ≤ 55 GAL - EF 0.62 | Federal Standard 2015 Storage Water Heater ≤ 55 GAL - EF 0.62 | Federal Standard 2015 Storage Water Heater ≤ 55 GAL - EF 0.62
Snohomish CountyMultifamily | Snohomish CountyMultifamilyWater Heat LE 55 Gal | Snohomish County | Multifamily | Water Heat LE 55 Gal | Federal Standard 2015 Storage Water Heater ≤ 55 GAL - EF 0.62 | Federal Standard 2015 Storage Water Heater ≤ 55 GAL - EF 0.62 | Federal Standard 2015 Storage Water Heater ≤ 55 GAL - EF 0.62 | Federal Standard 2015 Storage Water Heater ≤ 55 GAL - EF 0.62 | Federal Standard 2015 Storage Water Heater ≤ 55 GAL - EF 0.62 | Federal Standard 2015 Storage Water Heater ≤ 55 GAL - EF 0.62 | Federal Standard 2015 Storage Water Heater ≤ 55 GAL - EF 0.62 | Federal Standard 2015 Storage Water Heater ≤ 55 GAL - EF 0.62 | Federal Standard 2015 Storage Water Heater ≤ 55 GAL - EF 0.62 | Federal Standard 2015 Storage Water Heater ≤ 55 GAL - EF 0.62 | Federal Standard 2015 Storage Water Heater ≤ 55 GAL - EF 0.62 | Federal Standard 2015 Storage Water Heater ≤ 55 GAL - EF 0.62 | Federal Standard 2015 Storage Water Heater ≤ 55 GAL - EF 0.62 | Federal Standard 2015 Storage Water Heater ≤ 55 GAL - EF 0.62 | Federal Standard 2015 Storage Water Heater ≤ 55 GAL - EF 0.62 | Federal Standard 2015 Storage Water Heater ≤ 55 GAL - EF 0.62 | Federal Standard 2015 Storage Water Heater ≤ 55 GAL - EF 0.62 | Federal Standard 2015 Storage Water Heater ≤ 55 GAL - EF 0.62 | Federal Standard 2015 Storage Water Heater ≤ 55 GAL - EF 0.62 | Federal Standard 2015 Storage Water Heater ≤ 55 GAL - EF 0.62 | Federal Standard 2015 Storage Water Heater ≤ 55 GAL - EF 0.62 | Federal Standard 2015 Storage Water Heater ≤ 55 GAL - EF 0.62 | Federal Standard 2015 Storage Water Heater ≤ 55 GAL - EF 0.62 | Federal Standard 2015 Storage Water Heater ≤ 55 GAL - EF 0.62 | Federal Standard 2015 Storage Water Heater ≤ 55 GAL - EF 0.62 | Federal Standard 2015 Storage Water Heater ≤ 55 GAL - EF 0.62 | Federal Standard 2015 Storage Water Heater ≤ 55 GAL - EF 0.62
Snohomish CountyMultifamily - Highly Impacted | Snohomish CountyMultifamily - Highly ImpactedWater Heat LE 55 Gal | Snohomish County | Multifamily - Highly Impacted | Water Heat LE 55 Gal | Federal Standard 2015 Storage Water Heater ≤ 55 GAL - EF 0.62 | Federal Standard 2015 Storage Water Heater ≤ 55 GAL - EF 0.62 | Federal Standard 2015 Storage Water Heater ≤ 55 GAL - EF 0.62 | Federal Standard 2015 Storage Water Heater ≤ 55 GAL - EF 0.62 | Federal Standard 2015 Storage Water Heater ≤ 55 GAL - EF 0.62 | Federal Standard 2015 Storage Water Heater ≤ 55 GAL - EF 0.62 | Federal Standard 2015 Storage Water Heater ≤ 55 GAL - EF 0.62 | Federal Standard 2015 Storage Water Heater ≤ 55 GAL - EF 0.62 | Federal Standard 2015 Storage Water Heater ≤ 55 GAL - EF 0.62 | Federal Standard 2015 Storage Water Heater ≤ 55 GAL - EF 0.62 | Federal Standard 2015 Storage Water Heater ≤ 55 GAL - EF 0.62 | Federal Standard 2015 Storage Water Heater ≤ 55 GAL - EF 0.62 | Federal Standard 2015 Storage Water Heater ≤ 55 GAL - EF 0.62 | Federal Standard 2015 Storage Water Heater ≤ 55 GAL - EF 0.62 | Federal Standard 2015 Storage Water Heater ≤ 55 GAL - EF 0.62 | Federal Standard 2015 Storage Water Heater ≤ 55 GAL - EF 0.62 | Federal Standard 2015 Storage Water Heater ≤ 55 GAL - EF 0.62 | Federal Standard 2015 Storage Water Heater ≤ 55 GAL - EF 0.62 | Federal Standard 2015 Storage Water Heater ≤ 55 GAL - EF 0.62 | Federal Standard 2015 Storage Water Heater ≤ 55 GAL - EF 0.62 | Federal Standard 2015 Storage Water Heater ≤ 55 GAL - EF 0.62 | Federal Standard 2015 Storage Water Heater ≤ 55 GAL - EF 0.62 | Federal Standard 2015 Storage Water Heater ≤ 55 GAL - EF 0.62 | Federal Standard 2015 Storage Water Heater ≤ 55 GAL - EF 0.62 | Federal Standard 2015 Storage Water Heater ≤ 55 GAL - EF 0.62 | Federal Standard 2015 Storage Water Heater ≤ 55 GAL - EF 0.62 | Federal Standard 2015 Storage Water Heater ≤ 55 GAL - EF 0.62
Snohomish CountySingle Family | Snohomish CountySingle FamilyWater Heat LE 55 Gal | Snohomish County | Single Family | Water Heat LE 55 Gal | Federal Standard 2015 Storage Water Heater ≤ 55 GAL - EF 0.62 | Federal Standard 2015 Storage Water Heater ≤ 55 GAL - EF 0.62 | Federal Standard 2015 Storage Water Heater ≤ 55 GAL - EF 0.62 | Federal Standard 2015 Storage Water Heater ≤ 55 GAL - EF 0.62 | Federal Standard 2015 Storage Water Heater ≤ 55 GAL - EF 0.62 | Federal Standard 2015 Storage Water Heater ≤ 55 GAL - EF 0.62 | Federal Standard 2015 Storage Water Heater ≤ 55 GAL - EF 0.62 | Federal Standard 2015 Storage Water Heater ≤ 55 GAL - EF 0.62 | Federal Standard 2015 Storage Water Heater ≤ 55 GAL - EF 0.62 | Federal Standard 2015 Storage Water Heater ≤ 55 GAL - EF 0.62 | Federal Standard 2015 Storage Water Heater ≤ 55 GAL - EF 0.62 | Federal Standard 2015 Storage Water Heater ≤ 55 GAL - EF 0.62 | Federal Standard 2015 Storage Water Heater ≤ 55 GAL - EF 0.62 | Federal Standard 2015 Storage Water Heater ≤ 55 GAL - EF 0.62 | Federal Standard 2015 Storage Water Heater ≤ 55 GAL - EF 0.62 | Federal Standard 2015 Storage Water Heater ≤ 55 GAL - EF 0.62 | Federal Standard 2015 Storage Water Heater ≤ 55 GAL - EF 0.62 | Federal Standard 2015 Storage Water Heater ≤ 55 GAL - EF 0.62 | Federal Standard 2015 Storage Water Heater ≤ 55 GAL - EF 0.62 | Federal Standard 2015 Storage Water Heater ≤ 55 GAL - EF 0.62 | Federal Standard 2015 Storage Water Heater ≤ 55 GAL - EF 0.62 | Federal Standard 2015 Storage Water Heater ≤ 55 GAL - EF 0.62 | Federal Standard 2015 Storage Water Heater ≤ 55 GAL - EF 0.62 | Federal Standard 2015 Storage Water Heater ≤ 55 GAL - EF 0.62 | Federal Standard 2015 Storage Water Heater ≤ 55 GAL - EF 0.62 | Federal Standard 2015 Storage Water Heater ≤ 55 GAL - EF 0.62 | Federal Standard 2015 Storage Water Heater ≤ 55 GAL - EF 0.62
Snohomish CountySingle Family - Highly Impacted | Snohomish CountySingle Family - Highly ImpactedWater Heat LE 55 Gal | Snohomish County | Single Family - Highly Impacted | Water Heat LE 55 Gal | Federal Standard 2015 Storage Water Heater ≤ 55 GAL - EF 0.62 | Federal Standard 2015 Storage Water Heater ≤ 55 GAL - EF 0.62 | Federal Standard 2015 Storage Water Heater ≤ 55 GAL - EF 0.62 | Federal Standard 2015 Storage Water Heater ≤ 55 GAL - EF 0.62 | Federal Standard 2015 Storage Water Heater ≤ 55 GAL - EF 0.62 | Federal Standard 2015 Storage Water Heater ≤ 55 GAL - EF 0.62 | Federal Standard 2015 Storage Water Heater ≤ 55 GAL - EF 0.62 | Federal Standard 2015 Storage Water Heater ≤ 55 GAL - EF 0.62 | Federal Standard 2015 Storage Water Heater ≤ 55 GAL - EF 0.62 | Federal Standard 2015 Storage Water Heater ≤ 55 GAL - EF 0.62 | Federal Standard 2015 Storage Water Heater ≤ 55 GAL - EF 0.62 | Federal Standard 2015 Storage Water Heater ≤ 55 GAL - EF 0.62 | Federal Standard 2015 Storage Water Heater ≤ 55 GAL - EF 0.62 | Federal Standard 2015 Storage Water Heater ≤ 55 GAL - EF 0.62 | Federal Standard 2015 Storage Water Heater ≤ 55 GAL - EF 0.62 | Federal Standard 2015 Storage Water Heater ≤ 55 GAL - EF 0.62 | Federal Standard 2015 Storage Water Heater ≤ 55 GAL - EF 0.62 | Federal Standard 2015 Storage Water Heater ≤ 55 GAL - EF 0.62 | Federal Standard 2015 Storage Water Heater ≤ 55 GAL - EF 0.62 | Federal Standard 2015 Storage Water Heater ≤ 55 GAL - EF 0.62 | Federal Standard 2015 Storage Water Heater ≤ 55 GAL - EF 0.62 | Federal Standard 2015 Storage Water Heater ≤ 55 GAL - EF 0.62 | Federal Standard 2015 Storage Water Heater ≤ 55 GAL - EF 0.62 | Federal Standard 2015 Storage Water Heater ≤ 55 GAL - EF 0.62 | Federal Standard 2015 Storage Water Heater ≤ 55 GAL - EF 0.62 | Federal Standard 2015 Storage Water Heater ≤ 55 GAL - EF 0.62 | Federal Standard 2015 Storage Water Heater ≤ 55 GAL - EF 0.62
Thurston CountyManufactured | Thurston CountyManufacturedCooking Oven | Thurston County | Manufactured | Cooking Oven | Federal Standard 2012 Cooking Oven | Federal Standard 2012 Cooking Oven | Federal Standard 2012 Cooking Oven | Federal Standard 2012 Cooking Oven | Federal Standard 2012 Cooking Oven | Federal Standard 2012 Cooking Oven | Federal Standard 2012 Cooking Oven | Federal Standard 2012 Cooking Oven | Federal Standard 2012 Cooking Oven | Federal Standard 2012 Cooking Oven | Federal Standard 2012 Cooking Oven | Federal Standard 2012 Cooking Oven | Federal Standard 2012 Cooking Oven | Federal Standard 2012 Cooking Oven | Federal Standard 2012 Cooking Oven | Federal Standard 2012 Cooking Oven | Federal Standard 2012 Cooking Oven | Federal Standard 2012 Cooking Oven | Federal Standard 2012 Cooking Oven | Federal Standard 2012 Cooking Oven | Federal Standard 2012 Cooking Oven | Federal Standard 2012 Cooking Oven | Federal Standard 2012 Cooking Oven | Federal Standard 2012 Cooking Oven | Federal Standard 2012 Cooking Oven | Federal Standard 2012 Cooking Oven | Federal Standard 2012 Cooking Oven
Thurston CountyManufactured - Highly Impacted | Thurston CountyManufactured - Highly ImpactedCooking Oven | Thurston County | Manufactured - Highly Impacted | Cooking Oven | Federal Standard 2012 Cooking Oven | Federal Standard 2012 Cooking Oven | Federal Standard 2012 Cooking Oven | Federal Standard 2012 Cooking Oven | Federal Standard 2012 Cooking Oven | Federal Standard 2012 Cooking Oven | Federal Standard 2012 Cooking Oven | Federal Standard 2012 Cooking Oven | Federal Standard 2012 Cooking Oven | Federal Standard 2012 Cooking Oven | Federal Standard 2012 Cooking Oven | Federal Standard 2012 Cooking Oven | Federal Standard 2012 Cooking Oven | Federal Standard 2012 Cooking Oven | Federal Standard 2012 Cooking Oven | Federal Standard 2012 Cooking Oven | Federal Standard 2012 Cooking Oven | Federal Standard 2012 Cooking Oven | Federal Standard 2012 Cooking Oven | Federal Standard 2012 Cooking Oven | Federal Standard 2012 Cooking Oven | Federal Standard 2012 Cooking Oven | Federal Standard 2012 Cooking Oven | Federal Standard 2012 Cooking Oven | Federal Standard 2012 Cooking Oven | Federal Standard 2012 Cooking Oven | Federal Standard 2012 Cooking Oven
Thurston CountyMultifamily | Thurston CountyMultifamilyCooking Oven | Thurston County | Multifamily | Cooking Oven | Federal Standard 2012 Cooking Oven | Federal Standard 2012 Cooking Oven | Federal Standard 2012 Cooking Oven | Federal Standard 2012 Cooking Oven | Federal Standard 2012 Cooking Oven | Federal Standard 2012 Cooking Oven | Federal Standard 2012 Cooking Oven | Federal Standard 2012 Cooking Oven | Federal Standard 2012 Cooking Oven | Federal Standard 2012 Cooking Oven | Federal Standard 2012 Cooking Oven | Federal Standard 2012 Cooking Oven | Federal Standard 2012 Cooking Oven | Federal Standard 2012 Cooking Oven | Federal Standard 2012 Cooking Oven | Federal Standard 2012 Cooking Oven | Federal Standard 2012 Cooking Oven | Federal Standard 2012 Cooking Oven | Federal Standard 2012 Cooking Oven | Federal Standard 2012 Cooking Oven | Federal Standard 2012 Cooking Oven | Federal Standard 2012 Cooking Oven | Federal Standard 2012 Cooking Oven | Federal Standard 2012 Cooking Oven | Federal Standard 2012 Cooking Oven | Federal Standard 2012 Cooking Oven | Federal Standard 2012 Cooking Oven
Thurston CountyMultifamily - Highly Impacted | Thurston CountyMultifamily - Highly ImpactedCooking Oven | Thurston County | Multifamily - Highly Impacted | Cooking Oven | Federal Standard 2012 Cooking Oven | Federal Standard 2012 Cooking Oven | Federal Standard 2012 Cooking Oven | Federal Standard 2012 Cooking Oven | Federal Standard 2012 Cooking Oven | Federal Standard 2012 Cooking Oven | Federal Standard 2012 Cooking Oven | Federal Standard 2012 Cooking Oven | Federal Standard 2012 Cooking Oven | Federal Standard 2012 Cooking Oven | Federal Standard 2012 Cooking Oven | Federal Standard 2012 Cooking Oven | Federal Standard 2012 Cooking Oven | Federal Standard 2012 Cooking Oven | Federal Standard 2012 Cooking Oven | Federal Standard 2012 Cooking Oven | Federal Standard 2012 Cooking Oven | Federal Standard 2012 Cooking Oven | Federal Standard 2012 Cooking Oven | Federal Standard 2012 Cooking Oven | Federal Standard 2012 Cooking Oven | Federal Standard 2012 Cooking Oven | Federal Standard 2012 Cooking Oven | Federal Standard 2012 Cooking Oven | Federal Standard 2012 Cooking Oven | Federal Standard 2012 Cooking Oven | Federal Standard 2012 Cooking Oven
Thurston CountySingle Family | Thurston CountySingle FamilyCooking Oven | Thurston County | Single Family | Cooking Oven | Federal Standard 2012 Cooking Oven | Federal Standard 2012 Cooking Oven | Federal Standard 2012 Cooking Oven | Federal Standard 2012 Cooking Oven | Federal Standard 2012 Cooking Oven | Federal Standard 2012 Cooking Oven | Federal Standard 2012 Cooking Oven | Federal Standard 2012 Cooking Oven | Federal Standard 2012 Cooking Oven | Federal Standard 2012 Cooking Oven | Federal Standard 2012 Cooking Oven | Federal Standard 2012 Cooking Oven | Federal Standard 2012 Cooking Oven | Federal Standard 2012 Cooking Oven | Federal Standard 2012 Cooking Oven | Federal Standard 2012 Cooking Oven | Federal Standard 2012 Cooking Oven | Federal Standard 2012 Cooking Oven | Federal Standard 2012 Cooking Oven | Federal Standard 2012 Cooking Oven | Federal Standard 2012 Cooking Oven | Federal Standard 2012 Cooking Oven | Federal Standard 2012 Cooking Oven | Federal Standard 2012 Cooking Oven | Federal Standard 2012 Cooking Oven | Federal Standard 2012 Cooking Oven | Federal Standard 2012 Cooking Oven
Thurston CountySingle Family - Highly Impacted | Thurston CountySingle Family - Highly ImpactedCooking Oven | Thurston County | Single Family - Highly Impacted | Cooking Oven | Federal Standard 2012 Cooking Oven | Federal Standard 2012 Cooking Oven | Federal Standard 2012 Cooking Oven | Federal Standard 2012 Cooking Oven | Federal Standard 2012 Cooking Oven | Federal Standard 2012 Cooking Oven | Federal Standard 2012 Cooking Oven | Federal Standard 2012 Cooking Oven | Federal Standard 2012 Cooking Oven | Federal Standard 2012 Cooking Oven | Federal Standard 2012 Cooking Oven | Federal Standard 2012 Cooking Oven | Federal Standard 2012 Cooking Oven | Federal Standard 2012 Cooking Oven | Federal Standard 2012 Cooking Oven | Federal Standard 2012 Cooking Oven | Federal Standard 2012 Cooking Oven | Federal Standard 2012 Cooking Oven | Federal Standard 2012 Cooking Oven | Federal Standard 2012 Cooking Oven | Federal Standard 2012 Cooking Oven | Federal Standard 2012 Cooking Oven | Federal Standard 2012 Cooking Oven | Federal Standard 2012 Cooking Oven | Federal Standard 2012 Cooking Oven | Federal Standard 2012 Cooking Oven | Federal Standard 2012 Cooking Oven
Thurston CountyManufactured | Thurston CountyManufacturedCooking Range | Thurston County | Manufactured | Cooking Range | Federal Standard 2012 Cooking Range | Federal Standard 2012 Cooking Range | Federal Standard 2012 Cooking Range | Federal Standard 2012 Cooking Range | Federal Standard 2012 Cooking Range | Federal Standard 2012 Cooking Range | Federal Standard 2012 Cooking Range | Federal Standard 2012 Cooking Range | Federal Standard 2012 Cooking Range | Federal Standard 2012 Cooking Range | Federal Standard 2012 Cooking Range | Federal Standard 2012 Cooking Range | Federal Standard 2012 Cooking Range | Federal Standard 2012 Cooking Range | Federal Standard 2012 Cooking Range | Federal Standard 2012 Cooking Range | Federal Standard 2012 Cooking Range | Federal Standard 2012 Cooking Range | Federal Standard 2012 Cooking Range | Federal Standard 2012 Cooking Range | Federal Standard 2012 Cooking Range | Federal Standard 2012 Cooking Range | Federal Standard 2012 Cooking Range | Federal Standard 2012 Cooking Range | Federal Standard 2012 Cooking Range | Federal Standard 2012 Cooking Range | Federal Standard 2012 Cooking Range
Thurston CountyManufactured - Highly Impacted | Thurston CountyManufactured - Highly ImpactedCooking Range | Thurston County | Manufactured - Highly Impacted | Cooking Range | Federal Standard 2012 Cooking Range | Federal Standard 2012 Cooking Range | Federal Standard 2012 Cooking Range | Federal Standard 2012 Cooking Range | Federal Standard 2012 Cooking Range | Federal Standard 2012 Cooking Range | Federal Standard 2012 Cooking Range | Federal Standard 2012 Cooking Range | Federal Standard 2012 Cooking Range | Federal Standard 2012 Cooking Range | Federal Standard 2012 Cooking Range | Federal Standard 2012 Cooking Range | Federal Standard 2012 Cooking Range | Federal Standard 2012 Cooking Range | Federal Standard 2012 Cooking Range | Federal Standard 2012 Cooking Range | Federal Standard 2012 Cooking Range | Federal Standard 2012 Cooking Range | Federal Standard 2012 Cooking Range | Federal Standard 2012 Cooking Range | Federal Standard 2012 Cooking Range | Federal Standard 2012 Cooking Range | Federal Standard 2012 Cooking Range | Federal Standard 2012 Cooking Range | Federal Standard 2012 Cooking Range | Federal Standard 2012 Cooking Range | Federal Standard 2012 Cooking Range
Thurston CountyMultifamily | Thurston CountyMultifamilyCooking Range | Thurston County | Multifamily | Cooking Range | Federal Standard 2012 Cooking Range | Federal Standard 2012 Cooking Range | Federal Standard 2012 Cooking Range | Federal Standard 2012 Cooking Range | Federal Standard 2012 Cooking Range | Federal Standard 2012 Cooking Range | Federal Standard 2012 Cooking Range | Federal Standard 2012 Cooking Range | Federal Standard 2012 Cooking Range | Federal Standard 2012 Cooking Range | Federal Standard 2012 Cooking Range | Federal Standard 2012 Cooking Range | Federal Standard 2012 Cooking Range | Federal Standard 2012 Cooking Range | Federal Standard 2012 Cooking Range | Federal Standard 2012 Cooking Range | Federal Standard 2012 Cooking Range | Federal Standard 2012 Cooking Range | Federal Standard 2012 Cooking Range | Federal Standard 2012 Cooking Range | Federal Standard 2012 Cooking Range | Federal Standard 2012 Cooking Range | Federal Standard 2012 Cooking Range | Federal Standard 2012 Cooking Range | Federal Standard 2012 Cooking Range | Federal Standard 2012 Cooking Range | Federal Standard 2012 Cooking Range
Thurston CountyMultifamily - Highly Impacted | Thurston CountyMultifamily - Highly ImpactedCooking Range | Thurston County | Multifamily - Highly Impacted | Cooking Range | Federal Standard 2012 Cooking Range | Federal Standard 2012 Cooking Range | Federal Standard 2012 Cooking Range | Federal Standard 2012 Cooking Range | Federal Standard 2012 Cooking Range | Federal Standard 2012 Cooking Range | Federal Standard 2012 Cooking Range | Federal Standard 2012 Cooking Range | Federal Standard 2012 Cooking Range | Federal Standard 2012 Cooking Range | Federal Standard 2012 Cooking Range | Federal Standard 2012 Cooking Range | Federal Standard 2012 Cooking Range | Federal Standard 2012 Cooking Range | Federal Standard 2012 Cooking Range | Federal Standard 2012 Cooking Range | Federal Standard 2012 Cooking Range | Federal Standard 2012 Cooking Range | Federal Standard 2012 Cooking Range | Federal Standard 2012 Cooking Range | Federal Standard 2012 Cooking Range | Federal Standard 2012 Cooking Range | Federal Standard 2012 Cooking Range | Federal Standard 2012 Cooking Range | Federal Standard 2012 Cooking Range | Federal Standard 2012 Cooking Range | Federal Standard 2012 Cooking Range
Thurston CountySingle Family | Thurston CountySingle FamilyCooking Range | Thurston County | Single Family | Cooking Range | Federal Standard 2012 Cooking Range | Federal Standard 2012 Cooking Range | Federal Standard 2012 Cooking Range | Federal Standard 2012 Cooking Range | Federal Standard 2012 Cooking Range | Federal Standard 2012 Cooking Range | Federal Standard 2012 Cooking Range | Federal Standard 2012 Cooking Range | Federal Standard 2012 Cooking Range | Federal Standard 2012 Cooking Range | Federal Standard 2012 Cooking Range | Federal Standard 2012 Cooking Range | Federal Standard 2012 Cooking Range | Federal Standard 2012 Cooking Range | Federal Standard 2012 Cooking Range | Federal Standard 2012 Cooking Range | Federal Standard 2012 Cooking Range | Federal Standard 2012 Cooking Range | Federal Standard 2012 Cooking Range | Federal Standard 2012 Cooking Range | Federal Standard 2012 Cooking Range | Federal Standard 2012 Cooking Range | Federal Standard 2012 Cooking Range | Federal Standard 2012 Cooking Range | Federal Standard 2012 Cooking Range | Federal Standard 2012 Cooking Range | Federal Standard 2012 Cooking Range
Thurston CountySingle Family - Highly Impacted | Thurston CountySingle Family - Highly ImpactedCooking Range | Thurston County | Single Family - Highly Impacted | Cooking Range | Federal Standard 2012 Cooking Range | Federal Standard 2012 Cooking Range | Federal Standard 2012 Cooking Range | Federal Standard 2012 Cooking Range | Federal Standard 2012 Cooking Range | Federal Standard 2012 Cooking Range | Federal Standard 2012 Cooking Range | Federal Standard 2012 Cooking Range | Federal Standard 2012 Cooking Range | Federal Standard 2012 Cooking Range | Federal Standard 2012 Cooking Range | Federal Standard 2012 Cooking Range | Federal Standard 2012 Cooking Range | Federal Standard 2012 Cooking Range | Federal Standard 2012 Cooking Range | Federal Standard 2012 Cooking Range | Federal Standard 2012 Cooking Range | Federal Standard 2012 Cooking Range | Federal Standard 2012 Cooking Range | Federal Standard 2012 Cooking Range | Federal Standard 2012 Cooking Range | Federal Standard 2012 Cooking Range | Federal Standard 2012 Cooking Range | Federal Standard 2012 Cooking Range | Federal Standard 2012 Cooking Range | Federal Standard 2012 Cooking Range | Federal Standard 2012 Cooking Range
Thurston CountyManufactured | Thurston CountyManufacturedDryer | Thurston County | Manufactured | Dryer | Federal Standard 2015 Dryer - CEF/EF 2.84/3.30 (Gas Dryer) | Federal Standard 2015 Dryer - CEF/EF 2.84/3.30 (Gas Dryer) | Federal Standard 2015 Dryer - CEF/EF 2.84/3.30 (Gas Dryer) | Federal Standard 2015 Dryer - CEF/EF 2.84/3.30 (Gas Dryer) | Federal Standard 2015 Dryer - CEF/EF 2.84/3.30 (Gas Dryer) | Federal Standard 2015 Dryer - CEF/EF 2.84/3.30 (Gas Dryer) | Federal Standard 2015 Dryer - CEF/EF 2.84/3.30 (Gas Dryer) | Federal Standard 2015 Dryer - CEF/EF 2.84/3.30 (Gas Dryer) | Federal Standard 2015 Dryer - CEF/EF 2.84/3.30 (Gas Dryer) | Federal Standard 2015 Dryer - CEF/EF 2.84/3.30 (Gas Dryer) | Federal Standard 2015 Dryer - CEF/EF 2.84/3.30 (Gas Dryer) | Federal Standard 2015 Dryer - CEF/EF 2.84/3.30 (Gas Dryer) | Federal Standard 2015 Dryer - CEF/EF 2.84/3.30 (Gas Dryer) | Federal Standard 2015 Dryer - CEF/EF 2.84/3.30 (Gas Dryer) | Federal Standard 2015 Dryer - CEF/EF 2.84/3.30 (Gas Dryer) | Federal Standard 2015 Dryer - CEF/EF 2.84/3.30 (Gas Dryer) | Federal Standard 2015 Dryer - CEF/EF 2.84/3.30 (Gas Dryer) | Federal Standard 2015 Dryer - CEF/EF 2.84/3.30 (Gas Dryer) | Federal Standard 2015 Dryer - CEF/EF 2.84/3.30 (Gas Dryer) | Federal Standard 2015 Dryer - CEF/EF 2.84/3.30 (Gas Dryer) | Federal Standard 2015 Dryer - CEF/EF 2.84/3.30 (Gas Dryer) | Federal Standard 2015 Dryer - CEF/EF 2.84/3.30 (Gas Dryer) | Federal Standard 2015 Dryer - CEF/EF 2.84/3.30 (Gas Dryer) | Federal Standard 2015 Dryer - CEF/EF 2.84/3.30 (Gas Dryer) | Federal Standard 2015 Dryer - CEF/EF 2.84/3.30 (Gas Dryer) | Federal Standard 2015 Dryer - CEF/EF 2.84/3.30 (Gas Dryer) | Federal Standard 2015 Dryer - CEF/EF 2.84/3.30 (Gas Dryer)
Thurston CountyManufactured - Highly Impacted | Thurston CountyManufactured - Highly ImpactedDryer | Thurston County | Manufactured - Highly Impacted | Dryer | Federal Standard 2015 Dryer - CEF/EF 2.84/3.30 (Gas Dryer) | Federal Standard 2015 Dryer - CEF/EF 2.84/3.30 (Gas Dryer) | Federal Standard 2015 Dryer - CEF/EF 2.84/3.30 (Gas Dryer) | Federal Standard 2015 Dryer - CEF/EF 2.84/3.30 (Gas Dryer) | Federal Standard 2015 Dryer - CEF/EF 2.84/3.30 (Gas Dryer) | Federal Standard 2015 Dryer - CEF/EF 2.84/3.30 (Gas Dryer) | Federal Standard 2015 Dryer - CEF/EF 2.84/3.30 (Gas Dryer) | Federal Standard 2015 Dryer - CEF/EF 2.84/3.30 (Gas Dryer) | Federal Standard 2015 Dryer - CEF/EF 2.84/3.30 (Gas Dryer) | Federal Standard 2015 Dryer - CEF/EF 2.84/3.30 (Gas Dryer) | Federal Standard 2015 Dryer - CEF/EF 2.84/3.30 (Gas Dryer) | Federal Standard 2015 Dryer - CEF/EF 2.84/3.30 (Gas Dryer) | Federal Standard 2015 Dryer - CEF/EF 2.84/3.30 (Gas Dryer) | Federal Standard 2015 Dryer - CEF/EF 2.84/3.30 (Gas Dryer) | Federal Standard 2015 Dryer - CEF/EF 2.84/3.30 (Gas Dryer) | Federal Standard 2015 Dryer - CEF/EF 2.84/3.30 (Gas Dryer) | Federal Standard 2015 Dryer - CEF/EF 2.84/3.30 (Gas Dryer) | Federal Standard 2015 Dryer - CEF/EF 2.84/3.30 (Gas Dryer) | Federal Standard 2015 Dryer - CEF/EF 2.84/3.30 (Gas Dryer) | Federal Standard 2015 Dryer - CEF/EF 2.84/3.30 (Gas Dryer) | Federal Standard 2015 Dryer - CEF/EF 2.84/3.30 (Gas Dryer) | Federal Standard 2015 Dryer - CEF/EF 2.84/3.30 (Gas Dryer) | Federal Standard 2015 Dryer - CEF/EF 2.84/3.30 (Gas Dryer) | Federal Standard 2015 Dryer - CEF/EF 2.84/3.30 (Gas Dryer) | Federal Standard 2015 Dryer - CEF/EF 2.84/3.30 (Gas Dryer) | Federal Standard 2015 Dryer - CEF/EF 2.84/3.30 (Gas Dryer) | Federal Standard 2015 Dryer - CEF/EF 2.84/3.30 (Gas Dryer)
Thurston CountyMultifamily | Thurston CountyMultifamilyDryer | Thurston County | Multifamily | Dryer | Federal Standard 2015 Dryer - CEF/EF 2.84/3.30 (Gas Dryer) | Federal Standard 2015 Dryer - CEF/EF 2.84/3.30 (Gas Dryer) | Federal Standard 2015 Dryer - CEF/EF 2.84/3.30 (Gas Dryer) | Federal Standard 2015 Dryer - CEF/EF 2.84/3.30 (Gas Dryer) | Federal Standard 2015 Dryer - CEF/EF 2.84/3.30 (Gas Dryer) | Federal Standard 2015 Dryer - CEF/EF 2.84/3.30 (Gas Dryer) | Federal Standard 2015 Dryer - CEF/EF 2.84/3.30 (Gas Dryer) | Federal Standard 2015 Dryer - CEF/EF 2.84/3.30 (Gas Dryer) | Federal Standard 2015 Dryer - CEF/EF 2.84/3.30 (Gas Dryer) | Federal Standard 2015 Dryer - CEF/EF 2.84/3.30 (Gas Dryer) | Federal Standard 2015 Dryer - CEF/EF 2.84/3.30 (Gas Dryer) | Federal Standard 2015 Dryer - CEF/EF 2.84/3.30 (Gas Dryer) | Federal Standard 2015 Dryer - CEF/EF 2.84/3.30 (Gas Dryer) | Federal Standard 2015 Dryer - CEF/EF 2.84/3.30 (Gas Dryer) | Federal Standard 2015 Dryer - CEF/EF 2.84/3.30 (Gas Dryer) | Federal Standard 2015 Dryer - CEF/EF 2.84/3.30 (Gas Dryer) | Federal Standard 2015 Dryer - CEF/EF 2.84/3.30 (Gas Dryer) | Federal Standard 2015 Dryer - CEF/EF 2.84/3.30 (Gas Dryer) | Federal Standard 2015 Dryer - CEF/EF 2.84/3.30 (Gas Dryer) | Federal Standard 2015 Dryer - CEF/EF 2.84/3.30 (Gas Dryer) | Federal Standard 2015 Dryer - CEF/EF 2.84/3.30 (Gas Dryer) | Federal Standard 2015 Dryer - CEF/EF 2.84/3.30 (Gas Dryer) | Federal Standard 2015 Dryer - CEF/EF 2.84/3.30 (Gas Dryer) | Federal Standard 2015 Dryer - CEF/EF 2.84/3.30 (Gas Dryer) | Federal Standard 2015 Dryer - CEF/EF 2.84/3.30 (Gas Dryer) | Federal Standard 2015 Dryer - CEF/EF 2.84/3.30 (Gas Dryer) | Federal Standard 2015 Dryer - CEF/EF 2.84/3.30 (Gas Dryer)
Thurston CountyMultifamily - Highly Impacted | Thurston CountyMultifamily - Highly ImpactedDryer | Thurston County | Multifamily - Highly Impacted | Dryer | Federal Standard 2015 Dryer - CEF/EF 2.84/3.30 (Gas Dryer) | Federal Standard 2015 Dryer - CEF/EF 2.84/3.30 (Gas Dryer) | Federal Standard 2015 Dryer - CEF/EF 2.84/3.30 (Gas Dryer) | Federal Standard 2015 Dryer - CEF/EF 2.84/3.30 (Gas Dryer) | Federal Standard 2015 Dryer - CEF/EF 2.84/3.30 (Gas Dryer) | Federal Standard 2015 Dryer - CEF/EF 2.84/3.30 (Gas Dryer) | Federal Standard 2015 Dryer - CEF/EF 2.84/3.30 (Gas Dryer) | Federal Standard 2015 Dryer - CEF/EF 2.84/3.30 (Gas Dryer) | Federal Standard 2015 Dryer - CEF/EF 2.84/3.30 (Gas Dryer) | Federal Standard 2015 Dryer - CEF/EF 2.84/3.30 (Gas Dryer) | Federal Standard 2015 Dryer - CEF/EF 2.84/3.30 (Gas Dryer) | Federal Standard 2015 Dryer - CEF/EF 2.84/3.30 (Gas Dryer) | Federal Standard 2015 Dryer - CEF/EF 2.84/3.30 (Gas Dryer) | Federal Standard 2015 Dryer - CEF/EF 2.84/3.30 (Gas Dryer) | Federal Standard 2015 Dryer - CEF/EF 2.84/3.30 (Gas Dryer) | Federal Standard 2015 Dryer - CEF/EF 2.84/3.30 (Gas Dryer) | Federal Standard 2015 Dryer - CEF/EF 2.84/3.30 (Gas Dryer) | Federal Standard 2015 Dryer - CEF/EF 2.84/3.30 (Gas Dryer) | Federal Standard 2015 Dryer - CEF/EF 2.84/3.30 (Gas Dryer) | Federal Standard 2015 Dryer - CEF/EF 2.84/3.30 (Gas Dryer) | Federal Standard 2015 Dryer - CEF/EF 2.84/3.30 (Gas Dryer) | Federal Standard 2015 Dryer - CEF/EF 2.84/3.30 (Gas Dryer) | Federal Standard 2015 Dryer - CEF/EF 2.84/3.30 (Gas Dryer) | Federal Standard 2015 Dryer - CEF/EF 2.84/3.30 (Gas Dryer) | Federal Standard 2015 Dryer - CEF/EF 2.84/3.30 (Gas Dryer) | Federal Standard 2015 Dryer - CEF/EF 2.84/3.30 (Gas Dryer) | Federal Standard 2015 Dryer - CEF/EF 2.84/3.30 (Gas Dryer)
Thurston CountySingle Family | Thurston CountySingle FamilyDryer | Thurston County | Single Family | Dryer | Federal Standard 2015 Dryer - CEF/EF 2.84/3.30 (Gas Dryer) | Federal Standard 2015 Dryer - CEF/EF 2.84/3.30 (Gas Dryer) | Federal Standard 2015 Dryer - CEF/EF 2.84/3.30 (Gas Dryer) | Federal Standard 2015 Dryer - CEF/EF 2.84/3.30 (Gas Dryer) | Federal Standard 2015 Dryer - CEF/EF 2.84/3.30 (Gas Dryer) | Federal Standard 2015 Dryer - CEF/EF 2.84/3.30 (Gas Dryer) | Federal Standard 2015 Dryer - CEF/EF 2.84/3.30 (Gas Dryer) | Federal Standard 2015 Dryer - CEF/EF 2.84/3.30 (Gas Dryer) | Federal Standard 2015 Dryer - CEF/EF 2.84/3.30 (Gas Dryer) | Federal Standard 2015 Dryer - CEF/EF 2.84/3.30 (Gas Dryer) | Federal Standard 2015 Dryer - CEF/EF 2.84/3.30 (Gas Dryer) | Federal Standard 2015 Dryer - CEF/EF 2.84/3.30 (Gas Dryer) | Federal Standard 2015 Dryer - CEF/EF 2.84/3.30 (Gas Dryer) | Federal Standard 2015 Dryer - CEF/EF 2.84/3.30 (Gas Dryer) | Federal Standard 2015 Dryer - CEF/EF 2.84/3.30 (Gas Dryer) | Federal Standard 2015 Dryer - CEF/EF 2.84/3.30 (Gas Dryer) | Federal Standard 2015 Dryer - CEF/EF 2.84/3.30 (Gas Dryer) | Federal Standard 2015 Dryer - CEF/EF 2.84/3.30 (Gas Dryer) | Federal Standard 2015 Dryer - CEF/EF 2.84/3.30 (Gas Dryer) | Federal Standard 2015 Dryer - CEF/EF 2.84/3.30 (Gas Dryer) | Federal Standard 2015 Dryer - CEF/EF 2.84/3.30 (Gas Dryer) | Federal Standard 2015 Dryer - CEF/EF 2.84/3.30 (Gas Dryer) | Federal Standard 2015 Dryer - CEF/EF 2.84/3.30 (Gas Dryer) | Federal Standard 2015 Dryer - CEF/EF 2.84/3.30 (Gas Dryer) | Federal Standard 2015 Dryer - CEF/EF 2.84/3.30 (Gas Dryer) | Federal Standard 2015 Dryer - CEF/EF 2.84/3.30 (Gas Dryer) | Federal Standard 2015 Dryer - CEF/EF 2.84/3.30 (Gas Dryer)
Thurston CountySingle Family - Highly Impacted | Thurston CountySingle Family - Highly ImpactedDryer | Thurston County | Single Family - Highly Impacted | Dryer | Federal Standard 2015 Dryer - CEF/EF 2.84/3.30 (Gas Dryer) | Federal Standard 2015 Dryer - CEF/EF 2.84/3.30 (Gas Dryer) | Federal Standard 2015 Dryer - CEF/EF 2.84/3.30 (Gas Dryer) | Federal Standard 2015 Dryer - CEF/EF 2.84/3.30 (Gas Dryer) | Federal Standard 2015 Dryer - CEF/EF 2.84/3.30 (Gas Dryer) | Federal Standard 2015 Dryer - CEF/EF 2.84/3.30 (Gas Dryer) | Federal Standard 2015 Dryer - CEF/EF 2.84/3.30 (Gas Dryer) | Federal Standard 2015 Dryer - CEF/EF 2.84/3.30 (Gas Dryer) | Federal Standard 2015 Dryer - CEF/EF 2.84/3.30 (Gas Dryer) | Federal Standard 2015 Dryer - CEF/EF 2.84/3.30 (Gas Dryer) | Federal Standard 2015 Dryer - CEF/EF 2.84/3.30 (Gas Dryer) | Federal Standard 2015 Dryer - CEF/EF 2.84/3.30 (Gas Dryer) | Federal Standard 2015 Dryer - CEF/EF 2.84/3.30 (Gas Dryer) | Federal Standard 2015 Dryer - CEF/EF 2.84/3.30 (Gas Dryer) | Federal Standard 2015 Dryer - CEF/EF 2.84/3.30 (Gas Dryer) | Federal Standard 2015 Dryer - CEF/EF 2.84/3.30 (Gas Dryer) | Federal Standard 2015 Dryer - CEF/EF 2.84/3.30 (Gas Dryer) | Federal Standard 2015 Dryer - CEF/EF 2.84/3.30 (Gas Dryer) | Federal Standard 2015 Dryer - CEF/EF 2.84/3.30 (Gas Dryer) | Federal Standard 2015 Dryer - CEF/EF 2.84/3.30 (Gas Dryer) | Federal Standard 2015 Dryer - CEF/EF 2.84/3.30 (Gas Dryer) | Federal Standard 2015 Dryer - CEF/EF 2.84/3.30 (Gas Dryer) | Federal Standard 2015 Dryer - CEF/EF 2.84/3.30 (Gas Dryer) | Federal Standard 2015 Dryer - CEF/EF 2.84/3.30 (Gas Dryer) | Federal Standard 2015 Dryer - CEF/EF 2.84/3.30 (Gas Dryer) | Federal Standard 2015 Dryer - CEF/EF 2.84/3.30 (Gas Dryer) | Federal Standard 2015 Dryer - CEF/EF 2.84/3.30 (Gas Dryer)
Thurston CountyManufactured | Thurston CountyManufacturedHeat Central Gas Boiler | Thurston County | Manufactured | Heat Central Gas Boiler | Federal Standard 2022 Boiler - 84% AFUE | Federal Standard 2022 Boiler - 84% AFUE | Federal Standard 2022 Boiler - 84% AFUE | Federal Standard 2022 Boiler - 84% AFUE | Federal Standard 2022 Boiler - 84% AFUE | Federal Standard 2022 Boiler - 84% AFUE | Federal Standard 2022 Boiler - 84% AFUE | Federal Standard 2022 Boiler - 84% AFUE | Federal Standard 2022 Boiler - 84% AFUE | Federal Standard 2022 Boiler - 84% AFUE | Federal Standard 2022 Boiler - 84% AFUE | Federal Standard 2022 Boiler - 84% AFUE | Federal Standard 2022 Boiler - 84% AFUE | Federal Standard 2022 Boiler - 84% AFUE | Federal Standard 2022 Boiler - 84% AFUE | Federal Standard 2022 Boiler - 84% AFUE | Federal Standard 2022 Boiler - 84% AFUE | Federal Standard 2022 Boiler - 84% AFUE | Federal Standard 2022 Boiler - 84% AFUE | Federal Standard 2022 Boiler - 84% AFUE | Federal Standard 2022 Boiler - 84% AFUE | Federal Standard 2022 Boiler - 84% AFUE | Federal Standard 2022 Boiler - 84% AFUE | Federal Standard 2022 Boiler - 84% AFUE | Federal Standard 2022 Boiler - 84% AFUE | Federal Standard 2022 Boiler - 84% AFUE | Federal Standard 2022 Boiler - 84% AFUE
Thurston CountyManufactured - Highly Impacted | Thurston CountyManufactured - Highly ImpactedHeat Central Gas Boiler | Thurston County | Manufactured - Highly Impacted | Heat Central Gas Boiler | Federal Standard 2022 Boiler - 84% AFUE | Federal Standard 2022 Boiler - 84% AFUE | Federal Standard 2022 Boiler - 84% AFUE | Federal Standard 2022 Boiler - 84% AFUE | Federal Standard 2022 Boiler - 84% AFUE | Federal Standard 2022 Boiler - 84% AFUE | Federal Standard 2022 Boiler - 84% AFUE | Federal Standard 2022 Boiler - 84% AFUE | Federal Standard 2022 Boiler - 84% AFUE | Federal Standard 2022 Boiler - 84% AFUE | Federal Standard 2022 Boiler - 84% AFUE | Federal Standard 2022 Boiler - 84% AFUE | Federal Standard 2022 Boiler - 84% AFUE | Federal Standard 2022 Boiler - 84% AFUE | Federal Standard 2022 Boiler - 84% AFUE | Federal Standard 2022 Boiler - 84% AFUE | Federal Standard 2022 Boiler - 84% AFUE | Federal Standard 2022 Boiler - 84% AFUE | Federal Standard 2022 Boiler - 84% AFUE | Federal Standard 2022 Boiler - 84% AFUE | Federal Standard 2022 Boiler - 84% AFUE | Federal Standard 2022 Boiler - 84% AFUE | Federal Standard 2022 Boiler - 84% AFUE | Federal Standard 2022 Boiler - 84% AFUE | Federal Standard 2022 Boiler - 84% AFUE | Federal Standard 2022 Boiler - 84% AFUE | Federal Standard 2022 Boiler - 84% AFUE
Thurston CountyMultifamily | Thurston CountyMultifamilyHeat Central Gas Boiler | Thurston County | Multifamily | Heat Central Gas Boiler | Federal Standard 2022 Boiler - 84% AFUE | Federal Standard 2022 Boiler - 84% AFUE | Federal Standard 2022 Boiler - 84% AFUE | Federal Standard 2022 Boiler - 84% AFUE | Federal Standard 2022 Boiler - 84% AFUE | Federal Standard 2022 Boiler - 84% AFUE | Federal Standard 2022 Boiler - 84% AFUE | Federal Standard 2022 Boiler - 84% AFUE | Federal Standard 2022 Boiler - 84% AFUE | Federal Standard 2022 Boiler - 84% AFUE | Federal Standard 2022 Boiler - 84% AFUE | Federal Standard 2022 Boiler - 84% AFUE | Federal Standard 2022 Boiler - 84% AFUE | Federal Standard 2022 Boiler - 84% AFUE | Federal Standard 2022 Boiler - 84% AFUE | Federal Standard 2022 Boiler - 84% AFUE | Federal Standard 2022 Boiler - 84% AFUE | Federal Standard 2022 Boiler - 84% AFUE | Federal Standard 2022 Boiler - 84% AFUE | Federal Standard 2022 Boiler - 84% AFUE | Federal Standard 2022 Boiler - 84% AFUE | Federal Standard 2022 Boiler - 84% AFUE | Federal Standard 2022 Boiler - 84% AFUE | Federal Standard 2022 Boiler - 84% AFUE | Federal Standard 2022 Boiler - 84% AFUE | Federal Standard 2022 Boiler - 84% AFUE | Federal Standard 2022 Boiler - 84% AFUE
Thurston CountyMultifamily - Highly Impacted | Thurston CountyMultifamily - Highly ImpactedHeat Central Gas Boiler | Thurston County | Multifamily - Highly Impacted | Heat Central Gas Boiler | Federal Standard 2022 Boiler - 84% AFUE | Federal Standard 2022 Boiler - 84% AFUE | Federal Standard 2022 Boiler - 84% AFUE | Federal Standard 2022 Boiler - 84% AFUE | Federal Standard 2022 Boiler - 84% AFUE | Federal Standard 2022 Boiler - 84% AFUE | Federal Standard 2022 Boiler - 84% AFUE | Federal Standard 2022 Boiler - 84% AFUE | Federal Standard 2022 Boiler - 84% AFUE | Federal Standard 2022 Boiler - 84% AFUE | Federal Standard 2022 Boiler - 84% AFUE | Federal Standard 2022 Boiler - 84% AFUE | Federal Standard 2022 Boiler - 84% AFUE | Federal Standard 2022 Boiler - 84% AFUE | Federal Standard 2022 Boiler - 84% AFUE | Federal Standard 2022 Boiler - 84% AFUE | Federal Standard 2022 Boiler - 84% AFUE | Federal Standard 2022 Boiler - 84% AFUE | Federal Standard 2022 Boiler - 84% AFUE | Federal Standard 2022 Boiler - 84% AFUE | Federal Standard 2022 Boiler - 84% AFUE | Federal Standard 2022 Boiler - 84% AFUE | Federal Standard 2022 Boiler - 84% AFUE | Federal Standard 2022 Boiler - 84% AFUE | Federal Standard 2022 Boiler - 84% AFUE | Federal Standard 2022 Boiler - 84% AFUE | Federal Standard 2022 Boiler - 84% AFUE
Thurston CountySingle Family | Thurston CountySingle FamilyHeat Central Gas Boiler | Thurston County | Single Family | Heat Central Gas Boiler | Federal Standard 2022 Boiler - 84% AFUE | Federal Standard 2022 Boiler - 84% AFUE | Federal Standard 2022 Boiler - 84% AFUE | Federal Standard 2022 Boiler - 84% AFUE | Federal Standard 2022 Boiler - 84% AFUE | Federal Standard 2022 Boiler - 84% AFUE | Federal Standard 2022 Boiler - 84% AFUE | Federal Standard 2022 Boiler - 84% AFUE | Federal Standard 2022 Boiler - 84% AFUE | Federal Standard 2022 Boiler - 84% AFUE | Federal Standard 2022 Boiler - 84% AFUE | Federal Standard 2022 Boiler - 84% AFUE | Federal Standard 2022 Boiler - 84% AFUE | Federal Standard 2022 Boiler - 84% AFUE | Federal Standard 2022 Boiler - 84% AFUE | Federal Standard 2022 Boiler - 84% AFUE | Federal Standard 2022 Boiler - 84% AFUE | Federal Standard 2022 Boiler - 84% AFUE | Federal Standard 2022 Boiler - 84% AFUE | Federal Standard 2022 Boiler - 84% AFUE | Federal Standard 2022 Boiler - 84% AFUE | Federal Standard 2022 Boiler - 84% AFUE | Federal Standard 2022 Boiler - 84% AFUE | Federal Standard 2022 Boiler - 84% AFUE | Federal Standard 2022 Boiler - 84% AFUE | Federal Standard 2022 Boiler - 84% AFUE | Federal Standard 2022 Boiler - 84% AFUE
Thurston CountySingle Family - Highly Impacted | Thurston CountySingle Family - Highly ImpactedHeat Central Gas Boiler | Thurston County | Single Family - Highly Impacted | Heat Central Gas Boiler | Federal Standard 2022 Boiler - 84% AFUE | Federal Standard 2022 Boiler - 84% AFUE | Federal Standard 2022 Boiler - 84% AFUE | Federal Standard 2022 Boiler - 84% AFUE | Federal Standard 2022 Boiler - 84% AFUE | Federal Standard 2022 Boiler - 84% AFUE | Federal Standard 2022 Boiler - 84% AFUE | Federal Standard 2022 Boiler - 84% AFUE | Federal Standard 2022 Boiler - 84% AFUE | Federal Standard 2022 Boiler - 84% AFUE | Federal Standard 2022 Boiler - 84% AFUE | Federal Standard 2022 Boiler - 84% AFUE | Federal Standard 2022 Boiler - 84% AFUE | Federal Standard 2022 Boiler - 84% AFUE | Federal Standard 2022 Boiler - 84% AFUE | Federal Standard 2022 Boiler - 84% AFUE | Federal Standard 2022 Boiler - 84% AFUE | Federal Standard 2022 Boiler - 84% AFUE | Federal Standard 2022 Boiler - 84% AFUE | Federal Standard 2022 Boiler - 84% AFUE | Federal Standard 2022 Boiler - 84% AFUE | Federal Standard 2022 Boiler - 84% AFUE | Federal Standard 2022 Boiler - 84% AFUE | Federal Standard 2022 Boiler - 84% AFUE | Federal Standard 2022 Boiler - 84% AFUE | Federal Standard 2022 Boiler - 84% AFUE | Federal Standard 2022 Boiler - 84% AFUE
Thurston CountyManufactured | Thurston CountyManufacturedHeat Central Gas Furnace | Thurston County | Manufactured | Heat Central Gas Furnace | Federal Standard 2016 Furnace - 80% AFUE | Federal Standard 2016 Furnace - 80% AFUE | Federal Standard 2016 Furnace - 80% AFUE | Federal Standard 2016 Furnace - 80% AFUE | Federal Standard 2016 Furnace - 80% AFUE | Federal Standard 2016 Furnace - 80% AFUE | Federal Standard 2016 Furnace - 80% AFUE | Federal Standard 2016 Furnace - 80% AFUE | Federal Standard 2016 Furnace - 80% AFUE | Federal Standard 2016 Furnace - 80% AFUE | Federal Standard 2016 Furnace - 80% AFUE | Federal Standard 2016 Furnace - 80% AFUE | Federal Standard 2016 Furnace - 80% AFUE | Federal Standard 2016 Furnace - 80% AFUE | Federal Standard 2016 Furnace - 80% AFUE | Federal Standard 2016 Furnace - 80% AFUE | Federal Standard 2016 Furnace - 80% AFUE | Federal Standard 2016 Furnace - 80% AFUE | Federal Standard 2016 Furnace - 80% AFUE | Federal Standard 2016 Furnace - 80% AFUE | Federal Standard 2016 Furnace - 80% AFUE | Federal Standard 2016 Furnace - 80% AFUE | Federal Standard 2016 Furnace - 80% AFUE | Federal Standard 2016 Furnace - 80% AFUE | Federal Standard 2016 Furnace - 80% AFUE | Federal Standard 2016 Furnace - 80% AFUE | Federal Standard 2016 Furnace - 80% AFUE
Thurston CountyManufactured - Highly Impacted | Thurston CountyManufactured - Highly ImpactedHeat Central Gas Furnace | Thurston County | Manufactured - Highly Impacted | Heat Central Gas Furnace | Federal Standard 2016 Furnace - 80% AFUE | Federal Standard 2016 Furnace - 80% AFUE | Federal Standard 2016 Furnace - 80% AFUE | Federal Standard 2016 Furnace - 80% AFUE | Federal Standard 2016 Furnace - 80% AFUE | Federal Standard 2016 Furnace - 80% AFUE | Federal Standard 2016 Furnace - 80% AFUE | Federal Standard 2016 Furnace - 80% AFUE | Federal Standard 2016 Furnace - 80% AFUE | Federal Standard 2016 Furnace - 80% AFUE | Federal Standard 2016 Furnace - 80% AFUE | Federal Standard 2016 Furnace - 80% AFUE | Federal Standard 2016 Furnace - 80% AFUE | Federal Standard 2016 Furnace - 80% AFUE | Federal Standard 2016 Furnace - 80% AFUE | Federal Standard 2016 Furnace - 80% AFUE | Federal Standard 2016 Furnace - 80% AFUE | Federal Standard 2016 Furnace - 80% AFUE | Federal Standard 2016 Furnace - 80% AFUE | Federal Standard 2016 Furnace - 80% AFUE | Federal Standard 2016 Furnace - 80% AFUE | Federal Standard 2016 Furnace - 80% AFUE | Federal Standard 2016 Furnace - 80% AFUE | Federal Standard 2016 Furnace - 80% AFUE | Federal Standard 2016 Furnace - 80% AFUE | Federal Standard 2016 Furnace - 80% AFUE | Federal Standard 2016 Furnace - 80% AFUE
Thurston CountyMultifamily | Thurston CountyMultifamilyHeat Central Gas Furnace | Thurston County | Multifamily | Heat Central Gas Furnace | Federal Standard 2016 Furnace - 80% AFUE | Federal Standard 2016 Furnace - 80% AFUE | Federal Standard 2016 Furnace - 80% AFUE | Federal Standard 2016 Furnace - 80% AFUE | Federal Standard 2016 Furnace - 80% AFUE | Federal Standard 2016 Furnace - 80% AFUE | Federal Standard 2016 Furnace - 80% AFUE | Federal Standard 2016 Furnace - 80% AFUE | Federal Standard 2016 Furnace - 80% AFUE | Federal Standard 2016 Furnace - 80% AFUE | Federal Standard 2016 Furnace - 80% AFUE | Federal Standard 2016 Furnace - 80% AFUE | Federal Standard 2016 Furnace - 80% AFUE | Federal Standard 2016 Furnace - 80% AFUE | Federal Standard 2016 Furnace - 80% AFUE | Federal Standard 2016 Furnace - 80% AFUE | Federal Standard 2016 Furnace - 80% AFUE | Federal Standard 2016 Furnace - 80% AFUE | Federal Standard 2016 Furnace - 80% AFUE | Federal Standard 2016 Furnace - 80% AFUE | Federal Standard 2016 Furnace - 80% AFUE | Federal Standard 2016 Furnace - 80% AFUE | Federal Standard 2016 Furnace - 80% AFUE | Federal Standard 2016 Furnace - 80% AFUE | Federal Standard 2016 Furnace - 80% AFUE | Federal Standard 2016 Furnace - 80% AFUE | Federal Standard 2016 Furnace - 80% AFUE
Thurston CountyMultifamily - Highly Impacted | Thurston CountyMultifamily - Highly ImpactedHeat Central Gas Furnace | Thurston County | Multifamily - Highly Impacted | Heat Central Gas Furnace | Federal Standard 2016 Furnace - 80% AFUE | Federal Standard 2016 Furnace - 80% AFUE | Federal Standard 2016 Furnace - 80% AFUE | Federal Standard 2016 Furnace - 80% AFUE | Federal Standard 2016 Furnace - 80% AFUE | Federal Standard 2016 Furnace - 80% AFUE | Federal Standard 2016 Furnace - 80% AFUE | Federal Standard 2016 Furnace - 80% AFUE | Federal Standard 2016 Furnace - 80% AFUE | Federal Standard 2016 Furnace - 80% AFUE | Federal Standard 2016 Furnace - 80% AFUE | Federal Standard 2016 Furnace - 80% AFUE | Federal Standard 2016 Furnace - 80% AFUE | Federal Standard 2016 Furnace - 80% AFUE | Federal Standard 2016 Furnace - 80% AFUE | Federal Standard 2016 Furnace - 80% AFUE | Federal Standard 2016 Furnace - 80% AFUE | Federal Standard 2016 Furnace - 80% AFUE | Federal Standard 2016 Furnace - 80% AFUE | Federal Standard 2016 Furnace - 80% AFUE | Federal Standard 2016 Furnace - 80% AFUE | Federal Standard 2016 Furnace - 80% AFUE | Federal Standard 2016 Furnace - 80% AFUE | Federal Standard 2016 Furnace - 80% AFUE | Federal Standard 2016 Furnace - 80% AFUE | Federal Standard 2016 Furnace - 80% AFUE | Federal Standard 2016 Furnace - 80% AFUE
Thurston CountySingle Family | Thurston CountySingle FamilyHeat Central Gas Furnace | Thurston County | Single Family | Heat Central Gas Furnace | Federal Standard 2016 Furnace - 80% AFUE | Federal Standard 2016 Furnace - 80% AFUE | Federal Standard 2016 Furnace - 80% AFUE | Federal Standard 2016 Furnace - 80% AFUE | Federal Standard 2016 Furnace - 80% AFUE | Federal Standard 2016 Furnace - 80% AFUE | Federal Standard 2016 Furnace - 80% AFUE | Federal Standard 2016 Furnace - 80% AFUE | Federal Standard 2016 Furnace - 80% AFUE | Federal Standard 2016 Furnace - 80% AFUE | Federal Standard 2016 Furnace - 80% AFUE | Federal Standard 2016 Furnace - 80% AFUE | Federal Standard 2016 Furnace - 80% AFUE | Federal Standard 2016 Furnace - 80% AFUE | Federal Standard 2016 Furnace - 80% AFUE | Federal Standard 2016 Furnace - 80% AFUE | Federal Standard 2016 Furnace - 80% AFUE | Federal Standard 2016 Furnace - 80% AFUE | Federal Standard 2016 Furnace - 80% AFUE | Federal Standard 2016 Furnace - 80% AFUE | Federal Standard 2016 Furnace - 80% AFUE | Federal Standard 2016 Furnace - 80% AFUE | Federal Standard 2016 Furnace - 80% AFUE | Federal Standard 2016 Furnace - 80% AFUE | Federal Standard 2016 Furnace - 80% AFUE | Federal Standard 2016 Furnace - 80% AFUE | Federal Standard 2016 Furnace - 80% AFUE
Thurston CountySingle Family - Highly Impacted | Thurston CountySingle Family - Highly ImpactedHeat Central Gas Furnace | Thurston County | Single Family - Highly Impacted | Heat Central Gas Furnace | Federal Standard 2016 Furnace - 80% AFUE | Federal Standard 2016 Furnace - 80% AFUE | Federal Standard 2016 Furnace - 80% AFUE | Federal Standard 2016 Furnace - 80% AFUE | Federal Standard 2016 Furnace - 80% AFUE | Federal Standard 2016 Furnace - 80% AFUE | Federal Standard 2016 Furnace - 80% AFUE | Federal Standard 2016 Furnace - 80% AFUE | Federal Standard 2016 Furnace - 80% AFUE | Federal Standard 2016 Furnace - 80% AFUE | Federal Standard 2016 Furnace - 80% AFUE | Federal Standard 2016 Furnace - 80% AFUE | Federal Standard 2016 Furnace - 80% AFUE | Federal Standard 2016 Furnace - 80% AFUE | Federal Standard 2016 Furnace - 80% AFUE | Federal Standard 2016 Furnace - 80% AFUE | Federal Standard 2016 Furnace - 80% AFUE | Federal Standard 2016 Furnace - 80% AFUE | Federal Standard 2016 Furnace - 80% AFUE | Federal Standard 2016 Furnace - 80% AFUE | Federal Standard 2016 Furnace - 80% AFUE | Federal Standard 2016 Furnace - 80% AFUE | Federal Standard 2016 Furnace - 80% AFUE | Federal Standard 2016 Furnace - 80% AFUE | Federal Standard 2016 Furnace - 80% AFUE | Federal Standard 2016 Furnace - 80% AFUE | Federal Standard 2016 Furnace - 80% AFUE
Thurston CountyManufactured | Thurston CountyManufacturedHeat Room Gas | Thurston County | Manufactured | Heat Room Gas | Market Standard Gas Room Heat | Market Standard Gas Room Heat | Market Standard Gas Room Heat | Market Standard Gas Room Heat | Market Standard Gas Room Heat | Market Standard Gas Room Heat | Market Standard Gas Room Heat | Market Standard Gas Room Heat | Market Standard Gas Room Heat | Market Standard Gas Room Heat | Market Standard Gas Room Heat | Market Standard Gas Room Heat | Market Standard Gas Room Heat | Market Standard Gas Room Heat | Market Standard Gas Room Heat | Market Standard Gas Room Heat | Market Standard Gas Room Heat | Market Standard Gas Room Heat | Market Standard Gas Room Heat | Market Standard Gas Room Heat | Market Standard Gas Room Heat | Market Standard Gas Room Heat | Market Standard Gas Room Heat | Market Standard Gas Room Heat | Market Standard Gas Room Heat | Market Standard Gas Room Heat | Market Standard Gas Room Heat
Thurston CountyManufactured - Highly Impacted | Thurston CountyManufactured - Highly ImpactedHeat Room Gas | Thurston County | Manufactured - Highly Impacted | Heat Room Gas | Market Standard Gas Room Heat | Market Standard Gas Room Heat | Market Standard Gas Room Heat | Market Standard Gas Room Heat | Market Standard Gas Room Heat | Market Standard Gas Room Heat | Market Standard Gas Room Heat | Market Standard Gas Room Heat | Market Standard Gas Room Heat | Market Standard Gas Room Heat | Market Standard Gas Room Heat | Market Standard Gas Room Heat | Market Standard Gas Room Heat | Market Standard Gas Room Heat | Market Standard Gas Room Heat | Market Standard Gas Room Heat | Market Standard Gas Room Heat | Market Standard Gas Room Heat | Market Standard Gas Room Heat | Market Standard Gas Room Heat | Market Standard Gas Room Heat | Market Standard Gas Room Heat | Market Standard Gas Room Heat | Market Standard Gas Room Heat | Market Standard Gas Room Heat | Market Standard Gas Room Heat | Market Standard Gas Room Heat
Thurston CountyMultifamily | Thurston CountyMultifamilyHeat Room Gas | Thurston County | Multifamily | Heat Room Gas | Market Standard Gas Room Heat | Market Standard Gas Room Heat | Market Standard Gas Room Heat | Market Standard Gas Room Heat | Market Standard Gas Room Heat | Market Standard Gas Room Heat | Market Standard Gas Room Heat | Market Standard Gas Room Heat | Market Standard Gas Room Heat | Market Standard Gas Room Heat | Market Standard Gas Room Heat | Market Standard Gas Room Heat | Market Standard Gas Room Heat | Market Standard Gas Room Heat | Market Standard Gas Room Heat | Market Standard Gas Room Heat | Market Standard Gas Room Heat | Market Standard Gas Room Heat | Market Standard Gas Room Heat | Market Standard Gas Room Heat | Market Standard Gas Room Heat | Market Standard Gas Room Heat | Market Standard Gas Room Heat | Market Standard Gas Room Heat | Market Standard Gas Room Heat | Market Standard Gas Room Heat | Market Standard Gas Room Heat
Thurston CountyMultifamily - Highly Impacted | Thurston CountyMultifamily - Highly ImpactedHeat Room Gas | Thurston County | Multifamily - Highly Impacted | Heat Room Gas | Market Standard Gas Room Heat | Market Standard Gas Room Heat | Market Standard Gas Room Heat | Market Standard Gas Room Heat | Market Standard Gas Room Heat | Market Standard Gas Room Heat | Market Standard Gas Room Heat | Market Standard Gas Room Heat | Market Standard Gas Room Heat | Market Standard Gas Room Heat | Market Standard Gas Room Heat | Market Standard Gas Room Heat | Market Standard Gas Room Heat | Market Standard Gas Room Heat | Market Standard Gas Room Heat | Market Standard Gas Room Heat | Market Standard Gas Room Heat | Market Standard Gas Room Heat | Market Standard Gas Room Heat | Market Standard Gas Room Heat | Market Standard Gas Room Heat | Market Standard Gas Room Heat | Market Standard Gas Room Heat | Market Standard Gas Room Heat | Market Standard Gas Room Heat | Market Standard Gas Room Heat | Market Standard Gas Room Heat
Thurston CountySingle Family | Thurston CountySingle FamilyHeat Room Gas | Thurston County | Single Family | Heat Room Gas | Market Standard Gas Room Heat | Market Standard Gas Room Heat | Market Standard Gas Room Heat | Market Standard Gas Room Heat | Market Standard Gas Room Heat | Market Standard Gas Room Heat | Market Standard Gas Room Heat | Market Standard Gas Room Heat | Market Standard Gas Room Heat | Market Standard Gas Room Heat | Market Standard Gas Room Heat | Market Standard Gas Room Heat | Market Standard Gas Room Heat | Market Standard Gas Room Heat | Market Standard Gas Room Heat | Market Standard Gas Room Heat | Market Standard Gas Room Heat | Market Standard Gas Room Heat | Market Standard Gas Room Heat | Market Standard Gas Room Heat | Market Standard Gas Room Heat | Market Standard Gas Room Heat | Market Standard Gas Room Heat | Market Standard Gas Room Heat | Market Standard Gas Room Heat | Market Standard Gas Room Heat | Market Standard Gas Room Heat
Thurston CountySingle Family - Highly Impacted | Thurston CountySingle Family - Highly ImpactedHeat Room Gas | Thurston County | Single Family - Highly Impacted | Heat Room Gas | Market Standard Gas Room Heat | Market Standard Gas Room Heat | Market Standard Gas Room Heat | Market Standard Gas Room Heat | Market Standard Gas Room Heat | Market Standard Gas Room Heat | Market Standard Gas Room Heat | Market Standard Gas Room Heat | Market Standard Gas Room Heat | Market Standard Gas Room Heat | Market Standard Gas Room Heat | Market Standard Gas Room Heat | Market Standard Gas Room Heat | Market Standard Gas Room Heat | Market Standard Gas Room Heat | Market Standard Gas Room Heat | Market Standard Gas Room Heat | Market Standard Gas Room Heat | Market Standard Gas Room Heat | Market Standard Gas Room Heat | Market Standard Gas Room Heat | Market Standard Gas Room Heat | Market Standard Gas Room Heat | Market Standard Gas Room Heat | Market Standard Gas Room Heat | Market Standard Gas Room Heat | Market Standard Gas Room Heat
Thurston CountyManufactured | Thurston CountyManufacturedOther | Thurston County | Manufactured | Other | Standard Other Equipment | Standard Other Equipment | Standard Other Equipment | Standard Other Equipment | Standard Other Equipment | Standard Other Equipment | Standard Other Equipment | Standard Other Equipment | Standard Other Equipment | Standard Other Equipment | Standard Other Equipment | Standard Other Equipment | Standard Other Equipment | Standard Other Equipment | Standard Other Equipment | Standard Other Equipment | Standard Other Equipment | Standard Other Equipment | Standard Other Equipment | Standard Other Equipment | Standard Other Equipment | Standard Other Equipment | Standard Other Equipment | Standard Other Equipment | Standard Other Equipment | Standard Other Equipment | Standard Other Equipment
Thurston CountyManufactured - Highly Impacted | Thurston CountyManufactured - Highly ImpactedOther | Thurston County | Manufactured - Highly Impacted | Other | Standard Other Equipment | Standard Other Equipment | Standard Other Equipment | Standard Other Equipment | Standard Other Equipment | Standard Other Equipment | Standard Other Equipment | Standard Other Equipment | Standard Other Equipment | Standard Other Equipment | Standard Other Equipment | Standard Other Equipment | Standard Other Equipment | Standard Other Equipment | Standard Other Equipment | Standard Other Equipment | Standard Other Equipment | Standard Other Equipment | Standard Other Equipment | Standard Other Equipment | Standard Other Equipment | Standard Other Equipment | Standard Other Equipment | Standard Other Equipment | Standard Other Equipment | Standard Other Equipment | Standard Other Equipment
Thurston CountyMultifamily | Thurston CountyMultifamilyOther | Thurston County | Multifamily | Other | Standard Other Equipment | Standard Other Equipment | Standard Other Equipment | Standard Other Equipment | Standard Other Equipment | Standard Other Equipment | Standard Other Equipment | Standard Other Equipment | Standard Other Equipment | Standard Other Equipment | Standard Other Equipment | Standard Other Equipment | Standard Other Equipment | Standard Other Equipment | Standard Other Equipment | Standard Other Equipment | Standard Other Equipment | Standard Other Equipment | Standard Other Equipment | Standard Other Equipment | Standard Other Equipment | Standard Other Equipment | Standard Other Equipment | Standard Other Equipment | Standard Other Equipment | Standard Other Equipment | Standard Other Equipment
Thurston CountyMultifamily - Highly Impacted | Thurston CountyMultifamily - Highly ImpactedOther | Thurston County | Multifamily - Highly Impacted | Other | Standard Other Equipment | Standard Other Equipment | Standard Other Equipment | Standard Other Equipment | Standard Other Equipment | Standard Other Equipment | Standard Other Equipment | Standard Other Equipment | Standard Other Equipment | Standard Other Equipment | Standard Other Equipment | Standard Other Equipment | Standard Other Equipment | Standard Other Equipment | Standard Other Equipment | Standard Other Equipment | Standard Other Equipment | Standard Other Equipment | Standard Other Equipment | Standard Other Equipment | Standard Other Equipment | Standard Other Equipment | Standard Other Equipment | Standard Other Equipment | Standard Other Equipment | Standard Other Equipment | Standard Other Equipment
Thurston CountySingle Family | Thurston CountySingle FamilyOther | Thurston County | Single Family | Other | Standard Other Equipment | Standard Other Equipment | Standard Other Equipment | Standard Other Equipment | Standard Other Equipment | Standard Other Equipment | Standard Other Equipment | Standard Other Equipment | Standard Other Equipment | Standard Other Equipment | Standard Other Equipment | Standard Other Equipment | Standard Other Equipment | Standard Other Equipment | Standard Other Equipment | Standard Other Equipment | Standard Other Equipment | Standard Other Equipment | Standard Other Equipment | Standard Other Equipment | Standard Other Equipment | Standard Other Equipment | Standard Other Equipment | Standard Other Equipment | Standard Other Equipment | Standard Other Equipment | Standard Other Equipment
Thurston CountySingle Family - Highly Impacted | Thurston CountySingle Family - Highly ImpactedOther | Thurston County | Single Family - Highly Impacted | Other | Standard Other Equipment | Standard Other Equipment | Standard Other Equipment | Standard Other Equipment | Standard Other Equipment | Standard Other Equipment | Standard Other Equipment | Standard Other Equipment | Standard Other Equipment | Standard Other Equipment | Standard Other Equipment | Standard Other Equipment | Standard Other Equipment | Standard Other Equipment | Standard Other Equipment | Standard Other Equipment | Standard Other Equipment | Standard Other Equipment | Standard Other Equipment | Standard Other Equipment | Standard Other Equipment | Standard Other Equipment | Standard Other Equipment | Standard Other Equipment | Standard Other Equipment | Standard Other Equipment | Standard Other Equipment
Thurston CountyManufactured | Thurston CountyManufacturedPool Heat | Thurston County | Manufactured | Pool Heat | Federal Standard 2014 Pool Heater - 82% Efficient | Federal Standard 2014 Pool Heater - 82% Efficient | Federal Standard 2014 Pool Heater - 82% Efficient | Federal Standard 2014 Pool Heater - 82% Efficient | Federal Standard 2014 Pool Heater - 82% Efficient | Federal Standard 2014 Pool Heater - 82% Efficient | Federal Standard 2014 Pool Heater - 82% Efficient | Federal Standard 2014 Pool Heater - 82% Efficient | Federal Standard 2014 Pool Heater - 82% Efficient | Federal Standard 2014 Pool Heater - 82% Efficient | Federal Standard 2014 Pool Heater - 82% Efficient | Federal Standard 2014 Pool Heater - 82% Efficient | Federal Standard 2014 Pool Heater - 82% Efficient | Federal Standard 2014 Pool Heater - 82% Efficient | Federal Standard 2014 Pool Heater - 82% Efficient | Federal Standard 2014 Pool Heater - 82% Efficient | Federal Standard 2014 Pool Heater - 82% Efficient | Federal Standard 2014 Pool Heater - 82% Efficient | Federal Standard 2014 Pool Heater - 82% Efficient | Federal Standard 2014 Pool Heater - 82% Efficient | Federal Standard 2014 Pool Heater - 82% Efficient | Federal Standard 2014 Pool Heater - 82% Efficient | Federal Standard 2014 Pool Heater - 82% Efficient | Federal Standard 2014 Pool Heater - 82% Efficient | Federal Standard 2014 Pool Heater - 82% Efficient | Federal Standard 2014 Pool Heater - 82% Efficient | Federal Standard 2014 Pool Heater - 82% Efficient
Thurston CountyManufactured - Highly Impacted | Thurston CountyManufactured - Highly ImpactedPool Heat | Thurston County | Manufactured - Highly Impacted | Pool Heat | Federal Standard 2014 Pool Heater - 82% Efficient | Federal Standard 2014 Pool Heater - 82% Efficient | Federal Standard 2014 Pool Heater - 82% Efficient | Federal Standard 2014 Pool Heater - 82% Efficient | Federal Standard 2014 Pool Heater - 82% Efficient | Federal Standard 2014 Pool Heater - 82% Efficient | Federal Standard 2014 Pool Heater - 82% Efficient | Federal Standard 2014 Pool Heater - 82% Efficient | Federal Standard 2014 Pool Heater - 82% Efficient | Federal Standard 2014 Pool Heater - 82% Efficient | Federal Standard 2014 Pool Heater - 82% Efficient | Federal Standard 2014 Pool Heater - 82% Efficient | Federal Standard 2014 Pool Heater - 82% Efficient | Federal Standard 2014 Pool Heater - 82% Efficient | Federal Standard 2014 Pool Heater - 82% Efficient | Federal Standard 2014 Pool Heater - 82% Efficient | Federal Standard 2014 Pool Heater - 82% Efficient | Federal Standard 2014 Pool Heater - 82% Efficient | Federal Standard 2014 Pool Heater - 82% Efficient | Federal Standard 2014 Pool Heater - 82% Efficient | Federal Standard 2014 Pool Heater - 82% Efficient | Federal Standard 2014 Pool Heater - 82% Efficient | Federal Standard 2014 Pool Heater - 82% Efficient | Federal Standard 2014 Pool Heater - 82% Efficient | Federal Standard 2014 Pool Heater - 82% Efficient | Federal Standard 2014 Pool Heater - 82% Efficient | Federal Standard 2014 Pool Heater - 82% Efficient
Thurston CountyMultifamily | Thurston CountyMultifamilyPool Heat | Thurston County | Multifamily | Pool Heat | Federal Standard 2014 Pool Heater - 82% Efficient | Federal Standard 2014 Pool Heater - 82% Efficient | Federal Standard 2014 Pool Heater - 82% Efficient | Federal Standard 2014 Pool Heater - 82% Efficient | Federal Standard 2014 Pool Heater - 82% Efficient | Federal Standard 2014 Pool Heater - 82% Efficient | Federal Standard 2014 Pool Heater - 82% Efficient | Federal Standard 2014 Pool Heater - 82% Efficient | Federal Standard 2014 Pool Heater - 82% Efficient | Federal Standard 2014 Pool Heater - 82% Efficient | Federal Standard 2014 Pool Heater - 82% Efficient | Federal Standard 2014 Pool Heater - 82% Efficient | Federal Standard 2014 Pool Heater - 82% Efficient | Federal Standard 2014 Pool Heater - 82% Efficient | Federal Standard 2014 Pool Heater - 82% Efficient | Federal Standard 2014 Pool Heater - 82% Efficient | Federal Standard 2014 Pool Heater - 82% Efficient | Federal Standard 2014 Pool Heater - 82% Efficient | Federal Standard 2014 Pool Heater - 82% Efficient | Federal Standard 2014 Pool Heater - 82% Efficient | Federal Standard 2014 Pool Heater - 82% Efficient | Federal Standard 2014 Pool Heater - 82% Efficient | Federal Standard 2014 Pool Heater - 82% Efficient | Federal Standard 2014 Pool Heater - 82% Efficient | Federal Standard 2014 Pool Heater - 82% Efficient | Federal Standard 2014 Pool Heater - 82% Efficient | Federal Standard 2014 Pool Heater - 82% Efficient
Thurston CountyMultifamily - Highly Impacted | Thurston CountyMultifamily - Highly ImpactedPool Heat | Thurston County | Multifamily - Highly Impacted | Pool Heat | Federal Standard 2014 Pool Heater - 82% Efficient | Federal Standard 2014 Pool Heater - 82% Efficient | Federal Standard 2014 Pool Heater - 82% Efficient | Federal Standard 2014 Pool Heater - 82% Efficient | Federal Standard 2014 Pool Heater - 82% Efficient | Federal Standard 2014 Pool Heater - 82% Efficient | Federal Standard 2014 Pool Heater - 82% Efficient | Federal Standard 2014 Pool Heater - 82% Efficient | Federal Standard 2014 Pool Heater - 82% Efficient | Federal Standard 2014 Pool Heater - 82% Efficient | Federal Standard 2014 Pool Heater - 82% Efficient | Federal Standard 2014 Pool Heater - 82% Efficient | Federal Standard 2014 Pool Heater - 82% Efficient | Federal Standard 2014 Pool Heater - 82% Efficient | Federal Standard 2014 Pool Heater - 82% Efficient | Federal Standard 2014 Pool Heater - 82% Efficient | Federal Standard 2014 Pool Heater - 82% Efficient | Federal Standard 2014 Pool Heater - 82% Efficient | Federal Standard 2014 Pool Heater - 82% Efficient | Federal Standard 2014 Pool Heater - 82% Efficient | Federal Standard 2014 Pool Heater - 82% Efficient | Federal Standard 2014 Pool Heater - 82% Efficient | Federal Standard 2014 Pool Heater - 82% Efficient | Federal Standard 2014 Pool Heater - 82% Efficient | Federal Standard 2014 Pool Heater - 82% Efficient | Federal Standard 2014 Pool Heater - 82% Efficient | Federal Standard 2014 Pool Heater - 82% Efficient
Thurston CountySingle Family | Thurston CountySingle FamilyPool Heat | Thurston County | Single Family | Pool Heat | Federal Standard 2014 Pool Heater - 82% Efficient | Federal Standard 2014 Pool Heater - 82% Efficient | Federal Standard 2014 Pool Heater - 82% Efficient | Federal Standard 2014 Pool Heater - 82% Efficient | Federal Standard 2014 Pool Heater - 82% Efficient | Federal Standard 2014 Pool Heater - 82% Efficient | Federal Standard 2014 Pool Heater - 82% Efficient | Federal Standard 2014 Pool Heater - 82% Efficient | Federal Standard 2014 Pool Heater - 82% Efficient | Federal Standard 2014 Pool Heater - 82% Efficient | Federal Standard 2014 Pool Heater - 82% Efficient | Federal Standard 2014 Pool Heater - 82% Efficient | Federal Standard 2014 Pool Heater - 82% Efficient | Federal Standard 2014 Pool Heater - 82% Efficient | Federal Standard 2014 Pool Heater - 82% Efficient | Federal Standard 2014 Pool Heater - 82% Efficient | Federal Standard 2014 Pool Heater - 82% Efficient | Federal Standard 2014 Pool Heater - 82% Efficient | Federal Standard 2014 Pool Heater - 82% Efficient | Federal Standard 2014 Pool Heater - 82% Efficient | Federal Standard 2014 Pool Heater - 82% Efficient | Federal Standard 2014 Pool Heater - 82% Efficient | Federal Standard 2014 Pool Heater - 82% Efficient | Federal Standard 2014 Pool Heater - 82% Efficient | Federal Standard 2014 Pool Heater - 82% Efficient | Federal Standard 2014 Pool Heater - 82% Efficient | Federal Standard 2014 Pool Heater - 82% Efficient
Thurston CountySingle Family - Highly Impacted | Thurston CountySingle Family - Highly ImpactedPool Heat | Thurston County | Single Family - Highly Impacted | Pool Heat | Federal Standard 2014 Pool Heater - 82% Efficient | Federal Standard 2014 Pool Heater - 82% Efficient | Federal Standard 2014 Pool Heater - 82% Efficient | Federal Standard 2014 Pool Heater - 82% Efficient | Federal Standard 2014 Pool Heater - 82% Efficient | Federal Standard 2014 Pool Heater - 82% Efficient | Federal Standard 2014 Pool Heater - 82% Efficient | Federal Standard 2014 Pool Heater - 82% Efficient | Federal Standard 2014 Pool Heater - 82% Efficient | Federal Standard 2014 Pool Heater - 82% Efficient | Federal Standard 2014 Pool Heater - 82% Efficient | Federal Standard 2014 Pool Heater - 82% Efficient | Federal Standard 2014 Pool Heater - 82% Efficient | Federal Standard 2014 Pool Heater - 82% Efficient | Federal Standard 2014 Pool Heater - 82% Efficient | Federal Standard 2014 Pool Heater - 82% Efficient | Federal Standard 2014 Pool Heater - 82% Efficient | Federal Standard 2014 Pool Heater - 82% Efficient | Federal Standard 2014 Pool Heater - 82% Efficient | Federal Standard 2014 Pool Heater - 82% Efficient | Federal Standard 2014 Pool Heater - 82% Efficient | Federal Standard 2014 Pool Heater - 82% Efficient | Federal Standard 2014 Pool Heater - 82% Efficient | Federal Standard 2014 Pool Heater - 82% Efficient | Federal Standard 2014 Pool Heater - 82% Efficient | Federal Standard 2014 Pool Heater - 82% Efficient | Federal Standard 2014 Pool Heater - 82% Efficient
Thurston CountyManufactured | Thurston CountyManufacturedWater Heat GT 55 Gal | Thurston County | Manufactured | Water Heat GT 55 Gal | Federal Standard 2015 Condensing Water Heater > 55 GAL - EF 0.74 | Federal Standard 2015 Condensing Water Heater > 55 GAL - EF 0.74 | Federal Standard 2015 Condensing Water Heater > 55 GAL - EF 0.74 | Federal Standard 2015 Condensing Water Heater > 55 GAL - EF 0.74 | Federal Standard 2015 Condensing Water Heater > 55 GAL - EF 0.74 | Federal Standard 2015 Condensing Water Heater > 55 GAL - EF 0.74 | Federal Standard 2015 Condensing Water Heater > 55 GAL - EF 0.74 | Federal Standard 2015 Condensing Water Heater > 55 GAL - EF 0.74 | Federal Standard 2015 Condensing Water Heater > 55 GAL - EF 0.74 | Federal Standard 2015 Condensing Water Heater > 55 GAL - EF 0.74 | Federal Standard 2015 Condensing Water Heater > 55 GAL - EF 0.74 | Federal Standard 2015 Condensing Water Heater > 55 GAL - EF 0.74 | Federal Standard 2015 Condensing Water Heater > 55 GAL - EF 0.74 | Federal Standard 2015 Condensing Water Heater > 55 GAL - EF 0.74 | Federal Standard 2015 Condensing Water Heater > 55 GAL - EF 0.74 | Federal Standard 2015 Condensing Water Heater > 55 GAL - EF 0.74 | Federal Standard 2015 Condensing Water Heater > 55 GAL - EF 0.74 | Federal Standard 2015 Condensing Water Heater > 55 GAL - EF 0.74 | Federal Standard 2015 Condensing Water Heater > 55 GAL - EF 0.74 | Federal Standard 2015 Condensing Water Heater > 55 GAL - EF 0.74 | Federal Standard 2015 Condensing Water Heater > 55 GAL - EF 0.74 | Federal Standard 2015 Condensing Water Heater > 55 GAL - EF 0.74 | Federal Standard 2015 Condensing Water Heater > 55 GAL - EF 0.74 | Federal Standard 2015 Condensing Water Heater > 55 GAL - EF 0.74 | Federal Standard 2015 Condensing Water Heater > 55 GAL - EF 0.74 | Federal Standard 2015 Condensing Water Heater > 55 GAL - EF 0.74 | Federal Standard 2015 Condensing Water Heater > 55 GAL - EF 0.74
Thurston CountyManufactured - Highly Impacted | Thurston CountyManufactured - Highly ImpactedWater Heat GT 55 Gal | Thurston County | Manufactured - Highly Impacted | Water Heat GT 55 Gal | Federal Standard 2015 Condensing Water Heater > 55 GAL - EF 0.74 | Federal Standard 2015 Condensing Water Heater > 55 GAL - EF 0.74 | Federal Standard 2015 Condensing Water Heater > 55 GAL - EF 0.74 | Federal Standard 2015 Condensing Water Heater > 55 GAL - EF 0.74 | Federal Standard 2015 Condensing Water Heater > 55 GAL - EF 0.74 | Federal Standard 2015 Condensing Water Heater > 55 GAL - EF 0.74 | Federal Standard 2015 Condensing Water Heater > 55 GAL - EF 0.74 | Federal Standard 2015 Condensing Water Heater > 55 GAL - EF 0.74 | Federal Standard 2015 Condensing Water Heater > 55 GAL - EF 0.74 | Federal Standard 2015 Condensing Water Heater > 55 GAL - EF 0.74 | Federal Standard 2015 Condensing Water Heater > 55 GAL - EF 0.74 | Federal Standard 2015 Condensing Water Heater > 55 GAL - EF 0.74 | Federal Standard 2015 Condensing Water Heater > 55 GAL - EF 0.74 | Federal Standard 2015 Condensing Water Heater > 55 GAL - EF 0.74 | Federal Standard 2015 Condensing Water Heater > 55 GAL - EF 0.74 | Federal Standard 2015 Condensing Water Heater > 55 GAL - EF 0.74 | Federal Standard 2015 Condensing Water Heater > 55 GAL - EF 0.74 | Federal Standard 2015 Condensing Water Heater > 55 GAL - EF 0.74 | Federal Standard 2015 Condensing Water Heater > 55 GAL - EF 0.74 | Federal Standard 2015 Condensing Water Heater > 55 GAL - EF 0.74 | Federal Standard 2015 Condensing Water Heater > 55 GAL - EF 0.74 | Federal Standard 2015 Condensing Water Heater > 55 GAL - EF 0.74 | Federal Standard 2015 Condensing Water Heater > 55 GAL - EF 0.74 | Federal Standard 2015 Condensing Water Heater > 55 GAL - EF 0.74 | Federal Standard 2015 Condensing Water Heater > 55 GAL - EF 0.74 | Federal Standard 2015 Condensing Water Heater > 55 GAL - EF 0.74 | Federal Standard 2015 Condensing Water Heater > 55 GAL - EF 0.74
Thurston CountyMultifamily | Thurston CountyMultifamilyWater Heat GT 55 Gal | Thurston County | Multifamily | Water Heat GT 55 Gal | Federal Standard 2015 Condensing Water Heater > 55 GAL - EF 0.74 | Federal Standard 2015 Condensing Water Heater > 55 GAL - EF 0.74 | Federal Standard 2015 Condensing Water Heater > 55 GAL - EF 0.74 | Federal Standard 2015 Condensing Water Heater > 55 GAL - EF 0.74 | Federal Standard 2015 Condensing Water Heater > 55 GAL - EF 0.74 | Federal Standard 2015 Condensing Water Heater > 55 GAL - EF 0.74 | Federal Standard 2015 Condensing Water Heater > 55 GAL - EF 0.74 | Federal Standard 2015 Condensing Water Heater > 55 GAL - EF 0.74 | Federal Standard 2015 Condensing Water Heater > 55 GAL - EF 0.74 | Federal Standard 2015 Condensing Water Heater > 55 GAL - EF 0.74 | Federal Standard 2015 Condensing Water Heater > 55 GAL - EF 0.74 | Federal Standard 2015 Condensing Water Heater > 55 GAL - EF 0.74 | Federal Standard 2015 Condensing Water Heater > 55 GAL - EF 0.74 | Federal Standard 2015 Condensing Water Heater > 55 GAL - EF 0.74 | Federal Standard 2015 Condensing Water Heater > 55 GAL - EF 0.74 | Federal Standard 2015 Condensing Water Heater > 55 GAL - EF 0.74 | Federal Standard 2015 Condensing Water Heater > 55 GAL - EF 0.74 | Federal Standard 2015 Condensing Water Heater > 55 GAL - EF 0.74 | Federal Standard 2015 Condensing Water Heater > 55 GAL - EF 0.74 | Federal Standard 2015 Condensing Water Heater > 55 GAL - EF 0.74 | Federal Standard 2015 Condensing Water Heater > 55 GAL - EF 0.74 | Federal Standard 2015 Condensing Water Heater > 55 GAL - EF 0.74 | Federal Standard 2015 Condensing Water Heater > 55 GAL - EF 0.74 | Federal Standard 2015 Condensing Water Heater > 55 GAL - EF 0.74 | Federal Standard 2015 Condensing Water Heater > 55 GAL - EF 0.74 | Federal Standard 2015 Condensing Water Heater > 55 GAL - EF 0.74 | Federal Standard 2015 Condensing Water Heater > 55 GAL - EF 0.74
Thurston CountyMultifamily - Highly Impacted | Thurston CountyMultifamily - Highly ImpactedWater Heat GT 55 Gal | Thurston County | Multifamily - Highly Impacted | Water Heat GT 55 Gal | Federal Standard 2015 Condensing Water Heater > 55 GAL - EF 0.74 | Federal Standard 2015 Condensing Water Heater > 55 GAL - EF 0.74 | Federal Standard 2015 Condensing Water Heater > 55 GAL - EF 0.74 | Federal Standard 2015 Condensing Water Heater > 55 GAL - EF 0.74 | Federal Standard 2015 Condensing Water Heater > 55 GAL - EF 0.74 | Federal Standard 2015 Condensing Water Heater > 55 GAL - EF 0.74 | Federal Standard 2015 Condensing Water Heater > 55 GAL - EF 0.74 | Federal Standard 2015 Condensing Water Heater > 55 GAL - EF 0.74 | Federal Standard 2015 Condensing Water Heater > 55 GAL - EF 0.74 | Federal Standard 2015 Condensing Water Heater > 55 GAL - EF 0.74 | Federal Standard 2015 Condensing Water Heater > 55 GAL - EF 0.74 | Federal Standard 2015 Condensing Water Heater > 55 GAL - EF 0.74 | Federal Standard 2015 Condensing Water Heater > 55 GAL - EF 0.74 | Federal Standard 2015 Condensing Water Heater > 55 GAL - EF 0.74 | Federal Standard 2015 Condensing Water Heater > 55 GAL - EF 0.74 | Federal Standard 2015 Condensing Water Heater > 55 GAL - EF 0.74 | Federal Standard 2015 Condensing Water Heater > 55 GAL - EF 0.74 | Federal Standard 2015 Condensing Water Heater > 55 GAL - EF 0.74 | Federal Standard 2015 Condensing Water Heater > 55 GAL - EF 0.74 | Federal Standard 2015 Condensing Water Heater > 55 GAL - EF 0.74 | Federal Standard 2015 Condensing Water Heater > 55 GAL - EF 0.74 | Federal Standard 2015 Condensing Water Heater > 55 GAL - EF 0.74 | Federal Standard 2015 Condensing Water Heater > 55 GAL - EF 0.74 | Federal Standard 2015 Condensing Water Heater > 55 GAL - EF 0.74 | Federal Standard 2015 Condensing Water Heater > 55 GAL - EF 0.74 | Federal Standard 2015 Condensing Water Heater > 55 GAL - EF 0.74 | Federal Standard 2015 Condensing Water Heater > 55 GAL - EF 0.74
Thurston CountySingle Family | Thurston CountySingle FamilyWater Heat GT 55 Gal | Thurston County | Single Family | Water Heat GT 55 Gal | Federal Standard 2015 Condensing Water Heater > 55 GAL - EF 0.74 | Federal Standard 2015 Condensing Water Heater > 55 GAL - EF 0.74 | Federal Standard 2015 Condensing Water Heater > 55 GAL - EF 0.74 | Federal Standard 2015 Condensing Water Heater > 55 GAL - EF 0.74 | Federal Standard 2015 Condensing Water Heater > 55 GAL - EF 0.74 | Federal Standard 2015 Condensing Water Heater > 55 GAL - EF 0.74 | Federal Standard 2015 Condensing Water Heater > 55 GAL - EF 0.74 | Federal Standard 2015 Condensing Water Heater > 55 GAL - EF 0.74 | Federal Standard 2015 Condensing Water Heater > 55 GAL - EF 0.74 | Federal Standard 2015 Condensing Water Heater > 55 GAL - EF 0.74 | Federal Standard 2015 Condensing Water Heater > 55 GAL - EF 0.74 | Federal Standard 2015 Condensing Water Heater > 55 GAL - EF 0.74 | Federal Standard 2015 Condensing Water Heater > 55 GAL - EF 0.74 | Federal Standard 2015 Condensing Water Heater > 55 GAL - EF 0.74 | Federal Standard 2015 Condensing Water Heater > 55 GAL - EF 0.74 | Federal Standard 2015 Condensing Water Heater > 55 GAL - EF 0.74 | Federal Standard 2015 Condensing Water Heater > 55 GAL - EF 0.74 | Federal Standard 2015 Condensing Water Heater > 55 GAL - EF 0.74 | Federal Standard 2015 Condensing Water Heater > 55 GAL - EF 0.74 | Federal Standard 2015 Condensing Water Heater > 55 GAL - EF 0.74 | Federal Standard 2015 Condensing Water Heater > 55 GAL - EF 0.74 | Federal Standard 2015 Condensing Water Heater > 55 GAL - EF 0.74 | Federal Standard 2015 Condensing Water Heater > 55 GAL - EF 0.74 | Federal Standard 2015 Condensing Water Heater > 55 GAL - EF 0.74 | Federal Standard 2015 Condensing Water Heater > 55 GAL - EF 0.74 | Federal Standard 2015 Condensing Water Heater > 55 GAL - EF 0.74 | Federal Standard 2015 Condensing Water Heater > 55 GAL - EF 0.74
Thurston CountySingle Family - Highly Impacted | Thurston CountySingle Family - Highly ImpactedWater Heat GT 55 Gal | Thurston County | Single Family - Highly Impacted | Water Heat GT 55 Gal | Federal Standard 2015 Condensing Water Heater > 55 GAL - EF 0.74 | Federal Standard 2015 Condensing Water Heater > 55 GAL - EF 0.74 | Federal Standard 2015 Condensing Water Heater > 55 GAL - EF 0.74 | Federal Standard 2015 Condensing Water Heater > 55 GAL - EF 0.74 | Federal Standard 2015 Condensing Water Heater > 55 GAL - EF 0.74 | Federal Standard 2015 Condensing Water Heater > 55 GAL - EF 0.74 | Federal Standard 2015 Condensing Water Heater > 55 GAL - EF 0.74 | Federal Standard 2015 Condensing Water Heater > 55 GAL - EF 0.74 | Federal Standard 2015 Condensing Water Heater > 55 GAL - EF 0.74 | Federal Standard 2015 Condensing Water Heater > 55 GAL - EF 0.74 | Federal Standard 2015 Condensing Water Heater > 55 GAL - EF 0.74 | Federal Standard 2015 Condensing Water Heater > 55 GAL - EF 0.74 | Federal Standard 2015 Condensing Water Heater > 55 GAL - EF 0.74 | Federal Standard 2015 Condensing Water Heater > 55 GAL - EF 0.74 | Federal Standard 2015 Condensing Water Heater > 55 GAL - EF 0.74 | Federal Standard 2015 Condensing Water Heater > 55 GAL - EF 0.74 | Federal Standard 2015 Condensing Water Heater > 55 GAL - EF 0.74 | Federal Standard 2015 Condensing Water Heater > 55 GAL - EF 0.74 | Federal Standard 2015 Condensing Water Heater > 55 GAL - EF 0.74 | Federal Standard 2015 Condensing Water Heater > 55 GAL - EF 0.74 | Federal Standard 2015 Condensing Water Heater > 55 GAL - EF 0.74 | Federal Standard 2015 Condensing Water Heater > 55 GAL - EF 0.74 | Federal Standard 2015 Condensing Water Heater > 55 GAL - EF 0.74 | Federal Standard 2015 Condensing Water Heater > 55 GAL - EF 0.74 | Federal Standard 2015 Condensing Water Heater > 55 GAL - EF 0.74 | Federal Standard 2015 Condensing Water Heater > 55 GAL - EF 0.74 | Federal Standard 2015 Condensing Water Heater > 55 GAL - EF 0.74
Thurston CountyManufactured | Thurston CountyManufacturedWater Heat LE 55 Gal | Thurston County | Manufactured | Water Heat LE 55 Gal | Federal Standard 2015 Storage Water Heater ≤ 55 GAL - EF 0.62 | Federal Standard 2015 Storage Water Heater ≤ 55 GAL - EF 0.62 | Federal Standard 2015 Storage Water Heater ≤ 55 GAL - EF 0.62 | Federal Standard 2015 Storage Water Heater ≤ 55 GAL - EF 0.62 | Federal Standard 2015 Storage Water Heater ≤ 55 GAL - EF 0.62 | Federal Standard 2015 Storage Water Heater ≤ 55 GAL - EF 0.62 | Federal Standard 2015 Storage Water Heater ≤ 55 GAL - EF 0.62 | Federal Standard 2015 Storage Water Heater ≤ 55 GAL - EF 0.62 | Federal Standard 2015 Storage Water Heater ≤ 55 GAL - EF 0.62 | Federal Standard 2015 Storage Water Heater ≤ 55 GAL - EF 0.62 | Federal Standard 2015 Storage Water Heater ≤ 55 GAL - EF 0.62 | Federal Standard 2015 Storage Water Heater ≤ 55 GAL - EF 0.62 | Federal Standard 2015 Storage Water Heater ≤ 55 GAL - EF 0.62 | Federal Standard 2015 Storage Water Heater ≤ 55 GAL - EF 0.62 | Federal Standard 2015 Storage Water Heater ≤ 55 GAL - EF 0.62 | Federal Standard 2015 Storage Water Heater ≤ 55 GAL - EF 0.62 | Federal Standard 2015 Storage Water Heater ≤ 55 GAL - EF 0.62 | Federal Standard 2015 Storage Water Heater ≤ 55 GAL - EF 0.62 | Federal Standard 2015 Storage Water Heater ≤ 55 GAL - EF 0.62 | Federal Standard 2015 Storage Water Heater ≤ 55 GAL - EF 0.62 | Federal Standard 2015 Storage Water Heater ≤ 55 GAL - EF 0.62 | Federal Standard 2015 Storage Water Heater ≤ 55 GAL - EF 0.62 | Federal Standard 2015 Storage Water Heater ≤ 55 GAL - EF 0.62 | Federal Standard 2015 Storage Water Heater ≤ 55 GAL - EF 0.62 | Federal Standard 2015 Storage Water Heater ≤ 55 GAL - EF 0.62 | Federal Standard 2015 Storage Water Heater ≤ 55 GAL - EF 0.62 | Federal Standard 2015 Storage Water Heater ≤ 55 GAL - EF 0.62
Thurston CountyManufactured - Highly Impacted | Thurston CountyManufactured - Highly ImpactedWater Heat LE 55 Gal | Thurston County | Manufactured - Highly Impacted | Water Heat LE 55 Gal | Federal Standard 2015 Storage Water Heater ≤ 55 GAL - EF 0.62 | Federal Standard 2015 Storage Water Heater ≤ 55 GAL - EF 0.62 | Federal Standard 2015 Storage Water Heater ≤ 55 GAL - EF 0.62 | Federal Standard 2015 Storage Water Heater ≤ 55 GAL - EF 0.62 | Federal Standard 2015 Storage Water Heater ≤ 55 GAL - EF 0.62 | Federal Standard 2015 Storage Water Heater ≤ 55 GAL - EF 0.62 | Federal Standard 2015 Storage Water Heater ≤ 55 GAL - EF 0.62 | Federal Standard 2015 Storage Water Heater ≤ 55 GAL - EF 0.62 | Federal Standard 2015 Storage Water Heater ≤ 55 GAL - EF 0.62 | Federal Standard 2015 Storage Water Heater ≤ 55 GAL - EF 0.62 | Federal Standard 2015 Storage Water Heater ≤ 55 GAL - EF 0.62 | Federal Standard 2015 Storage Water Heater ≤ 55 GAL - EF 0.62 | Federal Standard 2015 Storage Water Heater ≤ 55 GAL - EF 0.62 | Federal Standard 2015 Storage Water Heater ≤ 55 GAL - EF 0.62 | Federal Standard 2015 Storage Water Heater ≤ 55 GAL - EF 0.62 | Federal Standard 2015 Storage Water Heater ≤ 55 GAL - EF 0.62 | Federal Standard 2015 Storage Water Heater ≤ 55 GAL - EF 0.62 | Federal Standard 2015 Storage Water Heater ≤ 55 GAL - EF 0.62 | Federal Standard 2015 Storage Water Heater ≤ 55 GAL - EF 0.62 | Federal Standard 2015 Storage Water Heater ≤ 55 GAL - EF 0.62 | Federal Standard 2015 Storage Water Heater ≤ 55 GAL - EF 0.62 | Federal Standard 2015 Storage Water Heater ≤ 55 GAL - EF 0.62 | Federal Standard 2015 Storage Water Heater ≤ 55 GAL - EF 0.62 | Federal Standard 2015 Storage Water Heater ≤ 55 GAL - EF 0.62 | Federal Standard 2015 Storage Water Heater ≤ 55 GAL - EF 0.62 | Federal Standard 2015 Storage Water Heater ≤ 55 GAL - EF 0.62 | Federal Standard 2015 Storage Water Heater ≤ 55 GAL - EF 0.62
Thurston CountyMultifamily | Thurston CountyMultifamilyWater Heat LE 55 Gal | Thurston County | Multifamily | Water Heat LE 55 Gal | Federal Standard 2015 Storage Water Heater ≤ 55 GAL - EF 0.62 | Federal Standard 2015 Storage Water Heater ≤ 55 GAL - EF 0.62 | Federal Standard 2015 Storage Water Heater ≤ 55 GAL - EF 0.62 | Federal Standard 2015 Storage Water Heater ≤ 55 GAL - EF 0.62 | Federal Standard 2015 Storage Water Heater ≤ 55 GAL - EF 0.62 | Federal Standard 2015 Storage Water Heater ≤ 55 GAL - EF 0.62 | Federal Standard 2015 Storage Water Heater ≤ 55 GAL - EF 0.62 | Federal Standard 2015 Storage Water Heater ≤ 55 GAL - EF 0.62 | Federal Standard 2015 Storage Water Heater ≤ 55 GAL - EF 0.62 | Federal Standard 2015 Storage Water Heater ≤ 55 GAL - EF 0.62 | Federal Standard 2015 Storage Water Heater ≤ 55 GAL - EF 0.62 | Federal Standard 2015 Storage Water Heater ≤ 55 GAL - EF 0.62 | Federal Standard 2015 Storage Water Heater ≤ 55 GAL - EF 0.62 | Federal Standard 2015 Storage Water Heater ≤ 55 GAL - EF 0.62 | Federal Standard 2015 Storage Water Heater ≤ 55 GAL - EF 0.62 | Federal Standard 2015 Storage Water Heater ≤ 55 GAL - EF 0.62 | Federal Standard 2015 Storage Water Heater ≤ 55 GAL - EF 0.62 | Federal Standard 2015 Storage Water Heater ≤ 55 GAL - EF 0.62 | Federal Standard 2015 Storage Water Heater ≤ 55 GAL - EF 0.62 | Federal Standard 2015 Storage Water Heater ≤ 55 GAL - EF 0.62 | Federal Standard 2015 Storage Water Heater ≤ 55 GAL - EF 0.62 | Federal Standard 2015 Storage Water Heater ≤ 55 GAL - EF 0.62 | Federal Standard 2015 Storage Water Heater ≤ 55 GAL - EF 0.62 | Federal Standard 2015 Storage Water Heater ≤ 55 GAL - EF 0.62 | Federal Standard 2015 Storage Water Heater ≤ 55 GAL - EF 0.62 | Federal Standard 2015 Storage Water Heater ≤ 55 GAL - EF 0.62 | Federal Standard 2015 Storage Water Heater ≤ 55 GAL - EF 0.62
Thurston CountyMultifamily - Highly Impacted | Thurston CountyMultifamily - Highly ImpactedWater Heat LE 55 Gal | Thurston County | Multifamily - Highly Impacted | Water Heat LE 55 Gal | Federal Standard 2015 Storage Water Heater ≤ 55 GAL - EF 0.62 | Federal Standard 2015 Storage Water Heater ≤ 55 GAL - EF 0.62 | Federal Standard 2015 Storage Water Heater ≤ 55 GAL - EF 0.62 | Federal Standard 2015 Storage Water Heater ≤ 55 GAL - EF 0.62 | Federal Standard 2015 Storage Water Heater ≤ 55 GAL - EF 0.62 | Federal Standard 2015 Storage Water Heater ≤ 55 GAL - EF 0.62 | Federal Standard 2015 Storage Water Heater ≤ 55 GAL - EF 0.62 | Federal Standard 2015 Storage Water Heater ≤ 55 GAL - EF 0.62 | Federal Standard 2015 Storage Water Heater ≤ 55 GAL - EF 0.62 | Federal Standard 2015 Storage Water Heater ≤ 55 GAL - EF 0.62 | Federal Standard 2015 Storage Water Heater ≤ 55 GAL - EF 0.62 | Federal Standard 2015 Storage Water Heater ≤ 55 GAL - EF 0.62 | Federal Standard 2015 Storage Water Heater ≤ 55 GAL - EF 0.62 | Federal Standard 2015 Storage Water Heater ≤ 55 GAL - EF 0.62 | Federal Standard 2015 Storage Water Heater ≤ 55 GAL - EF 0.62 | Federal Standard 2015 Storage Water Heater ≤ 55 GAL - EF 0.62 | Federal Standard 2015 Storage Water Heater ≤ 55 GAL - EF 0.62 | Federal Standard 2015 Storage Water Heater ≤ 55 GAL - EF 0.62 | Federal Standard 2015 Storage Water Heater ≤ 55 GAL - EF 0.62 | Federal Standard 2015 Storage Water Heater ≤ 55 GAL - EF 0.62 | Federal Standard 2015 Storage Water Heater ≤ 55 GAL - EF 0.62 | Federal Standard 2015 Storage Water Heater ≤ 55 GAL - EF 0.62 | Federal Standard 2015 Storage Water Heater ≤ 55 GAL - EF 0.62 | Federal Standard 2015 Storage Water Heater ≤ 55 GAL - EF 0.62 | Federal Standard 2015 Storage Water Heater ≤ 55 GAL - EF 0.62 | Federal Standard 2015 Storage Water Heater ≤ 55 GAL - EF 0.62 | Federal Standard 2015 Storage Water Heater ≤ 55 GAL - EF 0.62
Thurston CountySingle Family | Thurston CountySingle FamilyWater Heat LE 55 Gal | Thurston County | Single Family | Water Heat LE 55 Gal | Federal Standard 2015 Storage Water Heater ≤ 55 GAL - EF 0.62 | Federal Standard 2015 Storage Water Heater ≤ 55 GAL - EF 0.62 | Federal Standard 2015 Storage Water Heater ≤ 55 GAL - EF 0.62 | Federal Standard 2015 Storage Water Heater ≤ 55 GAL - EF 0.62 | Federal Standard 2015 Storage Water Heater ≤ 55 GAL - EF 0.62 | Federal Standard 2015 Storage Water Heater ≤ 55 GAL - EF 0.62 | Federal Standard 2015 Storage Water Heater ≤ 55 GAL - EF 0.62 | Federal Standard 2015 Storage Water Heater ≤ 55 GAL - EF 0.62 | Federal Standard 2015 Storage Water Heater ≤ 55 GAL - EF 0.62 | Federal Standard 2015 Storage Water Heater ≤ 55 GAL - EF 0.62 | Federal Standard 2015 Storage Water Heater ≤ 55 GAL - EF 0.62 | Federal Standard 2015 Storage Water Heater ≤ 55 GAL - EF 0.62 | Federal Standard 2015 Storage Water Heater ≤ 55 GAL - EF 0.62 | Federal Standard 2015 Storage Water Heater ≤ 55 GAL - EF 0.62 | Federal Standard 2015 Storage Water Heater ≤ 55 GAL - EF 0.62 | Federal Standard 2015 Storage Water Heater ≤ 55 GAL - EF 0.62 | Federal Standard 2015 Storage Water Heater ≤ 55 GAL - EF 0.62 | Federal Standard 2015 Storage Water Heater ≤ 55 GAL - EF 0.62 | Federal Standard 2015 Storage Water Heater ≤ 55 GAL - EF 0.62 | Federal Standard 2015 Storage Water Heater ≤ 55 GAL - EF 0.62 | Federal Standard 2015 Storage Water Heater ≤ 55 GAL - EF 0.62 | Federal Standard 2015 Storage Water Heater ≤ 55 GAL - EF 0.62 | Federal Standard 2015 Storage Water Heater ≤ 55 GAL - EF 0.62 | Federal Standard 2015 Storage Water Heater ≤ 55 GAL - EF 0.62 | Federal Standard 2015 Storage Water Heater ≤ 55 GAL - EF 0.62 | Federal Standard 2015 Storage Water Heater ≤ 55 GAL - EF 0.62 | Federal Standard 2015 Storage Water Heater ≤ 55 GAL - EF 0.62
Thurston CountySingle Family - Highly Impacted | Thurston CountySingle Family - Highly ImpactedWater Heat LE 55 Gal | Thurston County | Single Family - Highly Impacted | Water Heat LE 55 Gal | Federal Standard 2015 Storage Water Heater ≤ 55 GAL - EF 0.62 | Federal Standard 2015 Storage Water Heater ≤ 55 GAL - EF 0.62 | Federal Standard 2015 Storage Water Heater ≤ 55 GAL - EF 0.62 | Federal Standard 2015 Storage Water Heater ≤ 55 GAL - EF 0.62 | Federal Standard 2015 Storage Water Heater ≤ 55 GAL - EF 0.62 | Federal Standard 2015 Storage Water Heater ≤ 55 GAL - EF 0.62 | Federal Standard 2015 Storage Water Heater ≤ 55 GAL - EF 0.62 | Federal Standard 2015 Storage Water Heater ≤ 55 GAL - EF 0.62 | Federal Standard 2015 Storage Water Heater ≤ 55 GAL - EF 0.62 | Federal Standard 2015 Storage Water Heater ≤ 55 GAL - EF 0.62 | Federal Standard 2015 Storage Water Heater ≤ 55 GAL - EF 0.62 | Federal Standard 2015 Storage Water Heater ≤ 55 GAL - EF 0.62 | Federal Standard 2015 Storage Water Heater ≤ 55 GAL - EF 0.62 | Federal Standard 2015 Storage Water Heater ≤ 55 GAL - EF 0.62 | Federal Standard 2015 Storage Water Heater ≤ 55 GAL - EF 0.62 | Federal Standard 2015 Storage Water Heater ≤ 55 GAL - EF 0.62 | Federal Standard 2015 Storage Water Heater ≤ 55 GAL - EF 0.62 | Federal Standard 2015 Storage Water Heater ≤ 55 GAL - EF 0.62 | Federal Standard 2015 Storage Water Heater ≤ 55 GAL - EF 0.62 | Federal Standard 2015 Storage Water Heater ≤ 55 GAL - EF 0.62 | Federal Standard 2015 Storage Water Heater ≤ 55 GAL - EF 0.62 | Federal Standard 2015 Storage Water Heater ≤ 55 GAL - EF 0.62 | Federal Standard 2015 Storage Water Heater ≤ 55 GAL - EF 0.62 | Federal Standard 2015 Storage Water Heater ≤ 55 GAL - EF 0.62 | Federal Standard 2015 Storage Water Heater ≤ 55 GAL - EF 0.62 | Federal Standard 2015 Storage Water Heater ≤ 55 GAL - EF 0.62 | Federal Standard 2015 Storage Water Heater ≤ 55 GAL - EF 0.62

## Efficiency Shares
[12 empty] | 0 | 0 | 0 | 0 | 0 | 0 | 0 | 0 | 0 | 0 | 0 | 0 | 0 | 0 | 0 | 0 | 0 | 0 | 0 | 0 | 0 | 0 | 0 | 0 | 0 | 0 | 0 | 0
RegionSegment | RegionSegmentEndUse | RegionSegmentEndUseEfficiency | RegionSegmentEndUseEfficiencyVintage | RegionSegmentEndUseEfficiencyDescriptionVintage | RegionSegmentEndUseVintage | Region | Segment | End Use | Efficiency Level | Efficiency Description | Construction Vintage | 2023 | 2024 | 2025 | 2026 | 2027 | 2028 | 2029 | 2030 | 2031 | 2032 | 2033 | 2034 | 2035 | 2036 | 2037 | 2038 | 2039 | 2040 | 2041 | 2042 | 2043 | 2044 | 2045 | 2046 | 2047 | 2048 | 2049 | 2050
King CountySingle Family | King CountySingle FamilyCooking Oven | King CountySingle FamilyCooking Oven1 | King CountySingle FamilyCooking Oven1Existing | King CountySingle FamilyCooking OvenBelow Standard Cooking OvenExisting | King CountySingle FamilyCooking OvenExisting | King County | Single Family | Cooking Oven | 1 | Below Standard Cooking Oven | Existing | 57.89% | 57.89% | 57.89% | 57.89% | 57.89% | 57.89% | 57.89% | 57.89% | 57.89% | 57.89% | 57.89% | 57.89% | 57.89% | 57.89% | 57.89% | 57.89% | 57.89% | 57.89% | 57.89% | 57.89% | 57.89% | 57.89% | 57.89% | 57.89% | 57.89% | 57.89% | 57.89% | 57.89%
King CountySingle Family | King CountySingle FamilyCooking Oven | King CountySingle FamilyCooking Oven1 | King CountySingle FamilyCooking Oven1New | King CountySingle FamilyCooking OvenBelow Standard Cooking OvenNew | King CountySingle FamilyCooking OvenNew | King County | Single Family | Cooking Oven | 1 | Below Standard Cooking Oven | New | bar: 2023 to 2050
King CountySingle Family - Highly Impacted | King CountySingle Family - Highly ImpactedCooking Oven | King CountySingle Family - Highly ImpactedCooking Oven1 | King CountySingle Family - Highly ImpactedCooking Oven1Existing | King CountySingle Family - Highly ImpactedCooking OvenBelow Standard Cooking OvenExisting | King CountySingle Family - Highly ImpactedCooking OvenExisting | King County | Single Family - Highly Impacted | Cooking Oven | 1 | Below Standard Cooking Oven | Existing | 57.89% | 57.89% | 57.89% | 57.89% | 57.89% | 57.89% | 57.89% | 57.89% | 57.89% | 57.89% | 57.89% | 57.89% | 57.89% | 57.89% | 57.89% | 57.89% | 57.89% | 57.89% | 57.89% | 57.89% | 57.89% | 57.89% | 57.89% | 57.89% | 57.89% | 57.89% | 57.89% | 57.89%
King CountySingle Family - Highly Impacted | King CountySingle Family - Highly ImpactedCooking Oven | King CountySingle Family - Highly ImpactedCooking Oven1 | King CountySingle Family - Highly ImpactedCooking Oven1New | King CountySingle Family - Highly ImpactedCooking OvenBelow Standard Cooking OvenNew | King CountySingle Family - Highly ImpactedCooking OvenNew | King County | Single Family - Highly Impacted | Cooking Oven | 1 | Below Standard Cooking Oven | New | bar: 2023 to 2050
King CountyMultifamily | King CountyMultifamilyCooking Oven | King CountyMultifamilyCooking Oven1 | King CountyMultifamilyCooking Oven1Existing | King CountyMultifamilyCooking OvenBelow Standard Cooking OvenExisting | King CountyMultifamilyCooking OvenExisting | King County | Multifamily | Cooking Oven | 1 | Below Standard Cooking Oven | Existing | 57.89% | 57.89% | 57.89% | 57.89% | 57.89% | 57.89% | 57.89% | 57.89% | 57.89% | 57.89% | 57.89% | 57.89% | 57.89% | 57.89% | 57.89% | 57.89% | 57.89% | 57.89% | 57.89% | 57.89% | 57.89% | 57.89% | 57.89% | 57.89% | 57.89% | 57.89% | 57.89% | 57.89%
King CountyMultifamily | King CountyMultifamilyCooking Oven | King CountyMultifamilyCooking Oven1 | King CountyMultifamilyCooking Oven1New | King CountyMultifamilyCooking OvenBelow Standard Cooking OvenNew | King CountyMultifamilyCooking OvenNew | King County | Multifamily | Cooking Oven | 1 | Below Standard Cooking Oven | New | bar: 2023 to 2050
King CountyMultifamily - Highly Impacted | King CountyMultifamily - Highly ImpactedCooking Oven | King CountyMultifamily - Highly ImpactedCooking Oven1 | King CountyMultifamily - Highly ImpactedCooking Oven1Existing | King CountyMultifamily - Highly ImpactedCooking OvenBelow Standard Cooking OvenExisting | King CountyMultifamily - Highly ImpactedCooking OvenExisting | King County | Multifamily - Highly Impacted | Cooking Oven | 1 | Below Standard Cooking Oven | Existing | 57.89% | 57.89% | 57.89% | 57.89% | 57.89% | 57.89% | 57.89% | 57.89% | 57.89% | 57.89% | 57.89% | 57.89% | 57.89% | 57.89% | 57.89% | 57.89% | 57.89% | 57.89% | 57.89% | 57.89% | 57.89% | 57.89% | 57.89% | 57.89% | 57.89% | 57.89% | 57.89% | 57.89%
King CountyMultifamily - Highly Impacted | King CountyMultifamily - Highly ImpactedCooking Oven | King CountyMultifamily - Highly ImpactedCooking Oven1 | King CountyMultifamily - Highly ImpactedCooking Oven1New | King CountyMultifamily - Highly ImpactedCooking OvenBelow Standard Cooking OvenNew | King CountyMultifamily - Highly ImpactedCooking OvenNew | King County | Multifamily - Highly Impacted | Cooking Oven | 1 | Below Standard Cooking Oven | New | bar: 2023 to 2050
King CountyManufactured | King CountyManufacturedCooking Oven | King CountyManufacturedCooking Oven1 | King CountyManufacturedCooking Oven1Existing | King CountyManufacturedCooking OvenBelow Standard Cooking OvenExisting | King CountyManufacturedCooking OvenExisting | King County | Manufactured | Cooking Oven | 1 | Below Standard Cooking Oven | Existing | 57.89% | 57.89% | 57.89% | 57.89% | 57.89% | 57.89% | 57.89% | 57.89% | 57.89% | 57.89% | 57.89% | 57.89% | 57.89% | 57.89% | 57.89% | 57.89% | 57.89% | 57.89% | 57.89% | 57.89% | 57.89% | 57.89% | 57.89% | 57.89% | 57.89% | 57.89% | 57.89% | 57.89%
King CountyManufactured | King CountyManufacturedCooking Oven | King CountyManufacturedCooking Oven1 | King CountyManufacturedCooking Oven1New | King CountyManufacturedCooking OvenBelow Standard Cooking OvenNew | King CountyManufacturedCooking OvenNew | King County | Manufactured | Cooking Oven | 1 | Below Standard Cooking Oven | New | bar: 2023 to 2050
King CountyManufactured - Highly Impacted | King CountyManufactured - Highly ImpactedCooking Oven | King CountyManufactured - Highly ImpactedCooking Oven1 | King CountyManufactured - Highly ImpactedCooking Oven1Existing | King CountyManufactured - Highly ImpactedCooking OvenBelow Standard Cooking OvenExisting | King CountyManufactured - Highly ImpactedCooking OvenExisting | King County | Manufactured - Highly Impacted | Cooking Oven | 1 | Below Standard Cooking Oven | Existing | 57.89% | 57.89% | 57.89% | 57.89% | 57.89% | 57.89% | 57.89% | 57.89% | 57.89% | 57.89% | 57.89% | 57.89% | 57.89% | 57.89% | 57.89% | 57.89% | 57.89% | 57.89% | 57.89% | 57.89% | 57.89% | 57.89% | 57.89% | 57.89% | 57.89% | 57.89% | 57.89% | 57.89%
King CountyManufactured - Highly Impacted | King CountyManufactured - Highly ImpactedCooking Oven | King CountyManufactured - Highly ImpactedCooking Oven1 | King CountyManufactured - Highly ImpactedCooking Oven1New | King CountyManufactured - Highly ImpactedCooking OvenBelow Standard Cooking OvenNew | King CountyManufactured - Highly ImpactedCooking OvenNew | King County | Manufactured - Highly Impacted | Cooking Oven | 1 | Below Standard Cooking Oven | New | bar: 2023 to 2050
King CountySingle Family | King CountySingle FamilyCooking Oven | King CountySingle FamilyCooking Oven2 | King CountySingle FamilyCooking Oven2Existing | King CountySingle FamilyCooking OvenFederal Standard 2012 Cooking OvenExisting | King CountySingle FamilyCooking OvenExisting | King County | Single Family | Cooking Oven | 2 | Federal Standard 2012 Cooking Oven | Existing | 40% | 40% | 40% | 40% | 40% | 40% | 40% | 40% | 40% | 40% | 40% | 40% | 40% | 40% | 40% | 40% | 40% | 40% | 40% | 40% | 40% | 40% | 40% | 40% | 40% | 40% | 40% | 40%
King CountySingle Family | King CountySingle FamilyCooking Oven | King CountySingle FamilyCooking Oven2 | King CountySingle FamilyCooking Oven2New | King CountySingle FamilyCooking OvenFederal Standard 2012 Cooking OvenNew | King CountySingle FamilyCooking OvenNew | King County | Single Family | Cooking Oven | 2 | Federal Standard 2012 Cooking Oven | New | 95% | 95% | 95% | 95% | 95% | 95% | 95% | 95% | 95% | 95% | 95% | 95% | 95% | 95% | 95% | 95% | 95% | 95% | 95% | 95% | 95% | 95% | 95% | 95% | 95% | 95% | 95% | 95%
King CountySingle Family - Highly Impacted | King CountySingle Family - Highly ImpactedCooking Oven | King CountySingle Family - Highly ImpactedCooking Oven2 | King CountySingle Family - Highly ImpactedCooking Oven2Existing | King CountySingle Family - Highly ImpactedCooking OvenFederal Standard 2012 Cooking OvenExisting | King CountySingle Family - Highly ImpactedCooking OvenExisting | King County | Single Family - Highly Impacted | Cooking Oven | 2 | Federal Standard 2012 Cooking Oven | Existing | 40% | 40% | 40% | 40% | 40% | 40% | 40% | 40% | 40% | 40% | 40% | 40% | 40% | 40% | 40% | 40% | 40% | 40% | 40% | 40% | 40% | 40% | 40% | 40% | 40% | 40% | 40% | 40%
King CountySingle Family - Highly Impacted | King CountySingle Family - Highly ImpactedCooking Oven | King CountySingle Family - Highly ImpactedCooking Oven2 | King CountySingle Family - Highly ImpactedCooking Oven2New | King CountySingle Family - Highly ImpactedCooking OvenFederal Standard 2012 Cooking OvenNew | King CountySingle Family - Highly ImpactedCooking OvenNew | King County | Single Family - Highly Impacted | Cooking Oven | 2 | Federal Standard 2012 Cooking Oven | New | 95% | 95% | 95% | 95% | 95% | 95% | 95% | 95% | 95% | 95% | 95% | 95% | 95% | 95% | 95% | 95% | 95% | 95% | 95% | 95% | 95% | 95% | 95% | 95% | 95% | 95% | 95% | 95%
King CountyMultifamily | King CountyMultifamilyCooking Oven | King CountyMultifamilyCooking Oven2 | King CountyMultifamilyCooking Oven2Existing | King CountyMultifamilyCooking OvenFederal Standard 2012 Cooking OvenExisting | King CountyMultifamilyCooking OvenExisting | King County | Multifamily | Cooking Oven | 2 | Federal Standard 2012 Cooking Oven | Existing | 40% | 40% | 40% | 40% | 40% | 40% | 40% | 40% | 40% | 40% | 40% | 40% | 40% | 40% | 40% | 40% | 40% | 40% | 40% | 40% | 40% | 40% | 40% | 40% | 40% | 40% | 40% | 40%
King CountyMultifamily | King CountyMultifamilyCooking Oven | King CountyMultifamilyCooking Oven2 | King CountyMultifamilyCooking Oven2New | King CountyMultifamilyCooking OvenFederal Standard 2012 Cooking OvenNew | King CountyMultifamilyCooking OvenNew | King County | Multifamily | Cooking Oven | 2 | Federal Standard 2012 Cooking Oven | New | 95% | 95% | 95% | 95% | 95% | 95% | 95% | 95% | 95% | 95% | 95% | 95% | 95% | 95% | 95% | 95% | 95% | 95% | 95% | 95% | 95% | 95% | 95% | 95% | 95% | 95% | 95% | 95%
King CountyMultifamily - Highly Impacted | King CountyMultifamily - Highly ImpactedCooking Oven | King CountyMultifamily - Highly ImpactedCooking Oven2 | King CountyMultifamily - Highly ImpactedCooking Oven2Existing | King CountyMultifamily - Highly ImpactedCooking OvenFederal Standard 2012 Cooking OvenExisting | King CountyMultifamily - Highly ImpactedCooking OvenExisting | King County | Multifamily - Highly Impacted | Cooking Oven | 2 | Federal Standard 2012 Cooking Oven | Existing | 40% | 40% | 40% | 40% | 40% | 40% | 40% | 40% | 40% | 40% | 40% | 40% | 40% | 40% | 40% | 40% | 40% | 40% | 40% | 40% | 40% | 40% | 40% | 40% | 40% | 40% | 40% | 40%
King CountyMultifamily - Highly Impacted | King CountyMultifamily - Highly ImpactedCooking Oven | King CountyMultifamily - Highly ImpactedCooking Oven2 | King CountyMultifamily - Highly ImpactedCooking Oven2New | King CountyMultifamily - Highly ImpactedCooking OvenFederal Standard 2012 Cooking OvenNew | King CountyMultifamily - Highly ImpactedCooking OvenNew | King County | Multifamily - Highly Impacted | Cooking Oven | 2 | Federal Standard 2012 Cooking Oven | New | 95% | 95% | 95% | 95% | 95% | 95% | 95% | 95% | 95% | 95% | 95% | 95% | 95% | 95% | 95% | 95% | 95% | 95% | 95% | 95% | 95% | 95% | 95% | 95% | 95% | 95% | 95% | 95%
King CountyManufactured | King CountyManufacturedCooking Oven | King CountyManufacturedCooking Oven2 | King CountyManufacturedCooking Oven2Existing | King CountyManufacturedCooking OvenFederal Standard 2012 Cooking OvenExisting | King CountyManufacturedCooking OvenExisting | King County | Manufactured | Cooking Oven | 2 | Federal Standard 2012 Cooking Oven | Existing | 40% | 40% | 40% | 40% | 40% | 40% | 40% | 40% | 40% | 40% | 40% | 40% | 40% | 40% | 40% | 40% | 40% | 40% | 40% | 40% | 40% | 40% | 40% | 40% | 40% | 40% | 40% | 40%
King CountyManufactured | King CountyManufacturedCooking Oven | King CountyManufacturedCooking Oven2 | King CountyManufacturedCooking Oven2New | King CountyManufacturedCooking OvenFederal Standard 2012 Cooking OvenNew | King CountyManufacturedCooking OvenNew | King County | Manufactured | Cooking Oven | 2 | Federal Standard 2012 Cooking Oven | New | 95% | 95% | 95% | 95% | 95% | 95% | 95% | 95% | 95% | 95% | 95% | 95% | 95% | 95% | 95% | 95% | 95% | 95% | 95% | 95% | 95% | 95% | 95% | 95% | 95% | 95% | 95% | 95%
King CountyManufactured - Highly Impacted | King CountyManufactured - Highly ImpactedCooking Oven | King CountyManufactured - Highly ImpactedCooking Oven2 | King CountyManufactured - Highly ImpactedCooking Oven2Existing | King CountyManufactured - Highly ImpactedCooking OvenFederal Standard 2012 Cooking OvenExisting | King CountyManufactured - Highly ImpactedCooking OvenExisting | King County | Manufactured - Highly Impacted | Cooking Oven | 2 | Federal Standard 2012 Cooking Oven | Existing | 40% | 40% | 40% | 40% | 40% | 40% | 40% | 40% | 40% | 40% | 40% | 40% | 40% | 40% | 40% | 40% | 40% | 40% | 40% | 40% | 40% | 40% | 40% | 40% | 40% | 40% | 40% | 40%
King CountyManufactured - Highly Impacted | King CountyManufactured - Highly ImpactedCooking Oven | King CountyManufactured - Highly ImpactedCooking Oven2 | King CountyManufactured - Highly ImpactedCooking Oven2New | King CountyManufactured - Highly ImpactedCooking OvenFederal Standard 2012 Cooking OvenNew | King CountyManufactured - Highly ImpactedCooking OvenNew | King County | Manufactured - Highly Impacted | Cooking Oven | 2 | Federal Standard 2012 Cooking Oven | New | 95% | 95% | 95% | 95% | 95% | 95% | 95% | 95% | 95% | 95% | 95% | 95% | 95% | 95% | 95% | 95% | 95% | 95% | 95% | 95% | 95% | 95% | 95% | 95% | 95% | 95% | 95% | 95%
King CountySingle Family | King CountySingle FamilyCooking Oven | King CountySingle FamilyCooking Oven3 | King CountySingle FamilyCooking Oven3Existing | King CountySingle FamilyCooking OvenMarket Standard Cooking OvenExisting | King CountySingle FamilyCooking OvenExisting | King County | Single Family | Cooking Oven | 3 | Market Standard Cooking Oven | Existing | bar: 2023 to 2050
King CountySingle Family | King CountySingle FamilyCooking Oven | King CountySingle FamilyCooking Oven3 | King CountySingle FamilyCooking Oven3New | King CountySingle FamilyCooking OvenMarket Standard Cooking OvenNew | King CountySingle FamilyCooking OvenNew | King County | Single Family | Cooking Oven | 3 | Market Standard Cooking Oven | New | bar: 2023 to 2050
King CountySingle Family - Highly Impacted | King CountySingle Family - Highly ImpactedCooking Oven | King CountySingle Family - Highly ImpactedCooking Oven3 | King CountySingle Family - Highly ImpactedCooking Oven3Existing | King CountySingle Family - Highly ImpactedCooking OvenMarket Standard Cooking OvenExisting | King CountySingle Family - Highly ImpactedCooking OvenExisting | King County | Single Family - Highly Impacted | Cooking Oven | 3 | Market Standard Cooking Oven | Existing | bar: 2023 to 2050
King CountySingle Family - Highly Impacted | King CountySingle Family - Highly ImpactedCooking Oven | King CountySingle Family - Highly ImpactedCooking Oven3 | King CountySingle Family - Highly ImpactedCooking Oven3New | King CountySingle Family - Highly ImpactedCooking OvenMarket Standard Cooking OvenNew | King CountySingle Family - Highly ImpactedCooking OvenNew | King County | Single Family - Highly Impacted | Cooking Oven | 3 | Market Standard Cooking Oven | New | bar: 2023 to 2050
King CountyMultifamily | King CountyMultifamilyCooking Oven | King CountyMultifamilyCooking Oven3 | King CountyMultifamilyCooking Oven3Existing | King CountyMultifamilyCooking OvenMarket Standard Cooking OvenExisting | King CountyMultifamilyCooking OvenExisting | King County | Multifamily | Cooking Oven | 3 | Market Standard Cooking Oven | Existing | bar: 2023 to 2050
King CountyMultifamily | King CountyMultifamilyCooking Oven | King CountyMultifamilyCooking Oven3 | King CountyMultifamilyCooking Oven3New | King CountyMultifamilyCooking OvenMarket Standard Cooking OvenNew | King CountyMultifamilyCooking OvenNew | King County | Multifamily | Cooking Oven | 3 | Market Standard Cooking Oven | New | bar: 2023 to 2050
King CountyMultifamily - Highly Impacted | King CountyMultifamily - Highly ImpactedCooking Oven | King CountyMultifamily - Highly ImpactedCooking Oven3 | King CountyMultifamily - Highly ImpactedCooking Oven3Existing | King CountyMultifamily - Highly ImpactedCooking OvenMarket Standard Cooking OvenExisting | King CountyMultifamily - Highly ImpactedCooking OvenExisting | King County | Multifamily - Highly Impacted | Cooking Oven | 3 | Market Standard Cooking Oven | Existing | bar: 2023 to 2050
King CountyMultifamily - Highly Impacted | King CountyMultifamily - Highly ImpactedCooking Oven | King CountyMultifamily - Highly ImpactedCooking Oven3 | King CountyMultifamily - Highly ImpactedCooking Oven3New | King CountyMultifamily - Highly ImpactedCooking OvenMarket Standard Cooking OvenNew | King CountyMultifamily - Highly ImpactedCooking OvenNew | King County | Multifamily - Highly Impacted | Cooking Oven | 3 | Market Standard Cooking Oven | New | bar: 2023 to 2050
King CountyManufactured | King CountyManufacturedCooking Oven | King CountyManufacturedCooking Oven3 | King CountyManufacturedCooking Oven3Existing | King CountyManufacturedCooking OvenMarket Standard Cooking OvenExisting | King CountyManufacturedCooking OvenExisting | King County | Manufactured | Cooking Oven | 3 | Market Standard Cooking Oven | Existing | bar: 2023 to 2050
King CountyManufactured | King CountyManufacturedCooking Oven | King CountyManufacturedCooking Oven3 | King CountyManufacturedCooking Oven3New | King CountyManufacturedCooking OvenMarket Standard Cooking OvenNew | King CountyManufacturedCooking OvenNew | King County | Manufactured | Cooking Oven | 3 | Market Standard Cooking Oven | New | bar: 2023 to 2050
King CountyManufactured - Highly Impacted | King CountyManufactured - Highly ImpactedCooking Oven | King CountyManufactured - Highly ImpactedCooking Oven3 | King CountyManufactured - Highly ImpactedCooking Oven3Existing | King CountyManufactured - Highly ImpactedCooking OvenMarket Standard Cooking OvenExisting | King CountyManufactured - Highly ImpactedCooking OvenExisting | King County | Manufactured - Highly Impacted | Cooking Oven | 3 | Market Standard Cooking Oven | Existing | bar: 2023 to 2050
King CountyManufactured - Highly Impacted | King CountyManufactured - Highly ImpactedCooking Oven | King CountyManufactured - Highly ImpactedCooking Oven3 | King CountyManufactured - Highly ImpactedCooking Oven3New | King CountyManufactured - Highly ImpactedCooking OvenMarket Standard Cooking OvenNew | King CountyManufactured - Highly ImpactedCooking OvenNew | King County | Manufactured - Highly Impacted | Cooking Oven | 3 | Market Standard Cooking Oven | New | bar: 2023 to 2050
King CountySingle Family | King CountySingle FamilyCooking Oven | King CountySingle FamilyCooking Oven4 | King CountySingle FamilyCooking Oven4Existing | King CountySingle FamilyCooking OvenHigh Efficiency Convection Cooking OvenExisting | King CountySingle FamilyCooking OvenExisting | King County | Single Family | Cooking Oven | 4 | High Efficiency Convection Cooking Oven | Existing | 2.105% | 2.105% | 2.105% | 2.105% | 2.105% | 2.105% | 2.105% | 2.105% | 2.105% | 2.105% | 2.105% | 2.105% | 2.105% | 2.105% | 2.105% | 2.105% | 2.105% | 2.105% | 2.105% | 2.105% | 2.105% | 2.105% | 2.105% | 2.105% | 2.105% | 2.105% | 2.105% | 2.105%
King CountySingle Family | King CountySingle FamilyCooking Oven | King CountySingle FamilyCooking Oven4 | King CountySingle FamilyCooking Oven4New | King CountySingle FamilyCooking OvenHigh Efficiency Convection Cooking OvenNew | King CountySingle FamilyCooking OvenNew | King County | Single Family | Cooking Oven | 4 | High Efficiency Convection Cooking Oven | New | bar: 2023 to 2050
King CountySingle Family - Highly Impacted | King CountySingle Family - Highly ImpactedCooking Oven | King CountySingle Family - Highly ImpactedCooking Oven4 | King CountySingle Family - Highly ImpactedCooking Oven4Existing | King CountySingle Family - Highly ImpactedCooking OvenHigh Efficiency Convection Cooking OvenExisting | King CountySingle Family - Highly ImpactedCooking OvenExisting | King County | Single Family - Highly Impacted | Cooking Oven | 4 | High Efficiency Convection Cooking Oven | Existing | 2.105% | 2.105% | 2.105% | 2.105% | 2.105% | 2.105% | 2.105% | 2.105% | 2.105% | 2.105% | 2.105% | 2.105% | 2.105% | 2.105% | 2.105% | 2.105% | 2.105% | 2.105% | 2.105% | 2.105% | 2.105% | 2.105% | 2.105% | 2.105% | 2.105% | 2.105% | 2.105% | 2.105%
King CountySingle Family - Highly Impacted | King CountySingle Family - Highly ImpactedCooking Oven | King CountySingle Family - Highly ImpactedCooking Oven4 | King CountySingle Family - Highly ImpactedCooking Oven4New | King CountySingle Family - Highly ImpactedCooking OvenHigh Efficiency Convection Cooking OvenNew | King CountySingle Family - Highly ImpactedCooking OvenNew | King County | Single Family - Highly Impacted | Cooking Oven | 4 | High Efficiency Convection Cooking Oven | New | bar: 2023 to 2050
King CountyMultifamily | King CountyMultifamilyCooking Oven | King CountyMultifamilyCooking Oven4 | King CountyMultifamilyCooking Oven4Existing | King CountyMultifamilyCooking OvenHigh Efficiency Convection Cooking OvenExisting | King CountyMultifamilyCooking OvenExisting | King County | Multifamily | Cooking Oven | 4 | High Efficiency Convection Cooking Oven | Existing | 2.105% | 2.105% | 2.105% | 2.105% | 2.105% | 2.105% | 2.105% | 2.105% | 2.105% | 2.105% | 2.105% | 2.105% | 2.105% | 2.105% | 2.105% | 2.105% | 2.105% | 2.105% | 2.105% | 2.105% | 2.105% | 2.105% | 2.105% | 2.105% | 2.105% | 2.105% | 2.105% | 2.105%
King CountyMultifamily | King CountyMultifamilyCooking Oven | King CountyMultifamilyCooking Oven4 | King CountyMultifamilyCooking Oven4New | King CountyMultifamilyCooking OvenHigh Efficiency Convection Cooking OvenNew | King CountyMultifamilyCooking OvenNew | King County | Multifamily | Cooking Oven | 4 | High Efficiency Convection Cooking Oven | New | bar: 2023 to 2050
King CountyMultifamily - Highly Impacted | King CountyMultifamily - Highly ImpactedCooking Oven | King CountyMultifamily - Highly ImpactedCooking Oven4 | King CountyMultifamily - Highly ImpactedCooking Oven4Existing | King CountyMultifamily - Highly ImpactedCooking OvenHigh Efficiency Convection Cooking OvenExisting | King CountyMultifamily - Highly ImpactedCooking OvenExisting | King County | Multifamily - Highly Impacted | Cooking Oven | 4 | High Efficiency Convection Cooking Oven | Existing | 2.105% | 2.105% | 2.105% | 2.105% | 2.105% | 2.105% | 2.105% | 2.105% | 2.105% | 2.105% | 2.105% | 2.105% | 2.105% | 2.105% | 2.105% | 2.105% | 2.105% | 2.105% | 2.105% | 2.105% | 2.105% | 2.105% | 2.105% | 2.105% | 2.105% | 2.105% | 2.105% | 2.105%
King CountyMultifamily - Highly Impacted | King CountyMultifamily - Highly ImpactedCooking Oven | King CountyMultifamily - Highly ImpactedCooking Oven4 | King CountyMultifamily - Highly ImpactedCooking Oven4New | King CountyMultifamily - Highly ImpactedCooking OvenHigh Efficiency Convection Cooking OvenNew | King CountyMultifamily - Highly ImpactedCooking OvenNew | King County | Multifamily - Highly Impacted | Cooking Oven | 4 | High Efficiency Convection Cooking Oven | New | bar: 2023 to 2050
King CountyManufactured | King CountyManufacturedCooking Oven | King CountyManufacturedCooking Oven4 | King CountyManufacturedCooking Oven4Existing | King CountyManufacturedCooking OvenHigh Efficiency Convection Cooking OvenExisting | King CountyManufacturedCooking OvenExisting | King County | Manufactured | Cooking Oven | 4 | High Efficiency Convection Cooking Oven | Existing | 2.105% | 2.105% | 2.105% | 2.105% | 2.105% | 2.105% | 2.105% | 2.105% | 2.105% | 2.105% | 2.105% | 2.105% | 2.105% | 2.105% | 2.105% | 2.105% | 2.105% | 2.105% | 2.105% | 2.105% | 2.105% | 2.105% | 2.105% | 2.105% | 2.105% | 2.105% | 2.105% | 2.105%
King CountyManufactured | King CountyManufacturedCooking Oven | King CountyManufacturedCooking Oven4 | King CountyManufacturedCooking Oven4New | King CountyManufacturedCooking OvenHigh Efficiency Convection Cooking OvenNew | King CountyManufacturedCooking OvenNew | King County | Manufactured | Cooking Oven | 4 | High Efficiency Convection Cooking Oven | New | bar: 2023 to 2050
King CountyManufactured - Highly Impacted | King CountyManufactured - Highly ImpactedCooking Oven | King CountyManufactured - Highly ImpactedCooking Oven4 | King CountyManufactured - Highly ImpactedCooking Oven4Existing | King CountyManufactured - Highly ImpactedCooking OvenHigh Efficiency Convection Cooking OvenExisting | King CountyManufactured - Highly ImpactedCooking OvenExisting | King County | Manufactured - Highly Impacted | Cooking Oven | 4 | High Efficiency Convection Cooking Oven | Existing | 2.105% | 2.105% | 2.105% | 2.105% | 2.105% | 2.105% | 2.105% | 2.105% | 2.105% | 2.105% | 2.105% | 2.105% | 2.105% | 2.105% | 2.105% | 2.105% | 2.105% | 2.105% | 2.105% | 2.105% | 2.105% | 2.105% | 2.105% | 2.105% | 2.105% | 2.105% | 2.105% | 2.105%
King CountyManufactured - Highly Impacted | King CountyManufactured - Highly ImpactedCooking Oven | King CountyManufactured - Highly ImpactedCooking Oven4 | King CountyManufactured - Highly ImpactedCooking Oven4New | King CountyManufactured - Highly ImpactedCooking OvenHigh Efficiency Convection Cooking OvenNew | King CountyManufactured - Highly ImpactedCooking OvenNew | King County | Manufactured - Highly Impacted | Cooking Oven | 4 | High Efficiency Convection Cooking Oven | New | bar: 2023 to 2050
King CountySingle Family | King CountySingle FamilyCooking Range | King CountySingle FamilyCooking Range1 | King CountySingle FamilyCooking Range1Existing | King CountySingle FamilyCooking RangeFederal Standard 2012 Cooking RangeExisting | King CountySingle FamilyCooking RangeExisting | King County | Single Family | Cooking Range | 1 | Federal Standard 2012 Cooking Range | Existing | 100% | 100% | 100% | 100% | 100% | 100% | 100% | 100% | 100% | 100% | 100% | 100% | 100% | 100% | 100% | 100% | 100% | 100% | 100% | 100% | 100% | 100% | 100% | 100% | 100% | 100% | 100% | 100%
King CountySingle Family | King CountySingle FamilyCooking Range | King CountySingle FamilyCooking Range1 | King CountySingle FamilyCooking Range1New | King CountySingle FamilyCooking RangeFederal Standard 2012 Cooking RangeNew | King CountySingle FamilyCooking RangeNew | King County | Single Family | Cooking Range | 1 | Federal Standard 2012 Cooking Range | New | 100% | 100% | 100% | 100% | 100% | 100% | 100% | 100% | 100% | 100% | 100% | 100% | 100% | 100% | 100% | 100% | 100% | 100% | 100% | 100% | 100% | 100% | 100% | 100% | 100% | 100% | 100% | 100%
King CountySingle Family - Highly Impacted | King CountySingle Family - Highly ImpactedCooking Range | King CountySingle Family - Highly ImpactedCooking Range1 | King CountySingle Family - Highly ImpactedCooking Range1Existing | King CountySingle Family - Highly ImpactedCooking RangeFederal Standard 2012 Cooking RangeExisting | King CountySingle Family - Highly ImpactedCooking RangeExisting | King County | Single Family - Highly Impacted | Cooking Range | 1 | Federal Standard 2012 Cooking Range | Existing | 100% | 100% | 100% | 100% | 100% | 100% | 100% | 100% | 100% | 100% | 100% | 100% | 100% | 100% | 100% | 100% | 100% | 100% | 100% | 100% | 100% | 100% | 100% | 100% | 100% | 100% | 100% | 100%
King CountySingle Family - Highly Impacted | King CountySingle Family - Highly ImpactedCooking Range | King CountySingle Family - Highly ImpactedCooking Range1 | King CountySingle Family - Highly ImpactedCooking Range1New | King CountySingle Family - Highly ImpactedCooking RangeFederal Standard 2012 Cooking RangeNew | King CountySingle Family - Highly ImpactedCooking RangeNew | King County | Single Family - Highly Impacted | Cooking Range | 1 | Federal Standard 2012 Cooking Range | New | 100% | 100% | 100% | 100% | 100% | 100% | 100% | 100% | 100% | 100% | 100% | 100% | 100% | 100% | 100% | 100% | 100% | 100% | 100% | 100% | 100% | 100% | 100% | 100% | 100% | 100% | 100% | 100%
King CountyMultifamily | King CountyMultifamilyCooking Range | King CountyMultifamilyCooking Range1 | King CountyMultifamilyCooking Range1Existing | King CountyMultifamilyCooking RangeFederal Standard 2012 Cooking RangeExisting | King CountyMultifamilyCooking RangeExisting | King County | Multifamily | Cooking Range | 1 | Federal Standard 2012 Cooking Range | Existing | 100% | 100% | 100% | 100% | 100% | 100% | 100% | 100% | 100% | 100% | 100% | 100% | 100% | 100% | 100% | 100% | 100% | 100% | 100% | 100% | 100% | 100% | 100% | 100% | 100% | 100% | 100% | 100%
King CountyMultifamily | King CountyMultifamilyCooking Range | King CountyMultifamilyCooking Range1 | King CountyMultifamilyCooking Range1New | King CountyMultifamilyCooking RangeFederal Standard 2012 Cooking RangeNew | King CountyMultifamilyCooking RangeNew | King County | Multifamily | Cooking Range | 1 | Federal Standard 2012 Cooking Range | New | 100% | 100% | 100% | 100% | 100% | 100% | 100% | 100% | 100% | 100% | 100% | 100% | 100% | 100% | 100% | 100% | 100% | 100% | 100% | 100% | 100% | 100% | 100% | 100% | 100% | 100% | 100% | 100%
King CountyMultifamily - Highly Impacted | King CountyMultifamily - Highly ImpactedCooking Range | King CountyMultifamily - Highly ImpactedCooking Range1 | King CountyMultifamily - Highly ImpactedCooking Range1Existing | King CountyMultifamily - Highly ImpactedCooking RangeFederal Standard 2012 Cooking RangeExisting | King CountyMultifamily - Highly ImpactedCooking RangeExisting | King County | Multifamily - Highly Impacted | Cooking Range | 1 | Federal Standard 2012 Cooking Range | Existing | 100% | 100% | 100% | 100% | 100% | 100% | 100% | 100% | 100% | 100% | 100% | 100% | 100% | 100% | 100% | 100% | 100% | 100% | 100% | 100% | 100% | 100% | 100% | 100% | 100% | 100% | 100% | 100%
King CountyMultifamily - Highly Impacted | King CountyMultifamily - Highly ImpactedCooking Range | King CountyMultifamily - Highly ImpactedCooking Range1 | King CountyMultifamily - Highly ImpactedCooking Range1New | King CountyMultifamily - Highly ImpactedCooking RangeFederal Standard 2012 Cooking RangeNew | King CountyMultifamily - Highly ImpactedCooking RangeNew | King County | Multifamily - Highly Impacted | Cooking Range | 1 | Federal Standard 2012 Cooking Range | New | 100% | 100% | 100% | 100% | 100% | 100% | 100% | 100% | 100% | 100% | 100% | 100% | 100% | 100% | 100% | 100% | 100% | 100% | 100% | 100% | 100% | 100% | 100% | 100% | 100% | 100% | 100% | 100%
King CountyManufactured | King CountyManufacturedCooking Range | King CountyManufacturedCooking Range1 | King CountyManufacturedCooking Range1Existing | King CountyManufacturedCooking RangeFederal Standard 2012 Cooking RangeExisting | King CountyManufacturedCooking RangeExisting | King County | Manufactured | Cooking Range | 1 | Federal Standard 2012 Cooking Range | Existing | 100% | 100% | 100% | 100% | 100% | 100% | 100% | 100% | 100% | 100% | 100% | 100% | 100% | 100% | 100% | 100% | 100% | 100% | 100% | 100% | 100% | 100% | 100% | 100% | 100% | 100% | 100% | 100%
King CountyManufactured | King CountyManufacturedCooking Range | King CountyManufacturedCooking Range1 | King CountyManufacturedCooking Range1New | King CountyManufacturedCooking RangeFederal Standard 2012 Cooking RangeNew | King CountyManufacturedCooking RangeNew | King County | Manufactured | Cooking Range | 1 | Federal Standard 2012 Cooking Range | New | 100% | 100% | 100% | 100% | 100% | 100% | 100% | 100% | 100% | 100% | 100% | 100% | 100% | 100% | 100% | 100% | 100% | 100% | 100% | 100% | 100% | 100% | 100% | 100% | 100% | 100% | 100% | 100%
King CountyManufactured - Highly Impacted | King CountyManufactured - Highly ImpactedCooking Range | King CountyManufactured - Highly ImpactedCooking Range1 | King CountyManufactured - Highly ImpactedCooking Range1Existing | King CountyManufactured - Highly ImpactedCooking RangeFederal Standard 2012 Cooking RangeExisting | King CountyManufactured - Highly ImpactedCooking RangeExisting | King County | Manufactured - Highly Impacted | Cooking Range | 1 | Federal Standard 2012 Cooking Range | Existing | 100% | 100% | 100% | 100% | 100% | 100% | 100% | 100% | 100% | 100% | 100% | 100% | 100% | 100% | 100% | 100% | 100% | 100% | 100% | 100% | 100% | 100% | 100% | 100% | 100% | 100% | 100% | 100%
King CountyManufactured - Highly Impacted | King CountyManufactured - Highly ImpactedCooking Range | King CountyManufactured - Highly ImpactedCooking Range1 | King CountyManufactured - Highly ImpactedCooking Range1New | King CountyManufactured - Highly ImpactedCooking RangeFederal Standard 2012 Cooking RangeNew | King CountyManufactured - Highly ImpactedCooking RangeNew | King County | Manufactured - Highly Impacted | Cooking Range | 1 | Federal Standard 2012 Cooking Range | New | 100% | 100% | 100% | 100% | 100% | 100% | 100% | 100% | 100% | 100% | 100% | 100% | 100% | 100% | 100% | 100% | 100% | 100% | 100% | 100% | 100% | 100% | 100% | 100% | 100% | 100% | 100% | 100%
King CountySingle Family | King CountySingle FamilyOther | King CountySingle FamilyOther1 | King CountySingle FamilyOther1Existing | King CountySingle FamilyOtherStandard Other EquipmentExisting | King CountySingle FamilyOtherExisting | King County | Single Family | Other | 1 | Standard Other Equipment | Existing | 100% | 100% | 100% | 100% | 100% | 100% | 100% | 100% | 100% | 100% | 100% | 100% | 100% | 100% | 100% | 100% | 100% | 100% | 100% | 100% | 100% | 100% | 100% | 100% | 100% | 100% | 100% | 100%
King CountySingle Family | King CountySingle FamilyOther | King CountySingle FamilyOther1 | King CountySingle FamilyOther1New | King CountySingle FamilyOtherStandard Other EquipmentNew | King CountySingle FamilyOtherNew | King County | Single Family | Other | 1 | Standard Other Equipment | New | 100% | 100% | 100% | 100% | 100% | 100% | 100% | 100% | 100% | 100% | 100% | 100% | 100% | 100% | 100% | 100% | 100% | 100% | 100% | 100% | 100% | 100% | 100% | 100% | 100% | 100% | 100% | 100%
King CountySingle Family - Highly Impacted | King CountySingle Family - Highly ImpactedOther | King CountySingle Family - Highly ImpactedOther1 | King CountySingle Family - Highly ImpactedOther1Existing | King CountySingle Family - Highly ImpactedOtherStandard Other EquipmentExisting | King CountySingle Family - Highly ImpactedOtherExisting | King County | Single Family - Highly Impacted | Other | 1 | Standard Other Equipment | Existing | 100% | 100% | 100% | 100% | 100% | 100% | 100% | 100% | 100% | 100% | 100% | 100% | 100% | 100% | 100% | 100% | 100% | 100% | 100% | 100% | 100% | 100% | 100% | 100% | 100% | 100% | 100% | 100%
King CountySingle Family - Highly Impacted | King CountySingle Family - Highly ImpactedOther | King CountySingle Family - Highly ImpactedOther1 | King CountySingle Family - Highly ImpactedOther1New | King CountySingle Family - Highly ImpactedOtherStandard Other EquipmentNew | King CountySingle Family - Highly ImpactedOtherNew | King County | Single Family - Highly Impacted | Other | 1 | Standard Other Equipment | New | 100% | 100% | 100% | 100% | 100% | 100% | 100% | 100% | 100% | 100% | 100% | 100% | 100% | 100% | 100% | 100% | 100% | 100% | 100% | 100% | 100% | 100% | 100% | 100% | 100% | 100% | 100% | 100%
King CountyMultifamily | King CountyMultifamilyOther | King CountyMultifamilyOther1 | King CountyMultifamilyOther1Existing | King CountyMultifamilyOtherStandard Other EquipmentExisting | King CountyMultifamilyOtherExisting | King County | Multifamily | Other | 1 | Standard Other Equipment | Existing | 100% | 100% | 100% | 100% | 100% | 100% | 100% | 100% | 100% | 100% | 100% | 100% | 100% | 100% | 100% | 100% | 100% | 100% | 100% | 100% | 100% | 100% | 100% | 100% | 100% | 100% | 100% | 100%
King CountyMultifamily | King CountyMultifamilyOther | King CountyMultifamilyOther1 | King CountyMultifamilyOther1New | King CountyMultifamilyOtherStandard Other EquipmentNew | King CountyMultifamilyOtherNew | King County | Multifamily | Other | 1 | Standard Other Equipment | New | 100% | 100% | 100% | 100% | 100% | 100% | 100% | 100% | 100% | 100% | 100% | 100% | 100% | 100% | 100% | 100% | 100% | 100% | 100% | 100% | 100% | 100% | 100% | 100% | 100% | 100% | 100% | 100%
King CountyMultifamily - Highly Impacted | King CountyMultifamily - Highly ImpactedOther | King CountyMultifamily - Highly ImpactedOther1 | King CountyMultifamily - Highly ImpactedOther1Existing | King CountyMultifamily - Highly ImpactedOtherStandard Other EquipmentExisting | King CountyMultifamily - Highly ImpactedOtherExisting | King County | Multifamily - Highly Impacted | Other | 1 | Standard Other Equipment | Existing | 100% | 100% | 100% | 100% | 100% | 100% | 100% | 100% | 100% | 100% | 100% | 100% | 100% | 100% | 100% | 100% | 100% | 100% | 100% | 100% | 100% | 100% | 100% | 100% | 100% | 100% | 100% | 100%
King CountyMultifamily - Highly Impacted | King CountyMultifamily - Highly ImpactedOther | King CountyMultifamily - Highly ImpactedOther1 | King CountyMultifamily - Highly ImpactedOther1New | King CountyMultifamily - Highly ImpactedOtherStandard Other EquipmentNew | King CountyMultifamily - Highly ImpactedOtherNew | King County | Multifamily - Highly Impacted | Other | 1 | Standard Other Equipment | New | 100% | 100% | 100% | 100% | 100% | 100% | 100% | 100% | 100% | 100% | 100% | 100% | 100% | 100% | 100% | 100% | 100% | 100% | 100% | 100% | 100% | 100% | 100% | 100% | 100% | 100% | 100% | 100%
King CountyManufactured | King CountyManufacturedOther | King CountyManufacturedOther1 | King CountyManufacturedOther1Existing | King CountyManufacturedOtherStandard Other EquipmentExisting | King CountyManufacturedOtherExisting | King County | Manufactured | Other | 1 | Standard Other Equipment | Existing | 100% | 100% | 100% | 100% | 100% | 100% | 100% | 100% | 100% | 100% | 100% | 100% | 100% | 100% | 100% | 100% | 100% | 100% | 100% | 100% | 100% | 100% | 100% | 100% | 100% | 100% | 100% | 100%
King CountyManufactured | King CountyManufacturedOther | King CountyManufacturedOther1 | King CountyManufacturedOther1New | King CountyManufacturedOtherStandard Other EquipmentNew | King CountyManufacturedOtherNew | King County | Manufactured | Other | 1 | Standard Other Equipment | New | 100% | 100% | 100% | 100% | 100% | 100% | 100% | 100% | 100% | 100% | 100% | 100% | 100% | 100% | 100% | 100% | 100% | 100% | 100% | 100% | 100% | 100% | 100% | 100% | 100% | 100% | 100% | 100%
King CountyManufactured - Highly Impacted | King CountyManufactured - Highly ImpactedOther | King CountyManufactured - Highly ImpactedOther1 | King CountyManufactured - Highly ImpactedOther1Existing | King CountyManufactured - Highly ImpactedOtherStandard Other EquipmentExisting | King CountyManufactured - Highly ImpactedOtherExisting | King County | Manufactured - Highly Impacted | Other | 1 | Standard Other Equipment | Existing | 100% | 100% | 100% | 100% | 100% | 100% | 100% | 100% | 100% | 100% | 100% | 100% | 100% | 100% | 100% | 100% | 100% | 100% | 100% | 100% | 100% | 100% | 100% | 100% | 100% | 100% | 100% | 100%
King CountyManufactured - Highly Impacted | King CountyManufactured - Highly ImpactedOther | King CountyManufactured - Highly ImpactedOther1 | King CountyManufactured - Highly ImpactedOther1New | King CountyManufactured - Highly ImpactedOtherStandard Other EquipmentNew | King CountyManufactured - Highly ImpactedOtherNew | King County | Manufactured - Highly Impacted | Other | 1 | Standard Other Equipment | New | 100% | 100% | 100% | 100% | 100% | 100% | 100% | 100% | 100% | 100% | 100% | 100% | 100% | 100% | 100% | 100% | 100% | 100% | 100% | 100% | 100% | 100% | 100% | 100% | 100% | 100% | 100% | 100%
King CountySingle Family | King CountySingle FamilyDryer | King CountySingle FamilyDryer1 | King CountySingle FamilyDryer1Existing | King CountySingle FamilyDryerBelow Standard Dryer - CEF/EF 1.57/1.82 (Gas Dryer)Existing | King CountySingle FamilyDryerExisting | King County | Single Family | Dryer | 1 | Below Standard Dryer - CEF/EF 1.57/1.82 (Gas Dryer) | Existing | bar: 2023 to 2050
King CountySingle Family | King CountySingle FamilyDryer | King CountySingle FamilyDryer1 | King CountySingle FamilyDryer1New | King CountySingle FamilyDryerBelow Standard Dryer - CEF/EF 1.57/1.82 (Gas Dryer)New | King CountySingle FamilyDryerNew | King County | Single Family | Dryer | 1 | Below Standard Dryer - CEF/EF 1.57/1.82 (Gas Dryer) | New | bar: 2023 to 2050
King CountySingle Family - Highly Impacted | King CountySingle Family - Highly ImpactedDryer | King CountySingle Family - Highly ImpactedDryer1 | King CountySingle Family - Highly ImpactedDryer1Existing | King CountySingle Family - Highly ImpactedDryerBelow Standard Dryer - CEF/EF 1.57/1.82 (Gas Dryer)Existing | King CountySingle Family - Highly ImpactedDryerExisting | King County | Single Family - Highly Impacted | Dryer | 1 | Below Standard Dryer - CEF/EF 1.57/1.82 (Gas Dryer) | Existing | bar: 2023 to 2050
King CountySingle Family - Highly Impacted | King CountySingle Family - Highly ImpactedDryer | King CountySingle Family - Highly ImpactedDryer1 | King CountySingle Family - Highly ImpactedDryer1New | King CountySingle Family - Highly ImpactedDryerBelow Standard Dryer - CEF/EF 1.57/1.82 (Gas Dryer)New | King CountySingle Family - Highly ImpactedDryerNew | King County | Single Family - Highly Impacted | Dryer | 1 | Below Standard Dryer - CEF/EF 1.57/1.82 (Gas Dryer) | New | bar: 2023 to 2050
King CountyMultifamily | King CountyMultifamilyDryer | King CountyMultifamilyDryer1 | King CountyMultifamilyDryer1Existing | King CountyMultifamilyDryerBelow Standard Dryer - CEF/EF 1.57/1.82 (Gas Dryer)Existing | King CountyMultifamilyDryerExisting | King County | Multifamily | Dryer | 1 | Below Standard Dryer - CEF/EF 1.57/1.82 (Gas Dryer) | Existing | bar: 2023 to 2050
King CountyMultifamily | King CountyMultifamilyDryer | King CountyMultifamilyDryer1 | King CountyMultifamilyDryer1New | King CountyMultifamilyDryerBelow Standard Dryer - CEF/EF 1.57/1.82 (Gas Dryer)New | King CountyMultifamilyDryerNew | King County | Multifamily | Dryer | 1 | Below Standard Dryer - CEF/EF 1.57/1.82 (Gas Dryer) | New | bar: 2023 to 2050
King CountyMultifamily - Highly Impacted | King CountyMultifamily - Highly ImpactedDryer | King CountyMultifamily - Highly ImpactedDryer1 | King CountyMultifamily - Highly ImpactedDryer1Existing | King CountyMultifamily - Highly ImpactedDryerBelow Standard Dryer - CEF/EF 1.57/1.82 (Gas Dryer)Existing | King CountyMultifamily - Highly ImpactedDryerExisting | King County | Multifamily - Highly Impacted | Dryer | 1 | Below Standard Dryer - CEF/EF 1.57/1.82 (Gas Dryer) | Existing | bar: 2023 to 2050
King CountyMultifamily - Highly Impacted | King CountyMultifamily - Highly ImpactedDryer | King CountyMultifamily - Highly ImpactedDryer1 | King CountyMultifamily - Highly ImpactedDryer1New | King CountyMultifamily - Highly ImpactedDryerBelow Standard Dryer - CEF/EF 1.57/1.82 (Gas Dryer)New | King CountyMultifamily - Highly ImpactedDryerNew | King County | Multifamily - Highly Impacted | Dryer | 1 | Below Standard Dryer - CEF/EF 1.57/1.82 (Gas Dryer) | New | bar: 2023 to 2050
King CountyManufactured | King CountyManufacturedDryer | King CountyManufacturedDryer1 | King CountyManufacturedDryer1Existing | King CountyManufacturedDryerBelow Standard Dryer - CEF/EF 1.57/1.82 (Gas Dryer)Existing | King CountyManufacturedDryerExisting | King County | Manufactured | Dryer | 1 | Below Standard Dryer - CEF/EF 1.57/1.82 (Gas Dryer) | Existing | bar: 2023 to 2050
King CountyManufactured | King CountyManufacturedDryer | King CountyManufacturedDryer1 | King CountyManufacturedDryer1New | King CountyManufacturedDryerBelow Standard Dryer - CEF/EF 1.57/1.82 (Gas Dryer)New | King CountyManufacturedDryerNew | King County | Manufactured | Dryer | 1 | Below Standard Dryer - CEF/EF 1.57/1.82 (Gas Dryer) | New | bar: 2023 to 2050
King CountyManufactured - Highly Impacted | King CountyManufactured - Highly ImpactedDryer | King CountyManufactured - Highly ImpactedDryer1 | King CountyManufactured - Highly ImpactedDryer1Existing | King CountyManufactured - Highly ImpactedDryerBelow Standard Dryer - CEF/EF 1.57/1.82 (Gas Dryer)Existing | King CountyManufactured - Highly ImpactedDryerExisting | King County | Manufactured - Highly Impacted | Dryer | 1 | Below Standard Dryer - CEF/EF 1.57/1.82 (Gas Dryer) | Existing | bar: 2023 to 2050
King CountyManufactured - Highly Impacted | King CountyManufactured - Highly ImpactedDryer | King CountyManufactured - Highly ImpactedDryer1 | King CountyManufactured - Highly ImpactedDryer1New | King CountyManufactured - Highly ImpactedDryerBelow Standard Dryer - CEF/EF 1.57/1.82 (Gas Dryer)New | King CountyManufactured - Highly ImpactedDryerNew | King County | Manufactured - Highly Impacted | Dryer | 1 | Below Standard Dryer - CEF/EF 1.57/1.82 (Gas Dryer) | New | bar: 2023 to 2050
King CountySingle Family | King CountySingle FamilyDryer | King CountySingle FamilyDryer2 | King CountySingle FamilyDryer2Existing | King CountySingle FamilyDryerFederal Standard 2015 Dryer - CEF/EF 2.84/3.30 (Gas Dryer)Existing | King CountySingle FamilyDryerExisting | King County | Single Family | Dryer | 2 | Federal Standard 2015 Dryer - CEF/EF 2.84/3.30 (Gas Dryer) | Existing | 46% | 46% | 46% | 46% | 46% | 46% | 46% | 46% | 46% | 46% | 46% | 46% | 46% | 46% | 46% | 46% | 46% | 46% | 46% | 46% | 46% | 46% | 46% | 46% | 46% | 46% | 46% | 46%
King CountySingle Family | King CountySingle FamilyDryer | King CountySingle FamilyDryer2 | King CountySingle FamilyDryer2New | King CountySingle FamilyDryerFederal Standard 2015 Dryer - CEF/EF 2.84/3.30 (Gas Dryer)New | King CountySingle FamilyDryerNew | King County | Single Family | Dryer | 2 | Federal Standard 2015 Dryer - CEF/EF 2.84/3.30 (Gas Dryer) | New | 46% | 46% | 46% | 46% | 46% | 46% | 46% | 46% | 46% | 46% | 46% | 46% | 46% | 46% | 46% | 46% | 46% | 46% | 46% | 46% | 46% | 46% | 46% | 46% | 46% | 46% | 46% | 46%
King CountySingle Family - Highly Impacted | King CountySingle Family - Highly ImpactedDryer | King CountySingle Family - Highly ImpactedDryer2 | King CountySingle Family - Highly ImpactedDryer2Existing | King CountySingle Family - Highly ImpactedDryerFederal Standard 2015 Dryer - CEF/EF 2.84/3.30 (Gas Dryer)Existing | King CountySingle Family - Highly ImpactedDryerExisting | King County | Single Family - Highly Impacted | Dryer | 2 | Federal Standard 2015 Dryer - CEF/EF 2.84/3.30 (Gas Dryer) | Existing | 46% | 46% | 46% | 46% | 46% | 46% | 46% | 46% | 46% | 46% | 46% | 46% | 46% | 46% | 46% | 46% | 46% | 46% | 46% | 46% | 46% | 46% | 46% | 46% | 46% | 46% | 46% | 46%
King CountySingle Family - Highly Impacted | King CountySingle Family - Highly ImpactedDryer | King CountySingle Family - Highly ImpactedDryer2 | King CountySingle Family - Highly ImpactedDryer2New | King CountySingle Family - Highly ImpactedDryerFederal Standard 2015 Dryer - CEF/EF 2.84/3.30 (Gas Dryer)New | King CountySingle Family - Highly ImpactedDryerNew | King County | Single Family - Highly Impacted | Dryer | 2 | Federal Standard 2015 Dryer - CEF/EF 2.84/3.30 (Gas Dryer) | New | 46% | 46% | 46% | 46% | 46% | 46% | 46% | 46% | 46% | 46% | 46% | 46% | 46% | 46% | 46% | 46% | 46% | 46% | 46% | 46% | 46% | 46% | 46% | 46% | 46% | 46% | 46% | 46%
King CountyMultifamily | King CountyMultifamilyDryer | King CountyMultifamilyDryer2 | King CountyMultifamilyDryer2Existing | King CountyMultifamilyDryerFederal Standard 2015 Dryer - CEF/EF 2.84/3.30 (Gas Dryer)Existing | King CountyMultifamilyDryerExisting | King County | Multifamily | Dryer | 2 | Federal Standard 2015 Dryer - CEF/EF 2.84/3.30 (Gas Dryer) | Existing | 46% | 46% | 46% | 46% | 46% | 46% | 46% | 46% | 46% | 46% | 46% | 46% | 46% | 46% | 46% | 46% | 46% | 46% | 46% | 46% | 46% | 46% | 46% | 46% | 46% | 46% | 46% | 46%
King CountyMultifamily | King CountyMultifamilyDryer | King CountyMultifamilyDryer2 | King CountyMultifamilyDryer2New | King CountyMultifamilyDryerFederal Standard 2015 Dryer - CEF/EF 2.84/3.30 (Gas Dryer)New | King CountyMultifamilyDryerNew | King County | Multifamily | Dryer | 2 | Federal Standard 2015 Dryer - CEF/EF 2.84/3.30 (Gas Dryer) | New | 46% | 46% | 46% | 46% | 46% | 46% | 46% | 46% | 46% | 46% | 46% | 46% | 46% | 46% | 46% | 46% | 46% | 46% | 46% | 46% | 46% | 46% | 46% | 46% | 46% | 46% | 46% | 46%
King CountyMultifamily - Highly Impacted | King CountyMultifamily - Highly ImpactedDryer | King CountyMultifamily - Highly ImpactedDryer2 | King CountyMultifamily - Highly ImpactedDryer2Existing | King CountyMultifamily - Highly ImpactedDryerFederal Standard 2015 Dryer - CEF/EF 2.84/3.30 (Gas Dryer)Existing | King CountyMultifamily - Highly ImpactedDryerExisting | King County | Multifamily - Highly Impacted | Dryer | 2 | Federal Standard 2015 Dryer - CEF/EF 2.84/3.30 (Gas Dryer) | Existing | 46% | 46% | 46% | 46% | 46% | 46% | 46% | 46% | 46% | 46% | 46% | 46% | 46% | 46% | 46% | 46% | 46% | 46% | 46% | 46% | 46% | 46% | 46% | 46% | 46% | 46% | 46% | 46%
King CountyMultifamily - Highly Impacted | King CountyMultifamily - Highly ImpactedDryer | King CountyMultifamily - Highly ImpactedDryer2 | King CountyMultifamily - Highly ImpactedDryer2New | King CountyMultifamily - Highly ImpactedDryerFederal Standard 2015 Dryer - CEF/EF 2.84/3.30 (Gas Dryer)New | King CountyMultifamily - Highly ImpactedDryerNew | King County | Multifamily - Highly Impacted | Dryer | 2 | Federal Standard 2015 Dryer - CEF/EF 2.84/3.30 (Gas Dryer) | New | 46% | 46% | 46% | 46% | 46% | 46% | 46% | 46% | 46% | 46% | 46% | 46% | 46% | 46% | 46% | 46% | 46% | 46% | 46% | 46% | 46% | 46% | 46% | 46% | 46% | 46% | 46% | 46%
King CountyManufactured | King CountyManufacturedDryer | King CountyManufacturedDryer2 | King CountyManufacturedDryer2Existing | King CountyManufacturedDryerFederal Standard 2015 Dryer - CEF/EF 2.84/3.30 (Gas Dryer)Existing | King CountyManufacturedDryerExisting | King County | Manufactured | Dryer | 2 | Federal Standard 2015 Dryer - CEF/EF 2.84/3.30 (Gas Dryer) | Existing | 46% | 46% | 46% | 46% | 46% | 46% | 46% | 46% | 46% | 46% | 46% | 46% | 46% | 46% | 46% | 46% | 46% | 46% | 46% | 46% | 46% | 46% | 46% | 46% | 46% | 46% | 46% | 46%
King CountyManufactured | King CountyManufacturedDryer | King CountyManufacturedDryer2 | King CountyManufacturedDryer2New | King CountyManufacturedDryerFederal Standard 2015 Dryer - CEF/EF 2.84/3.30 (Gas Dryer)New | King CountyManufacturedDryerNew | King County | Manufactured | Dryer | 2 | Federal Standard 2015 Dryer - CEF/EF 2.84/3.30 (Gas Dryer) | New | 46% | 46% | 46% | 46% | 46% | 46% | 46% | 46% | 46% | 46% | 46% | 46% | 46% | 46% | 46% | 46% | 46% | 46% | 46% | 46% | 46% | 46% | 46% | 46% | 46% | 46% | 46% | 46%
King CountyManufactured - Highly Impacted | King CountyManufactured - Highly ImpactedDryer | King CountyManufactured - Highly ImpactedDryer2 | King CountyManufactured - Highly ImpactedDryer2Existing | King CountyManufactured - Highly ImpactedDryerFederal Standard 2015 Dryer - CEF/EF 2.84/3.30 (Gas Dryer)Existing | King CountyManufactured - Highly ImpactedDryerExisting | King County | Manufactured - Highly Impacted | Dryer | 2 | Federal Standard 2015 Dryer - CEF/EF 2.84/3.30 (Gas Dryer) | Existing | 46% | 46% | 46% | 46% | 46% | 46% | 46% | 46% | 46% | 46% | 46% | 46% | 46% | 46% | 46% | 46% | 46% | 46% | 46% | 46% | 46% | 46% | 46% | 46% | 46% | 46% | 46% | 46%
King CountyManufactured - Highly Impacted | King CountyManufactured - Highly ImpactedDryer | King CountyManufactured - Highly ImpactedDryer2 | King CountyManufactured - Highly ImpactedDryer2New | King CountyManufactured - Highly ImpactedDryerFederal Standard 2015 Dryer - CEF/EF 2.84/3.30 (Gas Dryer)New | King CountyManufactured - Highly ImpactedDryerNew | King County | Manufactured - Highly Impacted | Dryer | 2 | Federal Standard 2015 Dryer - CEF/EF 2.84/3.30 (Gas Dryer) | New | 46% | 46% | 46% | 46% | 46% | 46% | 46% | 46% | 46% | 46% | 46% | 46% | 46% | 46% | 46% | 46% | 46% | 46% | 46% | 46% | 46% | 46% | 46% | 46% | 46% | 46% | 46% | 46%
King CountySingle Family | King CountySingle FamilyDryer | King CountySingle FamilyDryer3 | King CountySingle FamilyDryer3Existing | King CountySingle FamilyDryerMarket Standard DryerExisting | King CountySingle FamilyDryerExisting | King County | Single Family | Dryer | 3 | Market Standard Dryer | Existing | bar: 2023 to 2050
King CountySingle Family | King CountySingle FamilyDryer | King CountySingle FamilyDryer3 | King CountySingle FamilyDryer3New | King CountySingle FamilyDryerMarket Standard DryerNew | King CountySingle FamilyDryerNew | King County | Single Family | Dryer | 3 | Market Standard Dryer | New | bar: 2023 to 2050
King CountySingle Family - Highly Impacted | King CountySingle Family - Highly ImpactedDryer | King CountySingle Family - Highly ImpactedDryer3 | King CountySingle Family - Highly ImpactedDryer3Existing | King CountySingle Family - Highly ImpactedDryerMarket Standard DryerExisting | King CountySingle Family - Highly ImpactedDryerExisting | King County | Single Family - Highly Impacted | Dryer | 3 | Market Standard Dryer | Existing | bar: 2023 to 2050
King CountySingle Family - Highly Impacted | King CountySingle Family - Highly ImpactedDryer | King CountySingle Family - Highly ImpactedDryer3 | King CountySingle Family - Highly ImpactedDryer3New | King CountySingle Family - Highly ImpactedDryerMarket Standard DryerNew | King CountySingle Family - Highly ImpactedDryerNew | King County | Single Family - Highly Impacted | Dryer | 3 | Market Standard Dryer | New | bar: 2023 to 2050
King CountyMultifamily | King CountyMultifamilyDryer | King CountyMultifamilyDryer3 | King CountyMultifamilyDryer3Existing | King CountyMultifamilyDryerMarket Standard DryerExisting | King CountyMultifamilyDryerExisting | King County | Multifamily | Dryer | 3 | Market Standard Dryer | Existing | bar: 2023 to 2050
King CountyMultifamily | King CountyMultifamilyDryer | King CountyMultifamilyDryer3 | King CountyMultifamilyDryer3New | King CountyMultifamilyDryerMarket Standard DryerNew | King CountyMultifamilyDryerNew | King County | Multifamily | Dryer | 3 | Market Standard Dryer | New | bar: 2023 to 2050
King CountyMultifamily - Highly Impacted | King CountyMultifamily - Highly ImpactedDryer | King CountyMultifamily - Highly ImpactedDryer3 | King CountyMultifamily - Highly ImpactedDryer3Existing | King CountyMultifamily - Highly ImpactedDryerMarket Standard DryerExisting | King CountyMultifamily - Highly ImpactedDryerExisting | King County | Multifamily - Highly Impacted | Dryer | 3 | Market Standard Dryer | Existing | bar: 2023 to 2050
King CountyMultifamily - Highly Impacted | King CountyMultifamily - Highly ImpactedDryer | King CountyMultifamily - Highly ImpactedDryer3 | King CountyMultifamily - Highly ImpactedDryer3New | King CountyMultifamily - Highly ImpactedDryerMarket Standard DryerNew | King CountyMultifamily - Highly ImpactedDryerNew | King County | Multifamily - Highly Impacted | Dryer | 3 | Market Standard Dryer | New | bar: 2023 to 2050
King CountyManufactured | King CountyManufacturedDryer | King CountyManufacturedDryer3 | King CountyManufacturedDryer3Existing | King CountyManufacturedDryerMarket Standard DryerExisting | King CountyManufacturedDryerExisting | King County | Manufactured | Dryer | 3 | Market Standard Dryer | Existing | bar: 2023 to 2050
King CountyManufactured | King CountyManufacturedDryer | King CountyManufacturedDryer3 | King CountyManufacturedDryer3New | King CountyManufacturedDryerMarket Standard DryerNew | King CountyManufacturedDryerNew | King County | Manufactured | Dryer | 3 | Market Standard Dryer | New | bar: 2023 to 2050
King CountyManufactured - Highly Impacted | King CountyManufactured - Highly ImpactedDryer | King CountyManufactured - Highly ImpactedDryer3 | King CountyManufactured - Highly ImpactedDryer3Existing | King CountyManufactured - Highly ImpactedDryerMarket Standard DryerExisting | King CountyManufactured - Highly ImpactedDryerExisting | King County | Manufactured - Highly Impacted | Dryer | 3 | Market Standard Dryer | Existing | bar: 2023 to 2050
King CountyManufactured - Highly Impacted | King CountyManufactured - Highly ImpactedDryer | King CountyManufactured - Highly ImpactedDryer3 | King CountyManufactured - Highly ImpactedDryer3New | King CountyManufactured - Highly ImpactedDryerMarket Standard DryerNew | King CountyManufactured - Highly ImpactedDryerNew | King County | Manufactured - Highly Impacted | Dryer | 3 | Market Standard Dryer | New | bar: 2023 to 2050
King CountySingle Family | King CountySingle FamilyDryer | King CountySingle FamilyDryer4 | King CountySingle FamilyDryer4Existing | King CountySingle FamilyDryerENERGY STAR Dryer - CEF 3.48 (Gas Dryer)Existing | King CountySingle FamilyDryerExisting | King County | Single Family | Dryer | 4 | ENERGY STAR Dryer - CEF 3.48 (Gas Dryer) | Existing | 51.7% | 51.7% | 51.7% | 51.7% | 51.7% | 51.7% | 51.7% | 51.7% | 51.7% | 51.7% | 51.7% | 51.7% | 51.7% | 51.7% | 51.7% | 51.7% | 51.7% | 51.7% | 51.7% | 51.7% | 51.7% | 51.7% | 51.7% | 51.7% | 51.7% | 51.7% | 51.7% | 51.7%
King CountySingle Family | King CountySingle FamilyDryer | King CountySingle FamilyDryer4 | King CountySingle FamilyDryer4New | King CountySingle FamilyDryerENERGY STAR Dryer - CEF 3.48 (Gas Dryer)New | King CountySingle FamilyDryerNew | King County | Single Family | Dryer | 4 | ENERGY STAR Dryer - CEF 3.48 (Gas Dryer) | New | 51.7% | 51.7% | 51.7% | 51.7% | 51.7% | 51.7% | 51.7% | 51.7% | 51.7% | 51.7% | 51.7% | 51.7% | 51.7% | 51.7% | 51.7% | 51.7% | 51.7% | 51.7% | 51.7% | 51.7% | 51.7% | 51.7% | 51.7% | 51.7% | 51.7% | 51.7% | 51.7% | 51.7%
King CountySingle Family - Highly Impacted | King CountySingle Family - Highly ImpactedDryer | King CountySingle Family - Highly ImpactedDryer4 | King CountySingle Family - Highly ImpactedDryer4Existing | King CountySingle Family - Highly ImpactedDryerENERGY STAR Dryer - CEF 3.48 (Gas Dryer)Existing | King CountySingle Family - Highly ImpactedDryerExisting | King County | Single Family - Highly Impacted | Dryer | 4 | ENERGY STAR Dryer - CEF 3.48 (Gas Dryer) | Existing | 51.7% | 51.7% | 51.7% | 51.7% | 51.7% | 51.7% | 51.7% | 51.7% | 51.7% | 51.7% | 51.7% | 51.7% | 51.7% | 51.7% | 51.7% | 51.7% | 51.7% | 51.7% | 51.7% | 51.7% | 51.7% | 51.7% | 51.7% | 51.7% | 51.7% | 51.7% | 51.7% | 51.7%
King CountySingle Family - Highly Impacted | King CountySingle Family - Highly ImpactedDryer | King CountySingle Family - Highly ImpactedDryer4 | King CountySingle Family - Highly ImpactedDryer4New | King CountySingle Family - Highly ImpactedDryerENERGY STAR Dryer - CEF 3.48 (Gas Dryer)New | King CountySingle Family - Highly ImpactedDryerNew | King County | Single Family - Highly Impacted | Dryer | 4 | ENERGY STAR Dryer - CEF 3.48 (Gas Dryer) | New | 51.7% | 51.7% | 51.7% | 51.7% | 51.7% | 51.7% | 51.7% | 51.7% | 51.7% | 51.7% | 51.7% | 51.7% | 51.7% | 51.7% | 51.7% | 51.7% | 51.7% | 51.7% | 51.7% | 51.7% | 51.7% | 51.7% | 51.7% | 51.7% | 51.7% | 51.7% | 51.7% | 51.7%
King CountyMultifamily | King CountyMultifamilyDryer | King CountyMultifamilyDryer4 | King CountyMultifamilyDryer4Existing | King CountyMultifamilyDryerENERGY STAR Dryer - CEF 3.48 (Gas Dryer)Existing | King CountyMultifamilyDryerExisting | King County | Multifamily | Dryer | 4 | ENERGY STAR Dryer - CEF 3.48 (Gas Dryer) | Existing | 51.7% | 51.7% | 51.7% | 51.7% | 51.7% | 51.7% | 51.7% | 51.7% | 51.7% | 51.7% | 51.7% | 51.7% | 51.7% | 51.7% | 51.7% | 51.7% | 51.7% | 51.7% | 51.7% | 51.7% | 51.7% | 51.7% | 51.7% | 51.7% | 51.7% | 51.7% | 51.7% | 51.7%
King CountyMultifamily | King CountyMultifamilyDryer | King CountyMultifamilyDryer4 | King CountyMultifamilyDryer4New | King CountyMultifamilyDryerENERGY STAR Dryer - CEF 3.48 (Gas Dryer)New | King CountyMultifamilyDryerNew | King County | Multifamily | Dryer | 4 | ENERGY STAR Dryer - CEF 3.48 (Gas Dryer) | New | 51.7% | 51.7% | 51.7% | 51.7% | 51.7% | 51.7% | 51.7% | 51.7% | 51.7% | 51.7% | 51.7% | 51.7% | 51.7% | 51.7% | 51.7% | 51.7% | 51.7% | 51.7% | 51.7% | 51.7% | 51.7% | 51.7% | 51.7% | 51.7% | 51.7% | 51.7% | 51.7% | 51.7%
King CountyMultifamily - Highly Impacted | King CountyMultifamily - Highly ImpactedDryer | King CountyMultifamily - Highly ImpactedDryer4 | King CountyMultifamily - Highly ImpactedDryer4Existing | King CountyMultifamily - Highly ImpactedDryerENERGY STAR Dryer - CEF 3.48 (Gas Dryer)Existing | King CountyMultifamily - Highly ImpactedDryerExisting | King County | Multifamily - Highly Impacted | Dryer | 4 | ENERGY STAR Dryer - CEF 3.48 (Gas Dryer) | Existing | 51.7% | 51.7% | 51.7% | 51.7% | 51.7% | 51.7% | 51.7% | 51.7% | 51.7% | 51.7% | 51.7% | 51.7% | 51.7% | 51.7% | 51.7% | 51.7% | 51.7% | 51.7% | 51.7% | 51.7% | 51.7% | 51.7% | 51.7% | 51.7% | 51.7% | 51.7% | 51.7% | 51.7%
King CountyMultifamily - Highly Impacted | King CountyMultifamily - Highly ImpactedDryer | King CountyMultifamily - Highly ImpactedDryer4 | King CountyMultifamily - Highly ImpactedDryer4New | King CountyMultifamily - Highly ImpactedDryerENERGY STAR Dryer - CEF 3.48 (Gas Dryer)New | King CountyMultifamily - Highly ImpactedDryerNew | King County | Multifamily - Highly Impacted | Dryer | 4 | ENERGY STAR Dryer - CEF 3.48 (Gas Dryer) | New | 51.7% | 51.7% | 51.7% | 51.7% | 51.7% | 51.7% | 51.7% | 51.7% | 51.7% | 51.7% | 51.7% | 51.7% | 51.7% | 51.7% | 51.7% | 51.7% | 51.7% | 51.7% | 51.7% | 51.7% | 51.7% | 51.7% | 51.7% | 51.7% | 51.7% | 51.7% | 51.7% | 51.7%
King CountyManufactured | King CountyManufacturedDryer | King CountyManufacturedDryer4 | King CountyManufacturedDryer4Existing | King CountyManufacturedDryerENERGY STAR Dryer - CEF 3.48 (Gas Dryer)Existing | King CountyManufacturedDryerExisting | King County | Manufactured | Dryer | 4 | ENERGY STAR Dryer - CEF 3.48 (Gas Dryer) | Existing | 51.7% | 51.7% | 51.7% | 51.7% | 51.7% | 51.7% | 51.7% | 51.7% | 51.7% | 51.7% | 51.7% | 51.7% | 51.7% | 51.7% | 51.7% | 51.7% | 51.7% | 51.7% | 51.7% | 51.7% | 51.7% | 51.7% | 51.7% | 51.7% | 51.7% | 51.7% | 51.7% | 51.7%
King CountyManufactured | King CountyManufacturedDryer | King CountyManufacturedDryer4 | King CountyManufacturedDryer4New | King CountyManufacturedDryerENERGY STAR Dryer - CEF 3.48 (Gas Dryer)New | King CountyManufacturedDryerNew | King County | Manufactured | Dryer | 4 | ENERGY STAR Dryer - CEF 3.48 (Gas Dryer) | New | 51.7% | 51.7% | 51.7% | 51.7% | 51.7% | 51.7% | 51.7% | 51.7% | 51.7% | 51.7% | 51.7% | 51.7% | 51.7% | 51.7% | 51.7% | 51.7% | 51.7% | 51.7% | 51.7% | 51.7% | 51.7% | 51.7% | 51.7% | 51.7% | 51.7% | 51.7% | 51.7% | 51.7%
King CountyManufactured - Highly Impacted | King CountyManufactured - Highly ImpactedDryer | King CountyManufactured - Highly ImpactedDryer4 | King CountyManufactured - Highly ImpactedDryer4Existing | King CountyManufactured - Highly ImpactedDryerENERGY STAR Dryer - CEF 3.48 (Gas Dryer)Existing | King CountyManufactured - Highly ImpactedDryerExisting | King County | Manufactured - Highly Impacted | Dryer | 4 | ENERGY STAR Dryer - CEF 3.48 (Gas Dryer) | Existing | 51.7% | 51.7% | 51.7% | 51.7% | 51.7% | 51.7% | 51.7% | 51.7% | 51.7% | 51.7% | 51.7% | 51.7% | 51.7% | 51.7% | 51.7% | 51.7% | 51.7% | 51.7% | 51.7% | 51.7% | 51.7% | 51.7% | 51.7% | 51.7% | 51.7% | 51.7% | 51.7% | 51.7%
King CountyManufactured - Highly Impacted | King CountyManufactured - Highly ImpactedDryer | King CountyManufactured - Highly ImpactedDryer4 | King CountyManufactured - Highly ImpactedDryer4New | King CountyManufactured - Highly ImpactedDryerENERGY STAR Dryer - CEF 3.48 (Gas Dryer)New | King CountyManufactured - Highly ImpactedDryerNew | King County | Manufactured - Highly Impacted | Dryer | 4 | ENERGY STAR Dryer - CEF 3.48 (Gas Dryer) | New | 51.7% | 51.7% | 51.7% | 51.7% | 51.7% | 51.7% | 51.7% | 51.7% | 51.7% | 51.7% | 51.7% | 51.7% | 51.7% | 51.7% | 51.7% | 51.7% | 51.7% | 51.7% | 51.7% | 51.7% | 51.7% | 51.7% | 51.7% | 51.7% | 51.7% | 51.7% | 51.7% | 51.7%
King CountySingle Family | King CountySingle FamilyDryer | King CountySingle FamilyDryer5 | King CountySingle FamilyDryer5Existing | King CountySingle FamilyDryerAdvanced Efficiency Dryer - CEF 3.8 (Gas Dryer)Existing | King CountySingle FamilyDryerExisting | King County | Single Family | Dryer | 5 | Advanced Efficiency Dryer - CEF 3.8 (Gas Dryer) | Existing | 2.3% | 2.3% | 2.3% | 2.3% | 2.3% | 2.3% | 2.3% | 2.3% | 2.3% | 2.3% | 2.3% | 2.3% | 2.3% | 2.3% | 2.3% | 2.3% | 2.3% | 2.3% | 2.3% | 2.3% | 2.3% | 2.3% | 2.3% | 2.3% | 2.3% | 2.3% | 2.3% | 2.3%
King CountySingle Family | King CountySingle FamilyDryer | King CountySingle FamilyDryer5 | King CountySingle FamilyDryer5New | King CountySingle FamilyDryerAdvanced Efficiency Dryer - CEF 3.8 (Gas Dryer)New | King CountySingle FamilyDryerNew | King County | Single Family | Dryer | 5 | Advanced Efficiency Dryer - CEF 3.8 (Gas Dryer) | New | 2.3% | 2.3% | 2.3% | 2.3% | 2.3% | 2.3% | 2.3% | 2.3% | 2.3% | 2.3% | 2.3% | 2.3% | 2.3% | 2.3% | 2.3% | 2.3% | 2.3% | 2.3% | 2.3% | 2.3% | 2.3% | 2.3% | 2.3% | 2.3% | 2.3% | 2.3% | 2.3% | 2.3%
King CountySingle Family - Highly Impacted | King CountySingle Family - Highly ImpactedDryer | King CountySingle Family - Highly ImpactedDryer5 | King CountySingle Family - Highly ImpactedDryer5Existing | King CountySingle Family - Highly ImpactedDryerAdvanced Efficiency Dryer - CEF 3.8 (Gas Dryer)Existing | King CountySingle Family - Highly ImpactedDryerExisting | King County | Single Family - Highly Impacted | Dryer | 5 | Advanced Efficiency Dryer - CEF 3.8 (Gas Dryer) | Existing | 2.3% | 2.3% | 2.3% | 2.3% | 2.3% | 2.3% | 2.3% | 2.3% | 2.3% | 2.3% | 2.3% | 2.3% | 2.3% | 2.3% | 2.3% | 2.3% | 2.3% | 2.3% | 2.3% | 2.3% | 2.3% | 2.3% | 2.3% | 2.3% | 2.3% | 2.3% | 2.3% | 2.3%
King CountySingle Family - Highly Impacted | King CountySingle Family - Highly ImpactedDryer | King CountySingle Family - Highly ImpactedDryer5 | King CountySingle Family - Highly ImpactedDryer5New | King CountySingle Family - Highly ImpactedDryerAdvanced Efficiency Dryer - CEF 3.8 (Gas Dryer)New | King CountySingle Family - Highly ImpactedDryerNew | King County | Single Family - Highly Impacted | Dryer | 5 | Advanced Efficiency Dryer - CEF 3.8 (Gas Dryer) | New | 2.3% | 2.3% | 2.3% | 2.3% | 2.3% | 2.3% | 2.3% | 2.3% | 2.3% | 2.3% | 2.3% | 2.3% | 2.3% | 2.3% | 2.3% | 2.3% | 2.3% | 2.3% | 2.3% | 2.3% | 2.3% | 2.3% | 2.3% | 2.3% | 2.3% | 2.3% | 2.3% | 2.3%
King CountyMultifamily | King CountyMultifamilyDryer | King CountyMultifamilyDryer5 | King CountyMultifamilyDryer5Existing | King CountyMultifamilyDryerAdvanced Efficiency Dryer - CEF 3.8 (Gas Dryer)Existing | King CountyMultifamilyDryerExisting | King County | Multifamily | Dryer | 5 | Advanced Efficiency Dryer - CEF 3.8 (Gas Dryer) | Existing | 2.3% | 2.3% | 2.3% | 2.3% | 2.3% | 2.3% | 2.3% | 2.3% | 2.3% | 2.3% | 2.3% | 2.3% | 2.3% | 2.3% | 2.3% | 2.3% | 2.3% | 2.3% | 2.3% | 2.3% | 2.3% | 2.3% | 2.3% | 2.3% | 2.3% | 2.3% | 2.3% | 2.3%
King CountyMultifamily | King CountyMultifamilyDryer | King CountyMultifamilyDryer5 | King CountyMultifamilyDryer5New | King CountyMultifamilyDryerAdvanced Efficiency Dryer - CEF 3.8 (Gas Dryer)New | King CountyMultifamilyDryerNew | King County | Multifamily | Dryer | 5 | Advanced Efficiency Dryer - CEF 3.8 (Gas Dryer) | New | 2.3% | 2.3% | 2.3% | 2.3% | 2.3% | 2.3% | 2.3% | 2.3% | 2.3% | 2.3% | 2.3% | 2.3% | 2.3% | 2.3% | 2.3% | 2.3% | 2.3% | 2.3% | 2.3% | 2.3% | 2.3% | 2.3% | 2.3% | 2.3% | 2.3% | 2.3% | 2.3% | 2.3%
King CountyMultifamily - Highly Impacted | King CountyMultifamily - Highly ImpactedDryer | King CountyMultifamily - Highly ImpactedDryer5 | King CountyMultifamily - Highly ImpactedDryer5Existing | King CountyMultifamily - Highly ImpactedDryerAdvanced Efficiency Dryer - CEF 3.8 (Gas Dryer)Existing | King CountyMultifamily - Highly ImpactedDryerExisting | King County | Multifamily - Highly Impacted | Dryer | 5 | Advanced Efficiency Dryer - CEF 3.8 (Gas Dryer) | Existing | 2.3% | 2.3% | 2.3% | 2.3% | 2.3% | 2.3% | 2.3% | 2.3% | 2.3% | 2.3% | 2.3% | 2.3% | 2.3% | 2.3% | 2.3% | 2.3% | 2.3% | 2.3% | 2.3% | 2.3% | 2.3% | 2.3% | 2.3% | 2.3% | 2.3% | 2.3% | 2.3% | 2.3%
King CountyMultifamily - Highly Impacted | King CountyMultifamily - Highly ImpactedDryer | King CountyMultifamily - Highly ImpactedDryer5 | King CountyMultifamily - Highly ImpactedDryer5New | King CountyMultifamily - Highly ImpactedDryerAdvanced Efficiency Dryer - CEF 3.8 (Gas Dryer)New | King CountyMultifamily - Highly ImpactedDryerNew | King County | Multifamily - Highly Impacted | Dryer | 5 | Advanced Efficiency Dryer - CEF 3.8 (Gas Dryer) | New | 2.3% | 2.3% | 2.3% | 2.3% | 2.3% | 2.3% | 2.3% | 2.3% | 2.3% | 2.3% | 2.3% | 2.3% | 2.3% | 2.3% | 2.3% | 2.3% | 2.3% | 2.3% | 2.3% | 2.3% | 2.3% | 2.3% | 2.3% | 2.3% | 2.3% | 2.3% | 2.3% | 2.3%
King CountyManufactured | King CountyManufacturedDryer | King CountyManufacturedDryer5 | King CountyManufacturedDryer5Existing | King CountyManufacturedDryerAdvanced Efficiency Dryer - CEF 3.8 (Gas Dryer)Existing | King CountyManufacturedDryerExisting | King County | Manufactured | Dryer | 5 | Advanced Efficiency Dryer - CEF 3.8 (Gas Dryer) | Existing | 2.3% | 2.3% | 2.3% | 2.3% | 2.3% | 2.3% | 2.3% | 2.3% | 2.3% | 2.3% | 2.3% | 2.3% | 2.3% | 2.3% | 2.3% | 2.3% | 2.3% | 2.3% | 2.3% | 2.3% | 2.3% | 2.3% | 2.3% | 2.3% | 2.3% | 2.3% | 2.3% | 2.3%
King CountyManufactured | King CountyManufacturedDryer | King CountyManufacturedDryer5 | King CountyManufacturedDryer5New | King CountyManufacturedDryerAdvanced Efficiency Dryer - CEF 3.8 (Gas Dryer)New | King CountyManufacturedDryerNew | King County | Manufactured | Dryer | 5 | Advanced Efficiency Dryer - CEF 3.8 (Gas Dryer) | New | 2.3% | 2.3% | 2.3% | 2.3% | 2.3% | 2.3% | 2.3% | 2.3% | 2.3% | 2.3% | 2.3% | 2.3% | 2.3% | 2.3% | 2.3% | 2.3% | 2.3% | 2.3% | 2.3% | 2.3% | 2.3% | 2.3% | 2.3% | 2.3% | 2.3% | 2.3% | 2.3% | 2.3%
King CountyManufactured - Highly Impacted | King CountyManufactured - Highly ImpactedDryer | King CountyManufactured - Highly ImpactedDryer5 | King CountyManufactured - Highly ImpactedDryer5Existing | King CountyManufactured - Highly ImpactedDryerAdvanced Efficiency Dryer - CEF 3.8 (Gas Dryer)Existing | King CountyManufactured - Highly ImpactedDryerExisting | King County | Manufactured - Highly Impacted | Dryer | 5 | Advanced Efficiency Dryer - CEF 3.8 (Gas Dryer) | Existing | 2.3% | 2.3% | 2.3% | 2.3% | 2.3% | 2.3% | 2.3% | 2.3% | 2.3% | 2.3% | 2.3% | 2.3% | 2.3% | 2.3% | 2.3% | 2.3% | 2.3% | 2.3% | 2.3% | 2.3% | 2.3% | 2.3% | 2.3% | 2.3% | 2.3% | 2.3% | 2.3% | 2.3%
King CountyManufactured - Highly Impacted | King CountyManufactured - Highly ImpactedDryer | King CountyManufactured - Highly ImpactedDryer5 | King CountyManufactured - Highly ImpactedDryer5New | King CountyManufactured - Highly ImpactedDryerAdvanced Efficiency Dryer - CEF 3.8 (Gas Dryer)New | King CountyManufactured - Highly ImpactedDryerNew | King County | Manufactured - Highly Impacted | Dryer | 5 | Advanced Efficiency Dryer - CEF 3.8 (Gas Dryer) | New | 2.3% | 2.3% | 2.3% | 2.3% | 2.3% | 2.3% | 2.3% | 2.3% | 2.3% | 2.3% | 2.3% | 2.3% | 2.3% | 2.3% | 2.3% | 2.3% | 2.3% | 2.3% | 2.3% | 2.3% | 2.3% | 2.3% | 2.3% | 2.3% | 2.3% | 2.3% | 2.3% | 2.3%
King CountySingle Family | King CountySingle FamilyHeat Central Gas Boiler | King CountySingle FamilyHeat Central Gas Boiler1 | King CountySingle FamilyHeat Central Gas Boiler1Existing | King CountySingle FamilyHeat Central Gas BoilerBelow Standard Boiler - 78% AFUE (Low Income)Existing | King CountySingle FamilyHeat Central Gas BoilerExisting | King County | Single Family | Heat Central Gas Boiler | 1 | Below Standard Boiler - 78% AFUE (Low Income) | Existing | 59.68% | 59.68% | 59.68% | 59.68% | 59.68% | 59.68% | 59.68% | 59.68% | 59.68% | 59.68% | 59.68% | 59.68% | 59.68% | 59.68% | 59.68% | 59.68% | 59.68% | 59.68% | 59.68% | 59.68% | 59.68% | 59.68% | 59.68% | 59.68% | 59.68% | 59.68% | 59.68% | 59.68%
King CountySingle Family | King CountySingle FamilyHeat Central Gas Boiler | King CountySingle FamilyHeat Central Gas Boiler1 | King CountySingle FamilyHeat Central Gas Boiler1New | King CountySingle FamilyHeat Central Gas BoilerBelow Standard Boiler - 78% AFUE (Low Income)New | King CountySingle FamilyHeat Central Gas BoilerNew | King County | Single Family | Heat Central Gas Boiler | 1 | Below Standard Boiler - 78% AFUE (Low Income) | New | bar: 2023 to 2050
King CountySingle Family - Highly Impacted | King CountySingle Family - Highly ImpactedHeat Central Gas Boiler | King CountySingle Family - Highly ImpactedHeat Central Gas Boiler1 | King CountySingle Family - Highly ImpactedHeat Central Gas Boiler1Existing | King CountySingle Family - Highly ImpactedHeat Central Gas BoilerBelow Standard Boiler - 78% AFUE (Low Income)Existing | King CountySingle Family - Highly ImpactedHeat Central Gas BoilerExisting | King County | Single Family - Highly Impacted | Heat Central Gas Boiler | 1 | Below Standard Boiler - 78% AFUE (Low Income) | Existing | 59.68% | 59.68% | 59.68% | 59.68% | 59.68% | 59.68% | 59.68% | 59.68% | 59.68% | 59.68% | 59.68% | 59.68% | 59.68% | 59.68% | 59.68% | 59.68% | 59.68% | 59.68% | 59.68% | 59.68% | 59.68% | 59.68% | 59.68% | 59.68% | 59.68% | 59.68% | 59.68% | 59.68%
King CountySingle Family - Highly Impacted | King CountySingle Family - Highly ImpactedHeat Central Gas Boiler | King CountySingle Family - Highly ImpactedHeat Central Gas Boiler1 | King CountySingle Family - Highly ImpactedHeat Central Gas Boiler1New | King CountySingle Family - Highly ImpactedHeat Central Gas BoilerBelow Standard Boiler - 78% AFUE (Low Income)New | King CountySingle Family - Highly ImpactedHeat Central Gas BoilerNew | King County | Single Family - Highly Impacted | Heat Central Gas Boiler | 1 | Below Standard Boiler - 78% AFUE (Low Income) | New | bar: 2023 to 2050
King CountyMultifamily | King CountyMultifamilyHeat Central Gas Boiler | King CountyMultifamilyHeat Central Gas Boiler1 | King CountyMultifamilyHeat Central Gas Boiler1Existing | King CountyMultifamilyHeat Central Gas BoilerBelow Standard Boiler - 78% AFUE (Low Income)Existing | King CountyMultifamilyHeat Central Gas BoilerExisting | King County | Multifamily | Heat Central Gas Boiler | 1 | Below Standard Boiler - 78% AFUE (Low Income) | Existing | 59.68% | 59.68% | 59.68% | 59.68% | 59.68% | 59.68% | 59.68% | 59.68% | 59.68% | 59.68% | 59.68% | 59.68% | 59.68% | 59.68% | 59.68% | 59.68% | 59.68% | 59.68% | 59.68% | 59.68% | 59.68% | 59.68% | 59.68% | 59.68% | 59.68% | 59.68% | 59.68% | 59.68%
King CountyMultifamily | King CountyMultifamilyHeat Central Gas Boiler | King CountyMultifamilyHeat Central Gas Boiler1 | King CountyMultifamilyHeat Central Gas Boiler1New | King CountyMultifamilyHeat Central Gas BoilerBelow Standard Boiler - 78% AFUE (Low Income)New | King CountyMultifamilyHeat Central Gas BoilerNew | King County | Multifamily | Heat Central Gas Boiler | 1 | Below Standard Boiler - 78% AFUE (Low Income) | New | bar: 2023 to 2050
King CountyMultifamily - Highly Impacted | King CountyMultifamily - Highly ImpactedHeat Central Gas Boiler | King CountyMultifamily - Highly ImpactedHeat Central Gas Boiler1 | King CountyMultifamily - Highly ImpactedHeat Central Gas Boiler1Existing | King CountyMultifamily - Highly ImpactedHeat Central Gas BoilerBelow Standard Boiler - 78% AFUE (Low Income)Existing | King CountyMultifamily - Highly ImpactedHeat Central Gas BoilerExisting | King County | Multifamily - Highly Impacted | Heat Central Gas Boiler | 1 | Below Standard Boiler - 78% AFUE (Low Income) | Existing | 59.68% | 59.68% | 59.68% | 59.68% | 59.68% | 59.68% | 59.68% | 59.68% | 59.68% | 59.68% | 59.68% | 59.68% | 59.68% | 59.68% | 59.68% | 59.68% | 59.68% | 59.68% | 59.68% | 59.68% | 59.68% | 59.68% | 59.68% | 59.68% | 59.68% | 59.68% | 59.68% | 59.68%
King CountyMultifamily - Highly Impacted | King CountyMultifamily - Highly ImpactedHeat Central Gas Boiler | King CountyMultifamily - Highly ImpactedHeat Central Gas Boiler1 | King CountyMultifamily - Highly ImpactedHeat Central Gas Boiler1New | King CountyMultifamily - Highly ImpactedHeat Central Gas BoilerBelow Standard Boiler - 78% AFUE (Low Income)New | King CountyMultifamily - Highly ImpactedHeat Central Gas BoilerNew | King County | Multifamily - Highly Impacted | Heat Central Gas Boiler | 1 | Below Standard Boiler - 78% AFUE (Low Income) | New | bar: 2023 to 2050
King CountyManufactured | King CountyManufacturedHeat Central Gas Boiler | King CountyManufacturedHeat Central Gas Boiler1 | King CountyManufacturedHeat Central Gas Boiler1Existing | King CountyManufacturedHeat Central Gas BoilerBelow Standard Boiler - 78% AFUE (Low Income)Existing | King CountyManufacturedHeat Central Gas BoilerExisting | King County | Manufactured | Heat Central Gas Boiler | 1 | Below Standard Boiler - 78% AFUE (Low Income) | Existing | 59.68% | 59.68% | 59.68% | 59.68% | 59.68% | 59.68% | 59.68% | 59.68% | 59.68% | 59.68% | 59.68% | 59.68% | 59.68% | 59.68% | 59.68% | 59.68% | 59.68% | 59.68% | 59.68% | 59.68% | 59.68% | 59.68% | 59.68% | 59.68% | 59.68% | 59.68% | 59.68% | 59.68%
King CountyManufactured | King CountyManufacturedHeat Central Gas Boiler | King CountyManufacturedHeat Central Gas Boiler1 | King CountyManufacturedHeat Central Gas Boiler1New | King CountyManufacturedHeat Central Gas BoilerBelow Standard Boiler - 78% AFUE (Low Income)New | King CountyManufacturedHeat Central Gas BoilerNew | King County | Manufactured | Heat Central Gas Boiler | 1 | Below Standard Boiler - 78% AFUE (Low Income) | New | bar: 2023 to 2050
King CountyManufactured - Highly Impacted | King CountyManufactured - Highly ImpactedHeat Central Gas Boiler | King CountyManufactured - Highly ImpactedHeat Central Gas Boiler1 | King CountyManufactured - Highly ImpactedHeat Central Gas Boiler1Existing | King CountyManufactured - Highly ImpactedHeat Central Gas BoilerBelow Standard Boiler - 78% AFUE (Low Income)Existing | King CountyManufactured - Highly ImpactedHeat Central Gas BoilerExisting | King County | Manufactured - Highly Impacted | Heat Central Gas Boiler | 1 | Below Standard Boiler - 78% AFUE (Low Income) | Existing | 59.68% | 59.68% | 59.68% | 59.68% | 59.68% | 59.68% | 59.68% | 59.68% | 59.68% | 59.68% | 59.68% | 59.68% | 59.68% | 59.68% | 59.68% | 59.68% | 59.68% | 59.68% | 59.68% | 59.68% | 59.68% | 59.68% | 59.68% | 59.68% | 59.68% | 59.68% | 59.68% | 59.68%
King CountyManufactured - Highly Impacted | King CountyManufactured - Highly ImpactedHeat Central Gas Boiler | King CountyManufactured - Highly ImpactedHeat Central Gas Boiler1 | King CountyManufactured - Highly ImpactedHeat Central Gas Boiler1New | King CountyManufactured - Highly ImpactedHeat Central Gas BoilerBelow Standard Boiler - 78% AFUE (Low Income)New | King CountyManufactured - Highly ImpactedHeat Central Gas BoilerNew | King County | Manufactured - Highly Impacted | Heat Central Gas Boiler | 1 | Below Standard Boiler - 78% AFUE (Low Income) | New | bar: 2023 to 2050
King CountySingle Family | King CountySingle FamilyHeat Central Gas Boiler | King CountySingle FamilyHeat Central Gas Boiler2 | King CountySingle FamilyHeat Central Gas Boiler2Existing | King CountySingle FamilyHeat Central Gas BoilerFederal Standard 2022 Boiler - 84% AFUEExisting | King CountySingle FamilyHeat Central Gas BoilerExisting | King County | Single Family | Heat Central Gas Boiler | 2 | Federal Standard 2022 Boiler - 84% AFUE | Existing | 25.71% | 25.71% | 25.71% | 25.71% | 25.71% | 25.71% | 25.71% | 25.71% | 25.71% | 25.71% | 25.71% | 25.71% | 25.71% | 25.71% | 25.71% | 25.71% | 25.71% | 25.71% | 25.71% | 25.71% | 25.71% | 25.71% | 25.71% | 25.71% | 25.71% | 25.71% | 25.71% | 25.71%
King CountySingle Family | King CountySingle FamilyHeat Central Gas Boiler | King CountySingle FamilyHeat Central Gas Boiler2 | King CountySingle FamilyHeat Central Gas Boiler2New | King CountySingle FamilyHeat Central Gas BoilerFederal Standard 2022 Boiler - 84% AFUENew | King CountySingle FamilyHeat Central Gas BoilerNew | King County | Single Family | Heat Central Gas Boiler | 2 | Federal Standard 2022 Boiler - 84% AFUE | New | 85.39% | 85.39% | 85.39% | 85.39% | 85.39% | 85.39% | 85.39% | 85.39% | 85.39% | 85.39% | 85.39% | 85.39% | 85.39% | 85.39% | 85.39% | 85.39% | 85.39% | 85.39% | 85.39% | 85.39% | 85.39% | 85.39% | 85.39% | 85.39% | 85.39% | 85.39% | 85.39% | 85.39%
King CountySingle Family - Highly Impacted | King CountySingle Family - Highly ImpactedHeat Central Gas Boiler | King CountySingle Family - Highly ImpactedHeat Central Gas Boiler2 | King CountySingle Family - Highly ImpactedHeat Central Gas Boiler2Existing | King CountySingle Family - Highly ImpactedHeat Central Gas BoilerFederal Standard 2022 Boiler - 84% AFUEExisting | King CountySingle Family - Highly ImpactedHeat Central Gas BoilerExisting | King County | Single Family - Highly Impacted | Heat Central Gas Boiler | 2 | Federal Standard 2022 Boiler - 84% AFUE | Existing | 25.71% | 25.71% | 25.71% | 25.71% | 25.71% | 25.71% | 25.71% | 25.71% | 25.71% | 25.71% | 25.71% | 25.71% | 25.71% | 25.71% | 25.71% | 25.71% | 25.71% | 25.71% | 25.71% | 25.71% | 25.71% | 25.71% | 25.71% | 25.71% | 25.71% | 25.71% | 25.71% | 25.71%
King CountySingle Family - Highly Impacted | King CountySingle Family - Highly ImpactedHeat Central Gas Boiler | King CountySingle Family - Highly ImpactedHeat Central Gas Boiler2 | King CountySingle Family - Highly ImpactedHeat Central Gas Boiler2New | King CountySingle Family - Highly ImpactedHeat Central Gas BoilerFederal Standard 2022 Boiler - 84% AFUENew | King CountySingle Family - Highly ImpactedHeat Central Gas BoilerNew | King County | Single Family - Highly Impacted | Heat Central Gas Boiler | 2 | Federal Standard 2022 Boiler - 84% AFUE | New | 85.39% | 85.39% | 85.39% | 85.39% | 85.39% | 85.39% | 85.39% | 85.39% | 85.39% | 85.39% | 85.39% | 85.39% | 85.39% | 85.39% | 85.39% | 85.39% | 85.39% | 85.39% | 85.39% | 85.39% | 85.39% | 85.39% | 85.39% | 85.39% | 85.39% | 85.39% | 85.39% | 85.39%
King CountyMultifamily | King CountyMultifamilyHeat Central Gas Boiler | King CountyMultifamilyHeat Central Gas Boiler2 | King CountyMultifamilyHeat Central Gas Boiler2Existing | King CountyMultifamilyHeat Central Gas BoilerFederal Standard 2022 Boiler - 84% AFUEExisting | King CountyMultifamilyHeat Central Gas BoilerExisting | King County | Multifamily | Heat Central Gas Boiler | 2 | Federal Standard 2022 Boiler - 84% AFUE | Existing | 25.71% | 25.71% | 25.71% | 25.71% | 25.71% | 25.71% | 25.71% | 25.71% | 25.71% | 25.71% | 25.71% | 25.71% | 25.71% | 25.71% | 25.71% | 25.71% | 25.71% | 25.71% | 25.71% | 25.71% | 25.71% | 25.71% | 25.71% | 25.71% | 25.71% | 25.71% | 25.71% | 25.71%
King CountyMultifamily | King CountyMultifamilyHeat Central Gas Boiler | King CountyMultifamilyHeat Central Gas Boiler2 | King CountyMultifamilyHeat Central Gas Boiler2New | King CountyMultifamilyHeat Central Gas BoilerFederal Standard 2022 Boiler - 84% AFUENew | King CountyMultifamilyHeat Central Gas BoilerNew | King County | Multifamily | Heat Central Gas Boiler | 2 | Federal Standard 2022 Boiler - 84% AFUE | New | 85.39% | 85.39% | 85.39% | 85.39% | 85.39% | 85.39% | 85.39% | 85.39% | 85.39% | 85.39% | 85.39% | 85.39% | 85.39% | 85.39% | 85.39% | 85.39% | 85.39% | 85.39% | 85.39% | 85.39% | 85.39% | 85.39% | 85.39% | 85.39% | 85.39% | 85.39% | 85.39% | 85.39%
King CountyMultifamily - Highly Impacted | King CountyMultifamily - Highly ImpactedHeat Central Gas Boiler | King CountyMultifamily - Highly ImpactedHeat Central Gas Boiler2 | King CountyMultifamily - Highly ImpactedHeat Central Gas Boiler2Existing | King CountyMultifamily - Highly ImpactedHeat Central Gas BoilerFederal Standard 2022 Boiler - 84% AFUEExisting | King CountyMultifamily - Highly ImpactedHeat Central Gas BoilerExisting | King County | Multifamily - Highly Impacted | Heat Central Gas Boiler | 2 | Federal Standard 2022 Boiler - 84% AFUE | Existing | 25.71% | 25.71% | 25.71% | 25.71% | 25.71% | 25.71% | 25.71% | 25.71% | 25.71% | 25.71% | 25.71% | 25.71% | 25.71% | 25.71% | 25.71% | 25.71% | 25.71% | 25.71% | 25.71% | 25.71% | 25.71% | 25.71% | 25.71% | 25.71% | 25.71% | 25.71% | 25.71% | 25.71%
King CountyMultifamily - Highly Impacted | King CountyMultifamily - Highly ImpactedHeat Central Gas Boiler | King CountyMultifamily - Highly ImpactedHeat Central Gas Boiler2 | King CountyMultifamily - Highly ImpactedHeat Central Gas Boiler2New | King CountyMultifamily - Highly ImpactedHeat Central Gas BoilerFederal Standard 2022 Boiler - 84% AFUENew | King CountyMultifamily - Highly ImpactedHeat Central Gas BoilerNew | King County | Multifamily - Highly Impacted | Heat Central Gas Boiler | 2 | Federal Standard 2022 Boiler - 84% AFUE | New | 85.39% | 85.39% | 85.39% | 85.39% | 85.39% | 85.39% | 85.39% | 85.39% | 85.39% | 85.39% | 85.39% | 85.39% | 85.39% | 85.39% | 85.39% | 85.39% | 85.39% | 85.39% | 85.39% | 85.39% | 85.39% | 85.39% | 85.39% | 85.39% | 85.39% | 85.39% | 85.39% | 85.39%
King CountyManufactured | King CountyManufacturedHeat Central Gas Boiler | King CountyManufacturedHeat Central Gas Boiler2 | King CountyManufacturedHeat Central Gas Boiler2Existing | King CountyManufacturedHeat Central Gas BoilerFederal Standard 2022 Boiler - 84% AFUEExisting | King CountyManufacturedHeat Central Gas BoilerExisting | King County | Manufactured | Heat Central Gas Boiler | 2 | Federal Standard 2022 Boiler - 84% AFUE | Existing | 25.71% | 25.71% | 25.71% | 25.71% | 25.71% | 25.71% | 25.71% | 25.71% | 25.71% | 25.71% | 25.71% | 25.71% | 25.71% | 25.71% | 25.71% | 25.71% | 25.71% | 25.71% | 25.71% | 25.71% | 25.71% | 25.71% | 25.71% | 25.71% | 25.71% | 25.71% | 25.71% | 25.71%
King CountyManufactured | King CountyManufacturedHeat Central Gas Boiler | King CountyManufacturedHeat Central Gas Boiler2 | King CountyManufacturedHeat Central Gas Boiler2New | King CountyManufacturedHeat Central Gas BoilerFederal Standard 2022 Boiler - 84% AFUENew | King CountyManufacturedHeat Central Gas BoilerNew | King County | Manufactured | Heat Central Gas Boiler | 2 | Federal Standard 2022 Boiler - 84% AFUE | New | 85.39% | 85.39% | 85.39% | 85.39% | 85.39% | 85.39% | 85.39% | 85.39% | 85.39% | 85.39% | 85.39% | 85.39% | 85.39% | 85.39% | 85.39% | 85.39% | 85.39% | 85.39% | 85.39% | 85.39% | 85.39% | 85.39% | 85.39% | 85.39% | 85.39% | 85.39% | 85.39% | 85.39%
King CountyManufactured - Highly Impacted | King CountyManufactured - Highly ImpactedHeat Central Gas Boiler | King CountyManufactured - Highly ImpactedHeat Central Gas Boiler2 | King CountyManufactured - Highly ImpactedHeat Central Gas Boiler2Existing | King CountyManufactured - Highly ImpactedHeat Central Gas BoilerFederal Standard 2022 Boiler - 84% AFUEExisting | King CountyManufactured - Highly ImpactedHeat Central Gas BoilerExisting | King County | Manufactured - Highly Impacted | Heat Central Gas Boiler | 2 | Federal Standard 2022 Boiler - 84% AFUE | Existing | 25.71% | 25.71% | 25.71% | 25.71% | 25.71% | 25.71% | 25.71% | 25.71% | 25.71% | 25.71% | 25.71% | 25.71% | 25.71% | 25.71% | 25.71% | 25.71% | 25.71% | 25.71% | 25.71% | 25.71% | 25.71% | 25.71% | 25.71% | 25.71% | 25.71% | 25.71% | 25.71% | 25.71%
King CountyManufactured - Highly Impacted | King CountyManufactured - Highly ImpactedHeat Central Gas Boiler | King CountyManufactured - Highly ImpactedHeat Central Gas Boiler2 | King CountyManufactured - Highly ImpactedHeat Central Gas Boiler2New | King CountyManufactured - Highly ImpactedHeat Central Gas BoilerFederal Standard 2022 Boiler - 84% AFUENew | King CountyManufactured - Highly ImpactedHeat Central Gas BoilerNew | King County | Manufactured - Highly Impacted | Heat Central Gas Boiler | 2 | Federal Standard 2022 Boiler - 84% AFUE | New | 85.39% | 85.39% | 85.39% | 85.39% | 85.39% | 85.39% | 85.39% | 85.39% | 85.39% | 85.39% | 85.39% | 85.39% | 85.39% | 85.39% | 85.39% | 85.39% | 85.39% | 85.39% | 85.39% | 85.39% | 85.39% | 85.39% | 85.39% | 85.39% | 85.39% | 85.39% | 85.39% | 85.39%
King CountySingle Family | King CountySingle FamilyHeat Central Gas Boiler | King CountySingle FamilyHeat Central Gas Boiler3 | King CountySingle FamilyHeat Central Gas Boiler3Existing | King CountySingle FamilyHeat Central Gas BoilerMarket Standard BoilerExisting | King CountySingle FamilyHeat Central Gas BoilerExisting | King County | Single Family | Heat Central Gas Boiler | 3 | Market Standard Boiler | Existing | bar: 2023 to 2050
King CountySingle Family | King CountySingle FamilyHeat Central Gas Boiler | King CountySingle FamilyHeat Central Gas Boiler3 | King CountySingle FamilyHeat Central Gas Boiler3New | King CountySingle FamilyHeat Central Gas BoilerMarket Standard BoilerNew | King CountySingle FamilyHeat Central Gas BoilerNew | King County | Single Family | Heat Central Gas Boiler | 3 | Market Standard Boiler | New | bar: 2023 to 2050
King CountySingle Family - Highly Impacted | King CountySingle Family - Highly ImpactedHeat Central Gas Boiler | King CountySingle Family - Highly ImpactedHeat Central Gas Boiler3 | King CountySingle Family - Highly ImpactedHeat Central Gas Boiler3Existing | King CountySingle Family - Highly ImpactedHeat Central Gas BoilerMarket Standard BoilerExisting | King CountySingle Family - Highly ImpactedHeat Central Gas BoilerExisting | King County | Single Family - Highly Impacted | Heat Central Gas Boiler | 3 | Market Standard Boiler | Existing | bar: 2023 to 2050
King CountySingle Family - Highly Impacted | King CountySingle Family - Highly ImpactedHeat Central Gas Boiler | King CountySingle Family - Highly ImpactedHeat Central Gas Boiler3 | King CountySingle Family - Highly ImpactedHeat Central Gas Boiler3New | King CountySingle Family - Highly ImpactedHeat Central Gas BoilerMarket Standard BoilerNew | King CountySingle Family - Highly ImpactedHeat Central Gas BoilerNew | King County | Single Family - Highly Impacted | Heat Central Gas Boiler | 3 | Market Standard Boiler | New | bar: 2023 to 2050
King CountyMultifamily | King CountyMultifamilyHeat Central Gas Boiler | King CountyMultifamilyHeat Central Gas Boiler3 | King CountyMultifamilyHeat Central Gas Boiler3Existing | King CountyMultifamilyHeat Central Gas BoilerMarket Standard BoilerExisting | King CountyMultifamilyHeat Central Gas BoilerExisting | King County | Multifamily | Heat Central Gas Boiler | 3 | Market Standard Boiler | Existing | bar: 2023 to 2050
King CountyMultifamily | King CountyMultifamilyHeat Central Gas Boiler | King CountyMultifamilyHeat Central Gas Boiler3 | King CountyMultifamilyHeat Central Gas Boiler3New | King CountyMultifamilyHeat Central Gas BoilerMarket Standard BoilerNew | King CountyMultifamilyHeat Central Gas BoilerNew | King County | Multifamily | Heat Central Gas Boiler | 3 | Market Standard Boiler | New | bar: 2023 to 2050
King CountyMultifamily - Highly Impacted | King CountyMultifamily - Highly ImpactedHeat Central Gas Boiler | King CountyMultifamily - Highly ImpactedHeat Central Gas Boiler3 | King CountyMultifamily - Highly ImpactedHeat Central Gas Boiler3Existing | King CountyMultifamily - Highly ImpactedHeat Central Gas BoilerMarket Standard BoilerExisting | King CountyMultifamily - Highly ImpactedHeat Central Gas BoilerExisting | King County | Multifamily - Highly Impacted | Heat Central Gas Boiler | 3 | Market Standard Boiler | Existing | bar: 2023 to 2050
King CountyMultifamily - Highly Impacted | King CountyMultifamily - Highly ImpactedHeat Central Gas Boiler | King CountyMultifamily - Highly ImpactedHeat Central Gas Boiler3 | King CountyMultifamily - Highly ImpactedHeat Central Gas Boiler3New | King CountyMultifamily - Highly ImpactedHeat Central Gas BoilerMarket Standard BoilerNew | King CountyMultifamily - Highly ImpactedHeat Central Gas BoilerNew | King County | Multifamily - Highly Impacted | Heat Central Gas Boiler | 3 | Market Standard Boiler | New | bar: 2023 to 2050
King CountyManufactured | King CountyManufacturedHeat Central Gas Boiler | King CountyManufacturedHeat Central Gas Boiler3 | King CountyManufacturedHeat Central Gas Boiler3Existing | King CountyManufacturedHeat Central Gas BoilerMarket Standard BoilerExisting | King CountyManufacturedHeat Central Gas BoilerExisting | King County | Manufactured | Heat Central Gas Boiler | 3 | Market Standard Boiler | Existing | bar: 2023 to 2050
King CountyManufactured | King CountyManufacturedHeat Central Gas Boiler | King CountyManufacturedHeat Central Gas Boiler3 | King CountyManufacturedHeat Central Gas Boiler3New | King CountyManufacturedHeat Central Gas BoilerMarket Standard BoilerNew | King CountyManufacturedHeat Central Gas BoilerNew | King County | Manufactured | Heat Central Gas Boiler | 3 | Market Standard Boiler | New | bar: 2023 to 2050
King CountyManufactured - Highly Impacted | King CountyManufactured - Highly ImpactedHeat Central Gas Boiler | King CountyManufactured - Highly ImpactedHeat Central Gas Boiler3 | King CountyManufactured - Highly ImpactedHeat Central Gas Boiler3Existing | King CountyManufactured - Highly ImpactedHeat Central Gas BoilerMarket Standard BoilerExisting | King CountyManufactured - Highly ImpactedHeat Central Gas BoilerExisting | King County | Manufactured - Highly Impacted | Heat Central Gas Boiler | 3 | Market Standard Boiler | Existing | bar: 2023 to 2050
King CountyManufactured - Highly Impacted | King CountyManufactured - Highly ImpactedHeat Central Gas Boiler | King CountyManufactured - Highly ImpactedHeat Central Gas Boiler3 | King CountyManufactured - Highly ImpactedHeat Central Gas Boiler3New | King CountyManufactured - Highly ImpactedHeat Central Gas BoilerMarket Standard BoilerNew | King CountyManufactured - Highly ImpactedHeat Central Gas BoilerNew | King County | Manufactured - Highly Impacted | Heat Central Gas Boiler | 3 | Market Standard Boiler | New | bar: 2023 to 2050
King CountySingle Family | King CountySingle FamilyHeat Central Gas Boiler | King CountySingle FamilyHeat Central Gas Boiler4 | King CountySingle FamilyHeat Central Gas Boiler4Existing | King CountySingle FamilyHeat Central Gas BoilerAdvanced Efficiency Boiler - 93% AFUEExisting | King CountySingle FamilyHeat Central Gas BoilerExisting | King County | Single Family | Heat Central Gas Boiler | 4 | Advanced Efficiency Boiler - 93% AFUE | Existing | 9.29% | 9.29% | 9.29% | 9.29% | 9.29% | 9.29% | 9.29% | 9.29% | 9.29% | 9.29% | 9.29% | 9.29% | 9.29% | 9.29% | 9.29% | 9.29% | 9.29% | 9.29% | 9.29% | 9.29% | 9.29% | 9.29% | 9.29% | 9.29% | 9.29% | 9.29% | 9.29% | 9.29%
King CountySingle Family | King CountySingle FamilyHeat Central Gas Boiler | King CountySingle FamilyHeat Central Gas Boiler4 | King CountySingle FamilyHeat Central Gas Boiler4New | King CountySingle FamilyHeat Central Gas BoilerAdvanced Efficiency Boiler - 93% AFUENew | King CountySingle FamilyHeat Central Gas BoilerNew | King County | Single Family | Heat Central Gas Boiler | 4 | Advanced Efficiency Boiler - 93% AFUE | New | 9.29% | 9.29% | 9.29% | 9.29% | 9.29% | 9.29% | 9.29% | 9.29% | 9.29% | 9.29% | 9.29% | 9.29% | 9.29% | 9.29% | 9.29% | 9.29% | 9.29% | 9.29% | 9.29% | 9.29% | 9.29% | 9.29% | 9.29% | 9.29% | 9.29% | 9.29% | 9.29% | 9.29%
King CountySingle Family - Highly Impacted | King CountySingle Family - Highly ImpactedHeat Central Gas Boiler | King CountySingle Family - Highly ImpactedHeat Central Gas Boiler4 | King CountySingle Family - Highly ImpactedHeat Central Gas Boiler4Existing | King CountySingle Family - Highly ImpactedHeat Central Gas BoilerAdvanced Efficiency Boiler - 93% AFUEExisting | King CountySingle Family - Highly ImpactedHeat Central Gas BoilerExisting | King County | Single Family - Highly Impacted | Heat Central Gas Boiler | 4 | Advanced Efficiency Boiler - 93% AFUE | Existing | 9.29% | 9.29% | 9.29% | 9.29% | 9.29% | 9.29% | 9.29% | 9.29% | 9.29% | 9.29% | 9.29% | 9.29% | 9.29% | 9.29% | 9.29% | 9.29% | 9.29% | 9.29% | 9.29% | 9.29% | 9.29% | 9.29% | 9.29% | 9.29% | 9.29% | 9.29% | 9.29% | 9.29%
King CountySingle Family - Highly Impacted | King CountySingle Family - Highly ImpactedHeat Central Gas Boiler | King CountySingle Family - Highly ImpactedHeat Central Gas Boiler4 | King CountySingle Family - Highly ImpactedHeat Central Gas Boiler4New | King CountySingle Family - Highly ImpactedHeat Central Gas BoilerAdvanced Efficiency Boiler - 93% AFUENew | King CountySingle Family - Highly ImpactedHeat Central Gas BoilerNew | King County | Single Family - Highly Impacted | Heat Central Gas Boiler | 4 | Advanced Efficiency Boiler - 93% AFUE | New | 9.29% | 9.29% | 9.29% | 9.29% | 9.29% | 9.29% | 9.29% | 9.29% | 9.29% | 9.29% | 9.29% | 9.29% | 9.29% | 9.29% | 9.29% | 9.29% | 9.29% | 9.29% | 9.29% | 9.29% | 9.29% | 9.29% | 9.29% | 9.29% | 9.29% | 9.29% | 9.29% | 9.29%
King CountyMultifamily | King CountyMultifamilyHeat Central Gas Boiler | King CountyMultifamilyHeat Central Gas Boiler4 | King CountyMultifamilyHeat Central Gas Boiler4Existing | King CountyMultifamilyHeat Central Gas BoilerAdvanced Efficiency Boiler - 93% AFUEExisting | King CountyMultifamilyHeat Central Gas BoilerExisting | King County | Multifamily | Heat Central Gas Boiler | 4 | Advanced Efficiency Boiler - 93% AFUE | Existing | 9.29% | 9.29% | 9.29% | 9.29% | 9.29% | 9.29% | 9.29% | 9.29% | 9.29% | 9.29% | 9.29% | 9.29% | 9.29% | 9.29% | 9.29% | 9.29% | 9.29% | 9.29% | 9.29% | 9.29% | 9.29% | 9.29% | 9.29% | 9.29% | 9.29% | 9.29% | 9.29% | 9.29%
King CountyMultifamily | King CountyMultifamilyHeat Central Gas Boiler | King CountyMultifamilyHeat Central Gas Boiler4 | King CountyMultifamilyHeat Central Gas Boiler4New | King CountyMultifamilyHeat Central Gas BoilerAdvanced Efficiency Boiler - 93% AFUENew | King CountyMultifamilyHeat Central Gas BoilerNew | King County | Multifamily | Heat Central Gas Boiler | 4 | Advanced Efficiency Boiler - 93% AFUE | New | 9.29% | 9.29% | 9.29% | 9.29% | 9.29% | 9.29% | 9.29% | 9.29% | 9.29% | 9.29% | 9.29% | 9.29% | 9.29% | 9.29% | 9.29% | 9.29% | 9.29% | 9.29% | 9.29% | 9.29% | 9.29% | 9.29% | 9.29% | 9.29% | 9.29% | 9.29% | 9.29% | 9.29%
King CountyMultifamily - Highly Impacted | King CountyMultifamily - Highly ImpactedHeat Central Gas Boiler | King CountyMultifamily - Highly ImpactedHeat Central Gas Boiler4 | King CountyMultifamily - Highly ImpactedHeat Central Gas Boiler4Existing | King CountyMultifamily - Highly ImpactedHeat Central Gas BoilerAdvanced Efficiency Boiler - 93% AFUEExisting | King CountyMultifamily - Highly ImpactedHeat Central Gas BoilerExisting | King County | Multifamily - Highly Impacted | Heat Central Gas Boiler | 4 | Advanced Efficiency Boiler - 93% AFUE | Existing | 9.29% | 9.29% | 9.29% | 9.29% | 9.29% | 9.29% | 9.29% | 9.29% | 9.29% | 9.29% | 9.29% | 9.29% | 9.29% | 9.29% | 9.29% | 9.29% | 9.29% | 9.29% | 9.29% | 9.29% | 9.29% | 9.29% | 9.29% | 9.29% | 9.29% | 9.29% | 9.29% | 9.29%
King CountyMultifamily - Highly Impacted | King CountyMultifamily - Highly ImpactedHeat Central Gas Boiler | King CountyMultifamily - Highly ImpactedHeat Central Gas Boiler4 | King CountyMultifamily - Highly ImpactedHeat Central Gas Boiler4New | King CountyMultifamily - Highly ImpactedHeat Central Gas BoilerAdvanced Efficiency Boiler - 93% AFUENew | King CountyMultifamily - Highly ImpactedHeat Central Gas BoilerNew | King County | Multifamily - Highly Impacted | Heat Central Gas Boiler | 4 | Advanced Efficiency Boiler - 93% AFUE | New | 9.29% | 9.29% | 9.29% | 9.29% | 9.29% | 9.29% | 9.29% | 9.29% | 9.29% | 9.29% | 9.29% | 9.29% | 9.29% | 9.29% | 9.29% | 9.29% | 9.29% | 9.29% | 9.29% | 9.29% | 9.29% | 9.29% | 9.29% | 9.29% | 9.29% | 9.29% | 9.29% | 9.29%
King CountyManufactured | King CountyManufacturedHeat Central Gas Boiler | King CountyManufacturedHeat Central Gas Boiler4 | King CountyManufacturedHeat Central Gas Boiler4Existing | King CountyManufacturedHeat Central Gas BoilerAdvanced Efficiency Boiler - 93% AFUEExisting | King CountyManufacturedHeat Central Gas BoilerExisting | King County | Manufactured | Heat Central Gas Boiler | 4 | Advanced Efficiency Boiler - 93% AFUE | Existing | 9.29% | 9.29% | 9.29% | 9.29% | 9.29% | 9.29% | 9.29% | 9.29% | 9.29% | 9.29% | 9.29% | 9.29% | 9.29% | 9.29% | 9.29% | 9.29% | 9.29% | 9.29% | 9.29% | 9.29% | 9.29% | 9.29% | 9.29% | 9.29% | 9.29% | 9.29% | 9.29% | 9.29%
King CountyManufactured | King CountyManufacturedHeat Central Gas Boiler | King CountyManufacturedHeat Central Gas Boiler4 | King CountyManufacturedHeat Central Gas Boiler4New | King CountyManufacturedHeat Central Gas BoilerAdvanced Efficiency Boiler - 93% AFUENew | King CountyManufacturedHeat Central Gas BoilerNew | King County | Manufactured | Heat Central Gas Boiler | 4 | Advanced Efficiency Boiler - 93% AFUE | New | 9.29% | 9.29% | 9.29% | 9.29% | 9.29% | 9.29% | 9.29% | 9.29% | 9.29% | 9.29% | 9.29% | 9.29% | 9.29% | 9.29% | 9.29% | 9.29% | 9.29% | 9.29% | 9.29% | 9.29% | 9.29% | 9.29% | 9.29% | 9.29% | 9.29% | 9.29% | 9.29% | 9.29%
King CountyManufactured - Highly Impacted | King CountyManufactured - Highly ImpactedHeat Central Gas Boiler | King CountyManufactured - Highly ImpactedHeat Central Gas Boiler4 | King CountyManufactured - Highly ImpactedHeat Central Gas Boiler4Existing | King CountyManufactured - Highly ImpactedHeat Central Gas BoilerAdvanced Efficiency Boiler - 93% AFUEExisting | King CountyManufactured - Highly ImpactedHeat Central Gas BoilerExisting | King County | Manufactured - Highly Impacted | Heat Central Gas Boiler | 4 | Advanced Efficiency Boiler - 93% AFUE | Existing | 9.29% | 9.29% | 9.29% | 9.29% | 9.29% | 9.29% | 9.29% | 9.29% | 9.29% | 9.29% | 9.29% | 9.29% | 9.29% | 9.29% | 9.29% | 9.29% | 9.29% | 9.29% | 9.29% | 9.29% | 9.29% | 9.29% | 9.29% | 9.29% | 9.29% | 9.29% | 9.29% | 9.29%
King CountyManufactured - Highly Impacted | King CountyManufactured - Highly ImpactedHeat Central Gas Boiler | King CountyManufactured - Highly ImpactedHeat Central Gas Boiler4 | King CountyManufactured - Highly ImpactedHeat Central Gas Boiler4New | King CountyManufactured - Highly ImpactedHeat Central Gas BoilerAdvanced Efficiency Boiler - 93% AFUENew | King CountyManufactured - Highly ImpactedHeat Central Gas BoilerNew | King County | Manufactured - Highly Impacted | Heat Central Gas Boiler | 4 | Advanced Efficiency Boiler - 93% AFUE | New | 9.29% | 9.29% | 9.29% | 9.29% | 9.29% | 9.29% | 9.29% | 9.29% | 9.29% | 9.29% | 9.29% | 9.29% | 9.29% | 9.29% | 9.29% | 9.29% | 9.29% | 9.29% | 9.29% | 9.29% | 9.29% | 9.29% | 9.29% | 9.29% | 9.29% | 9.29% | 9.29% | 9.29%
King CountySingle Family | King CountySingle FamilyHeat Central Gas Boiler | King CountySingle FamilyHeat Central Gas Boiler5 | King CountySingle FamilyHeat Central Gas Boiler5Existing | King CountySingle FamilyHeat Central Gas BoilerPremium Efficiency Boiler - 95% AFUEExisting | King CountySingle FamilyHeat Central Gas BoilerExisting | King County | Single Family | Heat Central Gas Boiler | 5 | Premium Efficiency Boiler - 95% AFUE | Existing | 5.321% | 5.321% | 5.321% | 5.321% | 5.321% | 5.321% | 5.321% | 5.321% | 5.321% | 5.321% | 5.321% | 5.321% | 5.321% | 5.321% | 5.321% | 5.321% | 5.321% | 5.321% | 5.321% | 5.321% | 5.321% | 5.321% | 5.321% | 5.321% | 5.321% | 5.321% | 5.321% | 5.321%
King CountySingle Family | King CountySingle FamilyHeat Central Gas Boiler | King CountySingle FamilyHeat Central Gas Boiler5 | King CountySingle FamilyHeat Central Gas Boiler5New | King CountySingle FamilyHeat Central Gas BoilerPremium Efficiency Boiler - 95% AFUENew | King CountySingle FamilyHeat Central Gas BoilerNew | King County | Single Family | Heat Central Gas Boiler | 5 | Premium Efficiency Boiler - 95% AFUE | New | 5.321% | 5.321% | 5.321% | 5.321% | 5.321% | 5.321% | 5.321% | 5.321% | 5.321% | 5.321% | 5.321% | 5.321% | 5.321% | 5.321% | 5.321% | 5.321% | 5.321% | 5.321% | 5.321% | 5.321% | 5.321% | 5.321% | 5.321% | 5.321% | 5.321% | 5.321% | 5.321% | 5.321%
King CountySingle Family - Highly Impacted | King CountySingle Family - Highly ImpactedHeat Central Gas Boiler | King CountySingle Family - Highly ImpactedHeat Central Gas Boiler5 | King CountySingle Family - Highly ImpactedHeat Central Gas Boiler5Existing | King CountySingle Family - Highly ImpactedHeat Central Gas BoilerPremium Efficiency Boiler - 95% AFUEExisting | King CountySingle Family - Highly ImpactedHeat Central Gas BoilerExisting | King County | Single Family - Highly Impacted | Heat Central Gas Boiler | 5 | Premium Efficiency Boiler - 95% AFUE | Existing | 5.321% | 5.321% | 5.321% | 5.321% | 5.321% | 5.321% | 5.321% | 5.321% | 5.321% | 5.321% | 5.321% | 5.321% | 5.321% | 5.321% | 5.321% | 5.321% | 5.321% | 5.321% | 5.321% | 5.321% | 5.321% | 5.321% | 5.321% | 5.321% | 5.321% | 5.321% | 5.321% | 5.321%
King CountySingle Family - Highly Impacted | King CountySingle Family - Highly ImpactedHeat Central Gas Boiler | King CountySingle Family - Highly ImpactedHeat Central Gas Boiler5 | King CountySingle Family - Highly ImpactedHeat Central Gas Boiler5New | King CountySingle Family - Highly ImpactedHeat Central Gas BoilerPremium Efficiency Boiler - 95% AFUENew | King CountySingle Family - Highly ImpactedHeat Central Gas BoilerNew | King County | Single Family - Highly Impacted | Heat Central Gas Boiler | 5 | Premium Efficiency Boiler - 95% AFUE | New | 5.321% | 5.321% | 5.321% | 5.321% | 5.321% | 5.321% | 5.321% | 5.321% | 5.321% | 5.321% | 5.321% | 5.321% | 5.321% | 5.321% | 5.321% | 5.321% | 5.321% | 5.321% | 5.321% | 5.321% | 5.321% | 5.321% | 5.321% | 5.321% | 5.321% | 5.321% | 5.321% | 5.321%
King CountyMultifamily | King CountyMultifamilyHeat Central Gas Boiler | King CountyMultifamilyHeat Central Gas Boiler5 | King CountyMultifamilyHeat Central Gas Boiler5Existing | King CountyMultifamilyHeat Central Gas BoilerPremium Efficiency Boiler - 95% AFUEExisting | King CountyMultifamilyHeat Central Gas BoilerExisting | King County | Multifamily | Heat Central Gas Boiler | 5 | Premium Efficiency Boiler - 95% AFUE | Existing | 5.321% | 5.321% | 5.321% | 5.321% | 5.321% | 5.321% | 5.321% | 5.321% | 5.321% | 5.321% | 5.321% | 5.321% | 5.321% | 5.321% | 5.321% | 5.321% | 5.321% | 5.321% | 5.321% | 5.321% | 5.321% | 5.321% | 5.321% | 5.321% | 5.321% | 5.321% | 5.321% | 5.321%
King CountyMultifamily | King CountyMultifamilyHeat Central Gas Boiler | King CountyMultifamilyHeat Central Gas Boiler5 | King CountyMultifamilyHeat Central Gas Boiler5New | King CountyMultifamilyHeat Central Gas BoilerPremium Efficiency Boiler - 95% AFUENew | King CountyMultifamilyHeat Central Gas BoilerNew | King County | Multifamily | Heat Central Gas Boiler | 5 | Premium Efficiency Boiler - 95% AFUE | New | 5.321% | 5.321% | 5.321% | 5.321% | 5.321% | 5.321% | 5.321% | 5.321% | 5.321% | 5.321% | 5.321% | 5.321% | 5.321% | 5.321% | 5.321% | 5.321% | 5.321% | 5.321% | 5.321% | 5.321% | 5.321% | 5.321% | 5.321% | 5.321% | 5.321% | 5.321% | 5.321% | 5.321%
King CountyMultifamily - Highly Impacted | King CountyMultifamily - Highly ImpactedHeat Central Gas Boiler | King CountyMultifamily - Highly ImpactedHeat Central Gas Boiler5 | King CountyMultifamily - Highly ImpactedHeat Central Gas Boiler5Existing | King CountyMultifamily - Highly ImpactedHeat Central Gas BoilerPremium Efficiency Boiler - 95% AFUEExisting | King CountyMultifamily - Highly ImpactedHeat Central Gas BoilerExisting | King County | Multifamily - Highly Impacted | Heat Central Gas Boiler | 5 | Premium Efficiency Boiler - 95% AFUE | Existing | 5.321% | 5.321% | 5.321% | 5.321% | 5.321% | 5.321% | 5.321% | 5.321% | 5.321% | 5.321% | 5.321% | 5.321% | 5.321% | 5.321% | 5.321% | 5.321% | 5.321% | 5.321% | 5.321% | 5.321% | 5.321% | 5.321% | 5.321% | 5.321% | 5.321% | 5.321% | 5.321% | 5.321%
King CountyMultifamily - Highly Impacted | King CountyMultifamily - Highly ImpactedHeat Central Gas Boiler | King CountyMultifamily - Highly ImpactedHeat Central Gas Boiler5 | King CountyMultifamily - Highly ImpactedHeat Central Gas Boiler5New | King CountyMultifamily - Highly ImpactedHeat Central Gas BoilerPremium Efficiency Boiler - 95% AFUENew | King CountyMultifamily - Highly ImpactedHeat Central Gas BoilerNew | King County | Multifamily - Highly Impacted | Heat Central Gas Boiler | 5 | Premium Efficiency Boiler - 95% AFUE | New | 5.321% | 5.321% | 5.321% | 5.321% | 5.321% | 5.321% | 5.321% | 5.321% | 5.321% | 5.321% | 5.321% | 5.321% | 5.321% | 5.321% | 5.321% | 5.321% | 5.321% | 5.321% | 5.321% | 5.321% | 5.321% | 5.321% | 5.321% | 5.321% | 5.321% | 5.321% | 5.321% | 5.321%
King CountyManufactured | King CountyManufacturedHeat Central Gas Boiler | King CountyManufacturedHeat Central Gas Boiler5 | King CountyManufacturedHeat Central Gas Boiler5Existing | King CountyManufacturedHeat Central Gas BoilerPremium Efficiency Boiler - 95% AFUEExisting | King CountyManufacturedHeat Central Gas BoilerExisting | King County | Manufactured | Heat Central Gas Boiler | 5 | Premium Efficiency Boiler - 95% AFUE | Existing | 5.321% | 5.321% | 5.321% | 5.321% | 5.321% | 5.321% | 5.321% | 5.321% | 5.321% | 5.321% | 5.321% | 5.321% | 5.321% | 5.321% | 5.321% | 5.321% | 5.321% | 5.321% | 5.321% | 5.321% | 5.321% | 5.321% | 5.321% | 5.321% | 5.321% | 5.321% | 5.321% | 5.321%
King CountyManufactured | King CountyManufacturedHeat Central Gas Boiler | King CountyManufacturedHeat Central Gas Boiler5 | King CountyManufacturedHeat Central Gas Boiler5New | King CountyManufacturedHeat Central Gas BoilerPremium Efficiency Boiler - 95% AFUENew | King CountyManufacturedHeat Central Gas BoilerNew | King County | Manufactured | Heat Central Gas Boiler | 5 | Premium Efficiency Boiler - 95% AFUE | New | 5.321% | 5.321% | 5.321% | 5.321% | 5.321% | 5.321% | 5.321% | 5.321% | 5.321% | 5.321% | 5.321% | 5.321% | 5.321% | 5.321% | 5.321% | 5.321% | 5.321% | 5.321% | 5.321% | 5.321% | 5.321% | 5.321% | 5.321% | 5.321% | 5.321% | 5.321% | 5.321% | 5.321%
King CountyManufactured - Highly Impacted | King CountyManufactured - Highly ImpactedHeat Central Gas Boiler | King CountyManufactured - Highly ImpactedHeat Central Gas Boiler5 | King CountyManufactured - Highly ImpactedHeat Central Gas Boiler5Existing | King CountyManufactured - Highly ImpactedHeat Central Gas BoilerPremium Efficiency Boiler - 95% AFUEExisting | King CountyManufactured - Highly ImpactedHeat Central Gas BoilerExisting | King County | Manufactured - Highly Impacted | Heat Central Gas Boiler | 5 | Premium Efficiency Boiler - 95% AFUE | Existing | 5.321% | 5.321% | 5.321% | 5.321% | 5.321% | 5.321% | 5.321% | 5.321% | 5.321% | 5.321% | 5.321% | 5.321% | 5.321% | 5.321% | 5.321% | 5.321% | 5.321% | 5.321% | 5.321% | 5.321% | 5.321% | 5.321% | 5.321% | 5.321% | 5.321% | 5.321% | 5.321% | 5.321%
King CountyManufactured - Highly Impacted | King CountyManufactured - Highly ImpactedHeat Central Gas Boiler | King CountyManufactured - Highly ImpactedHeat Central Gas Boiler5 | King CountyManufactured - Highly ImpactedHeat Central Gas Boiler5New | King CountyManufactured - Highly ImpactedHeat Central Gas BoilerPremium Efficiency Boiler - 95% AFUENew | King CountyManufactured - Highly ImpactedHeat Central Gas BoilerNew | King County | Manufactured - Highly Impacted | Heat Central Gas Boiler | 5 | Premium Efficiency Boiler - 95% AFUE | New | 5.321% | 5.321% | 5.321% | 5.321% | 5.321% | 5.321% | 5.321% | 5.321% | 5.321% | 5.321% | 5.321% | 5.321% | 5.321% | 5.321% | 5.321% | 5.321% | 5.321% | 5.321% | 5.321% | 5.321% | 5.321% | 5.321% | 5.321% | 5.321% | 5.321% | 5.321% | 5.321% | 5.321%
King CountySingle Family | King CountySingle FamilyHeat Central Gas Furnace | King CountySingle FamilyHeat Central Gas Furnace1 | King CountySingle FamilyHeat Central Gas Furnace1Existing | King CountySingle FamilyHeat Central Gas FurnaceBelow Standard Furnace - 76% AFUE (Low Income)Existing | King CountySingle FamilyHeat Central Gas FurnaceExisting | King County | Single Family | Heat Central Gas Furnace | 1 | Below Standard Furnace - 76% AFUE (Low Income) | Existing | 5.295% | 5.295% | 5.295% | 5.295% | 5.295% | 5.295% | 5.295% | 5.295% | 5.295% | 5.295% | 5.295% | 5.295% | 5.295% | 5.295% | 5.295% | 5.295% | 5.295% | 5.295% | 5.295% | 5.295% | 5.295% | 5.295% | 5.295% | 5.295% | 5.295% | 5.295% | 5.295% | 5.295%
King CountySingle Family | King CountySingle FamilyHeat Central Gas Furnace | King CountySingle FamilyHeat Central Gas Furnace1 | King CountySingle FamilyHeat Central Gas Furnace1New | King CountySingle FamilyHeat Central Gas FurnaceBelow Standard Furnace - 76% AFUE (Low Income)New | King CountySingle FamilyHeat Central Gas FurnaceNew | King County | Single Family | Heat Central Gas Furnace | 1 | Below Standard Furnace - 76% AFUE (Low Income) | New | bar: 2023 to 2050
King CountySingle Family - Highly Impacted | King CountySingle Family - Highly ImpactedHeat Central Gas Furnace | King CountySingle Family - Highly ImpactedHeat Central Gas Furnace1 | King CountySingle Family - Highly ImpactedHeat Central Gas Furnace1Existing | King CountySingle Family - Highly ImpactedHeat Central Gas FurnaceBelow Standard Furnace - 76% AFUE (Low Income)Existing | King CountySingle Family - Highly ImpactedHeat Central Gas FurnaceExisting | King County | Single Family - Highly Impacted | Heat Central Gas Furnace | 1 | Below Standard Furnace - 76% AFUE (Low Income) | Existing | 5.295% | 5.295% | 5.295% | 5.295% | 5.295% | 5.295% | 5.295% | 5.295% | 5.295% | 5.295% | 5.295% | 5.295% | 5.295% | 5.295% | 5.295% | 5.295% | 5.295% | 5.295% | 5.295% | 5.295% | 5.295% | 5.295% | 5.295% | 5.295% | 5.295% | 5.295% | 5.295% | 5.295%
King CountySingle Family - Highly Impacted | King CountySingle Family - Highly ImpactedHeat Central Gas Furnace | King CountySingle Family - Highly ImpactedHeat Central Gas Furnace1 | King CountySingle Family - Highly ImpactedHeat Central Gas Furnace1New | King CountySingle Family - Highly ImpactedHeat Central Gas FurnaceBelow Standard Furnace - 76% AFUE (Low Income)New | King CountySingle Family - Highly ImpactedHeat Central Gas FurnaceNew | King County | Single Family - Highly Impacted | Heat Central Gas Furnace | 1 | Below Standard Furnace - 76% AFUE (Low Income) | New | bar: 2023 to 2050
King CountyMultifamily | King CountyMultifamilyHeat Central Gas Furnace | King CountyMultifamilyHeat Central Gas Furnace1 | King CountyMultifamilyHeat Central Gas Furnace1Existing | King CountyMultifamilyHeat Central Gas FurnaceBelow Standard Furnace - 76% AFUE (Low Income)Existing | King CountyMultifamilyHeat Central Gas FurnaceExisting | King County | Multifamily | Heat Central Gas Furnace | 1 | Below Standard Furnace - 76% AFUE (Low Income) | Existing | 5.295% | 5.295% | 5.295% | 5.295% | 5.295% | 5.295% | 5.295% | 5.295% | 5.295% | 5.295% | 5.295% | 5.295% | 5.295% | 5.295% | 5.295% | 5.295% | 5.295% | 5.295% | 5.295% | 5.295% | 5.295% | 5.295% | 5.295% | 5.295% | 5.295% | 5.295% | 5.295% | 5.295%
King CountyMultifamily | King CountyMultifamilyHeat Central Gas Furnace | King CountyMultifamilyHeat Central Gas Furnace1 | King CountyMultifamilyHeat Central Gas Furnace1New | King CountyMultifamilyHeat Central Gas FurnaceBelow Standard Furnace - 76% AFUE (Low Income)New | King CountyMultifamilyHeat Central Gas FurnaceNew | King County | Multifamily | Heat Central Gas Furnace | 1 | Below Standard Furnace - 76% AFUE (Low Income) | New | bar: 2023 to 2050
King CountyMultifamily - Highly Impacted | King CountyMultifamily - Highly ImpactedHeat Central Gas Furnace | King CountyMultifamily - Highly ImpactedHeat Central Gas Furnace1 | King CountyMultifamily - Highly ImpactedHeat Central Gas Furnace1Existing | King CountyMultifamily - Highly ImpactedHeat Central Gas FurnaceBelow Standard Furnace - 76% AFUE (Low Income)Existing | King CountyMultifamily - Highly ImpactedHeat Central Gas FurnaceExisting | King County | Multifamily - Highly Impacted | Heat Central Gas Furnace | 1 | Below Standard Furnace - 76% AFUE (Low Income) | Existing | 5.295% | 5.295% | 5.295% | 5.295% | 5.295% | 5.295% | 5.295% | 5.295% | 5.295% | 5.295% | 5.295% | 5.295% | 5.295% | 5.295% | 5.295% | 5.295% | 5.295% | 5.295% | 5.295% | 5.295% | 5.295% | 5.295% | 5.295% | 5.295% | 5.295% | 5.295% | 5.295% | 5.295%
King CountyMultifamily - Highly Impacted | King CountyMultifamily - Highly ImpactedHeat Central Gas Furnace | King CountyMultifamily - Highly ImpactedHeat Central Gas Furnace1 | King CountyMultifamily - Highly ImpactedHeat Central Gas Furnace1New | King CountyMultifamily - Highly ImpactedHeat Central Gas FurnaceBelow Standard Furnace - 76% AFUE (Low Income)New | King CountyMultifamily - Highly ImpactedHeat Central Gas FurnaceNew | King County | Multifamily - Highly Impacted | Heat Central Gas Furnace | 1 | Below Standard Furnace - 76% AFUE (Low Income) | New | bar: 2023 to 2050
King CountyManufactured | King CountyManufacturedHeat Central Gas Furnace | King CountyManufacturedHeat Central Gas Furnace1 | King CountyManufacturedHeat Central Gas Furnace1Existing | King CountyManufacturedHeat Central Gas FurnaceBelow Standard Furnace - 76% AFUE (Low Income)Existing | King CountyManufacturedHeat Central Gas FurnaceExisting | King County | Manufactured | Heat Central Gas Furnace | 1 | Below Standard Furnace - 76% AFUE (Low Income) | Existing | 5.295% | 5.295% | 5.295% | 5.295% | 5.295% | 5.295% | 5.295% | 5.295% | 5.295% | 5.295% | 5.295% | 5.295% | 5.295% | 5.295% | 5.295% | 5.295% | 5.295% | 5.295% | 5.295% | 5.295% | 5.295% | 5.295% | 5.295% | 5.295% | 5.295% | 5.295% | 5.295% | 5.295%
King CountyManufactured | King CountyManufacturedHeat Central Gas Furnace | King CountyManufacturedHeat Central Gas Furnace1 | King CountyManufacturedHeat Central Gas Furnace1New | King CountyManufacturedHeat Central Gas FurnaceBelow Standard Furnace - 76% AFUE (Low Income)New | King CountyManufacturedHeat Central Gas FurnaceNew | King County | Manufactured | Heat Central Gas Furnace | 1 | Below Standard Furnace - 76% AFUE (Low Income) | New | bar: 2023 to 2050
King CountyManufactured - Highly Impacted | King CountyManufactured - Highly ImpactedHeat Central Gas Furnace | King CountyManufactured - Highly ImpactedHeat Central Gas Furnace1 | King CountyManufactured - Highly ImpactedHeat Central Gas Furnace1Existing | King CountyManufactured - Highly ImpactedHeat Central Gas FurnaceBelow Standard Furnace - 76% AFUE (Low Income)Existing | King CountyManufactured - Highly ImpactedHeat Central Gas FurnaceExisting | King County | Manufactured - Highly Impacted | Heat Central Gas Furnace | 1 | Below Standard Furnace - 76% AFUE (Low Income) | Existing | 5.295% | 5.295% | 5.295% | 5.295% | 5.295% | 5.295% | 5.295% | 5.295% | 5.295% | 5.295% | 5.295% | 5.295% | 5.295% | 5.295% | 5.295% | 5.295% | 5.295% | 5.295% | 5.295% | 5.295% | 5.295% | 5.295% | 5.295% | 5.295% | 5.295% | 5.295% | 5.295% | 5.295%
King CountyManufactured - Highly Impacted | King CountyManufactured - Highly ImpactedHeat Central Gas Furnace | King CountyManufactured - Highly ImpactedHeat Central Gas Furnace1 | King CountyManufactured - Highly ImpactedHeat Central Gas Furnace1New | King CountyManufactured - Highly ImpactedHeat Central Gas FurnaceBelow Standard Furnace - 76% AFUE (Low Income)New | King CountyManufactured - Highly ImpactedHeat Central Gas FurnaceNew | King County | Manufactured - Highly Impacted | Heat Central Gas Furnace | 1 | Below Standard Furnace - 76% AFUE (Low Income) | New | bar: 2023 to 2050
King CountySingle Family | King CountySingle FamilyHeat Central Gas Furnace | King CountySingle FamilyHeat Central Gas Furnace2 | King CountySingle FamilyHeat Central Gas Furnace2Existing | King CountySingle FamilyHeat Central Gas FurnaceFederal Standard 2016 Furnace - 80% AFUEExisting | King CountySingle FamilyHeat Central Gas FurnaceExisting | King County | Single Family | Heat Central Gas Furnace | 2 | Federal Standard 2016 Furnace - 80% AFUE | Existing | 54.88% | 54.88% | 54.88% | 54.88% | 54.88% | 54.88% | 54.88% | 54.88% | 54.88% | 54.88% | 54.88% | 54.88% | 54.88% | 54.88% | 54.88% | 54.88% | 54.88% | 54.88% | 54.88% | 54.88% | 54.88% | 54.88% | 54.88% | 54.88% | 54.88% | 54.88% | 54.88% | 54.88%
King CountySingle Family | King CountySingle FamilyHeat Central Gas Furnace | King CountySingle FamilyHeat Central Gas Furnace2 | King CountySingle FamilyHeat Central Gas Furnace2New | King CountySingle FamilyHeat Central Gas FurnaceFederal Standard 2016 Furnace - 80% AFUENew | King CountySingle FamilyHeat Central Gas FurnaceNew | King County | Single Family | Heat Central Gas Furnace | 2 | Federal Standard 2016 Furnace - 80% AFUE | New | bar: 2023 to 2050
King CountySingle Family - Highly Impacted | King CountySingle Family - Highly ImpactedHeat Central Gas Furnace | King CountySingle Family - Highly ImpactedHeat Central Gas Furnace2 | King CountySingle Family - Highly ImpactedHeat Central Gas Furnace2Existing | King CountySingle Family - Highly ImpactedHeat Central Gas FurnaceFederal Standard 2016 Furnace - 80% AFUEExisting | King CountySingle Family - Highly ImpactedHeat Central Gas FurnaceExisting | King County | Single Family - Highly Impacted | Heat Central Gas Furnace | 2 | Federal Standard 2016 Furnace - 80% AFUE | Existing | 54.88% | 54.88% | 54.88% | 54.88% | 54.88% | 54.88% | 54.88% | 54.88% | 54.88% | 54.88% | 54.88% | 54.88% | 54.88% | 54.88% | 54.88% | 54.88% | 54.88% | 54.88% | 54.88% | 54.88% | 54.88% | 54.88% | 54.88% | 54.88% | 54.88% | 54.88% | 54.88% | 54.88%
King CountySingle Family - Highly Impacted | King CountySingle Family - Highly ImpactedHeat Central Gas Furnace | King CountySingle Family - Highly ImpactedHeat Central Gas Furnace2 | King CountySingle Family - Highly ImpactedHeat Central Gas Furnace2New | King CountySingle Family - Highly ImpactedHeat Central Gas FurnaceFederal Standard 2016 Furnace - 80% AFUENew | King CountySingle Family - Highly ImpactedHeat Central Gas FurnaceNew | King County | Single Family - Highly Impacted | Heat Central Gas Furnace | 2 | Federal Standard 2016 Furnace - 80% AFUE | New | bar: 2023 to 2050
King CountyMultifamily | King CountyMultifamilyHeat Central Gas Furnace | King CountyMultifamilyHeat Central Gas Furnace2 | King CountyMultifamilyHeat Central Gas Furnace2Existing | King CountyMultifamilyHeat Central Gas FurnaceFederal Standard 2016 Furnace - 80% AFUEExisting | King CountyMultifamilyHeat Central Gas FurnaceExisting | King County | Multifamily | Heat Central Gas Furnace | 2 | Federal Standard 2016 Furnace - 80% AFUE | Existing | 54.88% | 54.88% | 54.88% | 54.88% | 54.88% | 54.88% | 54.88% | 54.88% | 54.88% | 54.88% | 54.88% | 54.88% | 54.88% | 54.88% | 54.88% | 54.88% | 54.88% | 54.88% | 54.88% | 54.88% | 54.88% | 54.88% | 54.88% | 54.88% | 54.88% | 54.88% | 54.88% | 54.88%
King CountyMultifamily | King CountyMultifamilyHeat Central Gas Furnace | King CountyMultifamilyHeat Central Gas Furnace2 | King CountyMultifamilyHeat Central Gas Furnace2New | King CountyMultifamilyHeat Central Gas FurnaceFederal Standard 2016 Furnace - 80% AFUENew | King CountyMultifamilyHeat Central Gas FurnaceNew | King County | Multifamily | Heat Central Gas Furnace | 2 | Federal Standard 2016 Furnace - 80% AFUE | New | bar: 2023 to 2050
King CountyMultifamily - Highly Impacted | King CountyMultifamily - Highly ImpactedHeat Central Gas Furnace | King CountyMultifamily - Highly ImpactedHeat Central Gas Furnace2 | King CountyMultifamily - Highly ImpactedHeat Central Gas Furnace2Existing | King CountyMultifamily - Highly ImpactedHeat Central Gas FurnaceFederal Standard 2016 Furnace - 80% AFUEExisting | King CountyMultifamily - Highly ImpactedHeat Central Gas FurnaceExisting | King County | Multifamily - Highly Impacted | Heat Central Gas Furnace | 2 | Federal Standard 2016 Furnace - 80% AFUE | Existing | 54.88% | 54.88% | 54.88% | 54.88% | 54.88% | 54.88% | 54.88% | 54.88% | 54.88% | 54.88% | 54.88% | 54.88% | 54.88% | 54.88% | 54.88% | 54.88% | 54.88% | 54.88% | 54.88% | 54.88% | 54.88% | 54.88% | 54.88% | 54.88% | 54.88% | 54.88% | 54.88% | 54.88%
King CountyMultifamily - Highly Impacted | King CountyMultifamily - Highly ImpactedHeat Central Gas Furnace | King CountyMultifamily - Highly ImpactedHeat Central Gas Furnace2 | King CountyMultifamily - Highly ImpactedHeat Central Gas Furnace2New | King CountyMultifamily - Highly ImpactedHeat Central Gas FurnaceFederal Standard 2016 Furnace - 80% AFUENew | King CountyMultifamily - Highly ImpactedHeat Central Gas FurnaceNew | King County | Multifamily - Highly Impacted | Heat Central Gas Furnace | 2 | Federal Standard 2016 Furnace - 80% AFUE | New | bar: 2023 to 2050
King CountyManufactured | King CountyManufacturedHeat Central Gas Furnace | King CountyManufacturedHeat Central Gas Furnace2 | King CountyManufacturedHeat Central Gas Furnace2Existing | King CountyManufacturedHeat Central Gas FurnaceFederal Standard 2016 Furnace - 80% AFUEExisting | King CountyManufacturedHeat Central Gas FurnaceExisting | King County | Manufactured | Heat Central Gas Furnace | 2 | Federal Standard 2016 Furnace - 80% AFUE | Existing | 54.88% | 54.88% | 54.88% | 54.88% | 54.88% | 54.88% | 54.88% | 54.88% | 54.88% | 54.88% | 54.88% | 54.88% | 54.88% | 54.88% | 54.88% | 54.88% | 54.88% | 54.88% | 54.88% | 54.88% | 54.88% | 54.88% | 54.88% | 54.88% | 54.88% | 54.88% | 54.88% | 54.88%
King CountyManufactured | King CountyManufacturedHeat Central Gas Furnace | King CountyManufacturedHeat Central Gas Furnace2 | King CountyManufacturedHeat Central Gas Furnace2New | King CountyManufacturedHeat Central Gas FurnaceFederal Standard 2016 Furnace - 80% AFUENew | King CountyManufacturedHeat Central Gas FurnaceNew | King County | Manufactured | Heat Central Gas Furnace | 2 | Federal Standard 2016 Furnace - 80% AFUE | New | bar: 2023 to 2050
King CountyManufactured - Highly Impacted | King CountyManufactured - Highly ImpactedHeat Central Gas Furnace | King CountyManufactured - Highly ImpactedHeat Central Gas Furnace2 | King CountyManufactured - Highly ImpactedHeat Central Gas Furnace2Existing | King CountyManufactured - Highly ImpactedHeat Central Gas FurnaceFederal Standard 2016 Furnace - 80% AFUEExisting | King CountyManufactured - Highly ImpactedHeat Central Gas FurnaceExisting | King County | Manufactured - Highly Impacted | Heat Central Gas Furnace | 2 | Federal Standard 2016 Furnace - 80% AFUE | Existing | 54.88% | 54.88% | 54.88% | 54.88% | 54.88% | 54.88% | 54.88% | 54.88% | 54.88% | 54.88% | 54.88% | 54.88% | 54.88% | 54.88% | 54.88% | 54.88% | 54.88% | 54.88% | 54.88% | 54.88% | 54.88% | 54.88% | 54.88% | 54.88% | 54.88% | 54.88% | 54.88% | 54.88%
King CountyManufactured - Highly Impacted | King CountyManufactured - Highly ImpactedHeat Central Gas Furnace | King CountyManufactured - Highly ImpactedHeat Central Gas Furnace2 | King CountyManufactured - Highly ImpactedHeat Central Gas Furnace2New | King CountyManufactured - Highly ImpactedHeat Central Gas FurnaceFederal Standard 2016 Furnace - 80% AFUENew | King CountyManufactured - Highly ImpactedHeat Central Gas FurnaceNew | King County | Manufactured - Highly Impacted | Heat Central Gas Furnace | 2 | Federal Standard 2016 Furnace - 80% AFUE | New | bar: 2023 to 2050
King CountySingle Family | King CountySingle FamilyHeat Central Gas Furnace | King CountySingle FamilyHeat Central Gas Furnace3 | King CountySingle FamilyHeat Central Gas Furnace3Existing | King CountySingle FamilyHeat Central Gas FurnaceMarket Standard FurnaceExisting | King CountySingle FamilyHeat Central Gas FurnaceExisting | King County | Single Family | Heat Central Gas Furnace | 3 | Market Standard Furnace | Existing | bar: 2023 to 2050
King CountySingle Family | King CountySingle FamilyHeat Central Gas Furnace | King CountySingle FamilyHeat Central Gas Furnace3 | King CountySingle FamilyHeat Central Gas Furnace3New | King CountySingle FamilyHeat Central Gas FurnaceMarket Standard FurnaceNew | King CountySingle FamilyHeat Central Gas FurnaceNew | King County | Single Family | Heat Central Gas Furnace | 3 | Market Standard Furnace | New | bar: 2023 to 2050
King CountySingle Family - Highly Impacted | King CountySingle Family - Highly ImpactedHeat Central Gas Furnace | King CountySingle Family - Highly ImpactedHeat Central Gas Furnace3 | King CountySingle Family - Highly ImpactedHeat Central Gas Furnace3Existing | King CountySingle Family - Highly ImpactedHeat Central Gas FurnaceMarket Standard FurnaceExisting | King CountySingle Family - Highly ImpactedHeat Central Gas FurnaceExisting | King County | Single Family - Highly Impacted | Heat Central Gas Furnace | 3 | Market Standard Furnace | Existing | bar: 2023 to 2050
King CountySingle Family - Highly Impacted | King CountySingle Family - Highly ImpactedHeat Central Gas Furnace | King CountySingle Family - Highly ImpactedHeat Central Gas Furnace3 | King CountySingle Family - Highly ImpactedHeat Central Gas Furnace3New | King CountySingle Family - Highly ImpactedHeat Central Gas FurnaceMarket Standard FurnaceNew | King CountySingle Family - Highly ImpactedHeat Central Gas FurnaceNew | King County | Single Family - Highly Impacted | Heat Central Gas Furnace | 3 | Market Standard Furnace | New | bar: 2023 to 2050
King CountyMultifamily | King CountyMultifamilyHeat Central Gas Furnace | King CountyMultifamilyHeat Central Gas Furnace3 | King CountyMultifamilyHeat Central Gas Furnace3Existing | King CountyMultifamilyHeat Central Gas FurnaceMarket Standard FurnaceExisting | King CountyMultifamilyHeat Central Gas FurnaceExisting | King County | Multifamily | Heat Central Gas Furnace | 3 | Market Standard Furnace | Existing | bar: 2023 to 2050
King CountyMultifamily | King CountyMultifamilyHeat Central Gas Furnace | King CountyMultifamilyHeat Central Gas Furnace3 | King CountyMultifamilyHeat Central Gas Furnace3New | King CountyMultifamilyHeat Central Gas FurnaceMarket Standard FurnaceNew | King CountyMultifamilyHeat Central Gas FurnaceNew | King County | Multifamily | Heat Central Gas Furnace | 3 | Market Standard Furnace | New | bar: 2023 to 2050
King CountyMultifamily - Highly Impacted | King CountyMultifamily - Highly ImpactedHeat Central Gas Furnace | King CountyMultifamily - Highly ImpactedHeat Central Gas Furnace3 | King CountyMultifamily - Highly ImpactedHeat Central Gas Furnace3Existing | King CountyMultifamily - Highly ImpactedHeat Central Gas FurnaceMarket Standard FurnaceExisting | King CountyMultifamily - Highly ImpactedHeat Central Gas FurnaceExisting | King County | Multifamily - Highly Impacted | Heat Central Gas Furnace | 3 | Market Standard Furnace | Existing | bar: 2023 to 2050
King CountyMultifamily - Highly Impacted | King CountyMultifamily - Highly ImpactedHeat Central Gas Furnace | King CountyMultifamily - Highly ImpactedHeat Central Gas Furnace3 | King CountyMultifamily - Highly ImpactedHeat Central Gas Furnace3New | King CountyMultifamily - Highly ImpactedHeat Central Gas FurnaceMarket Standard FurnaceNew | King CountyMultifamily - Highly ImpactedHeat Central Gas FurnaceNew | King County | Multifamily - Highly Impacted | Heat Central Gas Furnace | 3 | Market Standard Furnace | New | bar: 2023 to 2050
King CountyManufactured | King CountyManufacturedHeat Central Gas Furnace | King CountyManufacturedHeat Central Gas Furnace3 | King CountyManufacturedHeat Central Gas Furnace3Existing | King CountyManufacturedHeat Central Gas FurnaceMarket Standard FurnaceExisting | King CountyManufacturedHeat Central Gas FurnaceExisting | King County | Manufactured | Heat Central Gas Furnace | 3 | Market Standard Furnace | Existing | bar: 2023 to 2050
King CountyManufactured | King CountyManufacturedHeat Central Gas Furnace | King CountyManufacturedHeat Central Gas Furnace3 | King CountyManufacturedHeat Central Gas Furnace3New | King CountyManufacturedHeat Central Gas FurnaceMarket Standard FurnaceNew | King CountyManufacturedHeat Central Gas FurnaceNew | King County | Manufactured | Heat Central Gas Furnace | 3 | Market Standard Furnace | New | bar: 2023 to 2050
King CountyManufactured - Highly Impacted | King CountyManufactured - Highly ImpactedHeat Central Gas Furnace | King CountyManufactured - Highly ImpactedHeat Central Gas Furnace3 | King CountyManufactured - Highly ImpactedHeat Central Gas Furnace3Existing | King CountyManufactured - Highly ImpactedHeat Central Gas FurnaceMarket Standard FurnaceExisting | King CountyManufactured - Highly ImpactedHeat Central Gas FurnaceExisting | King County | Manufactured - Highly Impacted | Heat Central Gas Furnace | 3 | Market Standard Furnace | Existing | bar: 2023 to 2050
King CountyManufactured - Highly Impacted | King CountyManufactured - Highly ImpactedHeat Central Gas Furnace | King CountyManufactured - Highly ImpactedHeat Central Gas Furnace3 | King CountyManufactured - Highly ImpactedHeat Central Gas Furnace3New | King CountyManufactured - Highly ImpactedHeat Central Gas FurnaceMarket Standard FurnaceNew | King CountyManufactured - Highly ImpactedHeat Central Gas FurnaceNew | King County | Manufactured - Highly Impacted | Heat Central Gas Furnace | 3 | Market Standard Furnace | New | bar: 2023 to 2050
King CountySingle Family | King CountySingle FamilyHeat Central Gas Furnace | King CountySingle FamilyHeat Central Gas Furnace4 | King CountySingle FamilyHeat Central Gas Furnace4Existing | King CountySingle FamilyHeat Central Gas FurnaceENERGY STAR Furnace - 95% AFUEExisting | King CountySingle FamilyHeat Central Gas FurnaceExisting | King County | Single Family | Heat Central Gas Furnace | 4 | ENERGY STAR Furnace - 95% AFUE | Existing | 36.81% | 36.81% | 36.81% | 36.81% | 36.81% | 36.81% | 36.81% | 36.81% | 36.81% | 36.81% | 36.81% | 36.81% | 36.81% | 36.81% | 36.81% | 36.81% | 36.81% | 36.81% | 36.81% | 36.81% | 36.81% | 36.81% | 36.81% | 36.81% | 36.81% | 36.81% | 36.81% | 36.81%
King CountySingle Family | King CountySingle FamilyHeat Central Gas Furnace | King CountySingle FamilyHeat Central Gas Furnace4 | King CountySingle FamilyHeat Central Gas Furnace4New | King CountySingle FamilyHeat Central Gas FurnaceENERGY STAR Furnace - 95% AFUENew | King CountySingle FamilyHeat Central Gas FurnaceNew | King County | Single Family | Heat Central Gas Furnace | 4 | ENERGY STAR Furnace - 95% AFUE | New | 85.68% | 85.68% | 85.68% | 85.68% | 85.68% | 85.68% | 85.68% | 85.68% | 85.68% | 85.68% | 85.68% | 85.68% | 85.68% | 85.68% | 85.68% | 85.68% | 85.68% | 85.68% | 85.68% | 85.68% | 85.68% | 85.68% | 85.68% | 85.68% | 85.68% | 85.68% | 85.68% | 85.68%
King CountySingle Family - Highly Impacted | King CountySingle Family - Highly ImpactedHeat Central Gas Furnace | King CountySingle Family - Highly ImpactedHeat Central Gas Furnace4 | King CountySingle Family - Highly ImpactedHeat Central Gas Furnace4Existing | King CountySingle Family - Highly ImpactedHeat Central Gas FurnaceENERGY STAR Furnace - 95% AFUEExisting | King CountySingle Family - Highly ImpactedHeat Central Gas FurnaceExisting | King County | Single Family - Highly Impacted | Heat Central Gas Furnace | 4 | ENERGY STAR Furnace - 95% AFUE | Existing | 36.81% | 36.81% | 36.81% | 36.81% | 36.81% | 36.81% | 36.81% | 36.81% | 36.81% | 36.81% | 36.81% | 36.81% | 36.81% | 36.81% | 36.81% | 36.81% | 36.81% | 36.81% | 36.81% | 36.81% | 36.81% | 36.81% | 36.81% | 36.81% | 36.81% | 36.81% | 36.81% | 36.81%
King CountySingle Family - Highly Impacted | King CountySingle Family - Highly ImpactedHeat Central Gas Furnace | King CountySingle Family - Highly ImpactedHeat Central Gas Furnace4 | King CountySingle Family - Highly ImpactedHeat Central Gas Furnace4New | King CountySingle Family - Highly ImpactedHeat Central Gas FurnaceENERGY STAR Furnace - 95% AFUENew | King CountySingle Family - Highly ImpactedHeat Central Gas FurnaceNew | King County | Single Family - Highly Impacted | Heat Central Gas Furnace | 4 | ENERGY STAR Furnace - 95% AFUE | New | 85.68% | 85.68% | 85.68% | 85.68% | 85.68% | 85.68% | 85.68% | 85.68% | 85.68% | 85.68% | 85.68% | 85.68% | 85.68% | 85.68% | 85.68% | 85.68% | 85.68% | 85.68% | 85.68% | 85.68% | 85.68% | 85.68% | 85.68% | 85.68% | 85.68% | 85.68% | 85.68% | 85.68%
King CountyMultifamily | King CountyMultifamilyHeat Central Gas Furnace | King CountyMultifamilyHeat Central Gas Furnace4 | King CountyMultifamilyHeat Central Gas Furnace4Existing | King CountyMultifamilyHeat Central Gas FurnaceENERGY STAR Furnace - 95% AFUEExisting | King CountyMultifamilyHeat Central Gas FurnaceExisting | King County | Multifamily | Heat Central Gas Furnace | 4 | ENERGY STAR Furnace - 95% AFUE | Existing | 36.81% | 36.81% | 36.81% | 36.81% | 36.81% | 36.81% | 36.81% | 36.81% | 36.81% | 36.81% | 36.81% | 36.81% | 36.81% | 36.81% | 36.81% | 36.81% | 36.81% | 36.81% | 36.81% | 36.81% | 36.81% | 36.81% | 36.81% | 36.81% | 36.81% | 36.81% | 36.81% | 36.81%
King CountyMultifamily | King CountyMultifamilyHeat Central Gas Furnace | King CountyMultifamilyHeat Central Gas Furnace4 | King CountyMultifamilyHeat Central Gas Furnace4New | King CountyMultifamilyHeat Central Gas FurnaceENERGY STAR Furnace - 95% AFUENew | King CountyMultifamilyHeat Central Gas FurnaceNew | King County | Multifamily | Heat Central Gas Furnace | 4 | ENERGY STAR Furnace - 95% AFUE | New | 85.68% | 85.68% | 85.68% | 85.68% | 85.68% | 85.68% | 85.68% | 85.68% | 85.68% | 85.68% | 85.68% | 85.68% | 85.68% | 85.68% | 85.68% | 85.68% | 85.68% | 85.68% | 85.68% | 85.68% | 85.68% | 85.68% | 85.68% | 85.68% | 85.68% | 85.68% | 85.68% | 85.68%
King CountyMultifamily - Highly Impacted | King CountyMultifamily - Highly ImpactedHeat Central Gas Furnace | King CountyMultifamily - Highly ImpactedHeat Central Gas Furnace4 | King CountyMultifamily - Highly ImpactedHeat Central Gas Furnace4Existing | King CountyMultifamily - Highly ImpactedHeat Central Gas FurnaceENERGY STAR Furnace - 95% AFUEExisting | King CountyMultifamily - Highly ImpactedHeat Central Gas FurnaceExisting | King County | Multifamily - Highly Impacted | Heat Central Gas Furnace | 4 | ENERGY STAR Furnace - 95% AFUE | Existing | 36.81% | 36.81% | 36.81% | 36.81% | 36.81% | 36.81% | 36.81% | 36.81% | 36.81% | 36.81% | 36.81% | 36.81% | 36.81% | 36.81% | 36.81% | 36.81% | 36.81% | 36.81% | 36.81% | 36.81% | 36.81% | 36.81% | 36.81% | 36.81% | 36.81% | 36.81% | 36.81% | 36.81%
King CountyMultifamily - Highly Impacted | King CountyMultifamily - Highly ImpactedHeat Central Gas Furnace | King CountyMultifamily - Highly ImpactedHeat Central Gas Furnace4 | King CountyMultifamily - Highly ImpactedHeat Central Gas Furnace4New | King CountyMultifamily - Highly ImpactedHeat Central Gas FurnaceENERGY STAR Furnace - 95% AFUENew | King CountyMultifamily - Highly ImpactedHeat Central Gas FurnaceNew | King County | Multifamily - Highly Impacted | Heat Central Gas Furnace | 4 | ENERGY STAR Furnace - 95% AFUE | New | 85.68% | 85.68% | 85.68% | 85.68% | 85.68% | 85.68% | 85.68% | 85.68% | 85.68% | 85.68% | 85.68% | 85.68% | 85.68% | 85.68% | 85.68% | 85.68% | 85.68% | 85.68% | 85.68% | 85.68% | 85.68% | 85.68% | 85.68% | 85.68% | 85.68% | 85.68% | 85.68% | 85.68%
King CountyManufactured | King CountyManufacturedHeat Central Gas Furnace | King CountyManufacturedHeat Central Gas Furnace4 | King CountyManufacturedHeat Central Gas Furnace4Existing | King CountyManufacturedHeat Central Gas FurnaceENERGY STAR Furnace - 95% AFUEExisting | King CountyManufacturedHeat Central Gas FurnaceExisting | King County | Manufactured | Heat Central Gas Furnace | 4 | ENERGY STAR Furnace - 95% AFUE | Existing | 36.81% | 36.81% | 36.81% | 36.81% | 36.81% | 36.81% | 36.81% | 36.81% | 36.81% | 36.81% | 36.81% | 36.81% | 36.81% | 36.81% | 36.81% | 36.81% | 36.81% | 36.81% | 36.81% | 36.81% | 36.81% | 36.81% | 36.81% | 36.81% | 36.81% | 36.81% | 36.81% | 36.81%
King CountyManufactured | King CountyManufacturedHeat Central Gas Furnace | King CountyManufacturedHeat Central Gas Furnace4 | King CountyManufacturedHeat Central Gas Furnace4New | King CountyManufacturedHeat Central Gas FurnaceENERGY STAR Furnace - 95% AFUENew | King CountyManufacturedHeat Central Gas FurnaceNew | King County | Manufactured | Heat Central Gas Furnace | 4 | ENERGY STAR Furnace - 95% AFUE | New | 85.68% | 85.68% | 85.68% | 85.68% | 85.68% | 85.68% | 85.68% | 85.68% | 85.68% | 85.68% | 85.68% | 85.68% | 85.68% | 85.68% | 85.68% | 85.68% | 85.68% | 85.68% | 85.68% | 85.68% | 85.68% | 85.68% | 85.68% | 85.68% | 85.68% | 85.68% | 85.68% | 85.68%
King CountyManufactured - Highly Impacted | King CountyManufactured - Highly ImpactedHeat Central Gas Furnace | King CountyManufactured - Highly ImpactedHeat Central Gas Furnace4 | King CountyManufactured - Highly ImpactedHeat Central Gas Furnace4Existing | King CountyManufactured - Highly ImpactedHeat Central Gas FurnaceENERGY STAR Furnace - 95% AFUEExisting | King CountyManufactured - Highly ImpactedHeat Central Gas FurnaceExisting | King County | Manufactured - Highly Impacted | Heat Central Gas Furnace | 4 | ENERGY STAR Furnace - 95% AFUE | Existing | 36.81% | 36.81% | 36.81% | 36.81% | 36.81% | 36.81% | 36.81% | 36.81% | 36.81% | 36.81% | 36.81% | 36.81% | 36.81% | 36.81% | 36.81% | 36.81% | 36.81% | 36.81% | 36.81% | 36.81% | 36.81% | 36.81% | 36.81% | 36.81% | 36.81% | 36.81% | 36.81% | 36.81%
King CountyManufactured - Highly Impacted | King CountyManufactured - Highly ImpactedHeat Central Gas Furnace | King CountyManufactured - Highly ImpactedHeat Central Gas Furnace4 | King CountyManufactured - Highly ImpactedHeat Central Gas Furnace4New | King CountyManufactured - Highly ImpactedHeat Central Gas FurnaceENERGY STAR Furnace - 95% AFUENew | King CountyManufactured - Highly ImpactedHeat Central Gas FurnaceNew | King County | Manufactured - Highly Impacted | Heat Central Gas Furnace | 4 | ENERGY STAR Furnace - 95% AFUE | New | 85.68% | 85.68% | 85.68% | 85.68% | 85.68% | 85.68% | 85.68% | 85.68% | 85.68% | 85.68% | 85.68% | 85.68% | 85.68% | 85.68% | 85.68% | 85.68% | 85.68% | 85.68% | 85.68% | 85.68% | 85.68% | 85.68% | 85.68% | 85.68% | 85.68% | 85.68% | 85.68% | 85.68%
King CountySingle Family | King CountySingle FamilyHeat Central Gas Furnace | King CountySingle FamilyHeat Central Gas Furnace5 | King CountySingle FamilyHeat Central Gas Furnace5Existing | King CountySingle FamilyHeat Central Gas FurnaceAdvanced Efficiency Furnace - 97% AFUEExisting | King CountySingle FamilyHeat Central Gas FurnaceExisting | King County | Single Family | Heat Central Gas Furnace | 5 | Advanced Efficiency Furnace - 97% AFUE | Existing | 2.963% | 2.963% | 2.963% | 2.963% | 2.963% | 2.963% | 2.963% | 2.963% | 2.963% | 2.963% | 2.963% | 2.963% | 2.963% | 2.963% | 2.963% | 2.963% | 2.963% | 2.963% | 2.963% | 2.963% | 2.963% | 2.963% | 2.963% | 2.963% | 2.963% | 2.963% | 2.963% | 2.963%
King CountySingle Family | King CountySingle FamilyHeat Central Gas Furnace | King CountySingle FamilyHeat Central Gas Furnace5 | King CountySingle FamilyHeat Central Gas Furnace5New | King CountySingle FamilyHeat Central Gas FurnaceAdvanced Efficiency Furnace - 97% AFUENew | King CountySingle FamilyHeat Central Gas FurnaceNew | King County | Single Family | Heat Central Gas Furnace | 5 | Advanced Efficiency Furnace - 97% AFUE | New | 14.07% | 14.07% | 14.07% | 14.07% | 14.07% | 14.07% | 14.07% | 14.07% | 14.07% | 14.07% | 14.07% | 14.07% | 14.07% | 14.07% | 14.07% | 14.07% | 14.07% | 14.07% | 14.07% | 14.07% | 14.07% | 14.07% | 14.07% | 14.07% | 14.07% | 14.07% | 14.07% | 14.07%
King CountySingle Family - Highly Impacted | King CountySingle Family - Highly ImpactedHeat Central Gas Furnace | King CountySingle Family - Highly ImpactedHeat Central Gas Furnace5 | King CountySingle Family - Highly ImpactedHeat Central Gas Furnace5Existing | King CountySingle Family - Highly ImpactedHeat Central Gas FurnaceAdvanced Efficiency Furnace - 97% AFUEExisting | King CountySingle Family - Highly ImpactedHeat Central Gas FurnaceExisting | King County | Single Family - Highly Impacted | Heat Central Gas Furnace | 5 | Advanced Efficiency Furnace - 97% AFUE | Existing | 2.963% | 2.963% | 2.963% | 2.963% | 2.963% | 2.963% | 2.963% | 2.963% | 2.963% | 2.963% | 2.963% | 2.963% | 2.963% | 2.963% | 2.963% | 2.963% | 2.963% | 2.963% | 2.963% | 2.963% | 2.963% | 2.963% | 2.963% | 2.963% | 2.963% | 2.963% | 2.963% | 2.963%
King CountySingle Family - Highly Impacted | King CountySingle Family - Highly ImpactedHeat Central Gas Furnace | King CountySingle Family - Highly ImpactedHeat Central Gas Furnace5 | King CountySingle Family - Highly ImpactedHeat Central Gas Furnace5New | King CountySingle Family - Highly ImpactedHeat Central Gas FurnaceAdvanced Efficiency Furnace - 97% AFUENew | King CountySingle Family - Highly ImpactedHeat Central Gas FurnaceNew | King County | Single Family - Highly Impacted | Heat Central Gas Furnace | 5 | Advanced Efficiency Furnace - 97% AFUE | New | 14.07% | 14.07% | 14.07% | 14.07% | 14.07% | 14.07% | 14.07% | 14.07% | 14.07% | 14.07% | 14.07% | 14.07% | 14.07% | 14.07% | 14.07% | 14.07% | 14.07% | 14.07% | 14.07% | 14.07% | 14.07% | 14.07% | 14.07% | 14.07% | 14.07% | 14.07% | 14.07% | 14.07%
King CountyMultifamily | King CountyMultifamilyHeat Central Gas Furnace | King CountyMultifamilyHeat Central Gas Furnace5 | King CountyMultifamilyHeat Central Gas Furnace5Existing | King CountyMultifamilyHeat Central Gas FurnaceAdvanced Efficiency Furnace - 97% AFUEExisting | King CountyMultifamilyHeat Central Gas FurnaceExisting | King County | Multifamily | Heat Central Gas Furnace | 5 | Advanced Efficiency Furnace - 97% AFUE | Existing | 2.963% | 2.963% | 2.963% | 2.963% | 2.963% | 2.963% | 2.963% | 2.963% | 2.963% | 2.963% | 2.963% | 2.963% | 2.963% | 2.963% | 2.963% | 2.963% | 2.963% | 2.963% | 2.963% | 2.963% | 2.963% | 2.963% | 2.963% | 2.963% | 2.963% | 2.963% | 2.963% | 2.963%
King CountyMultifamily | King CountyMultifamilyHeat Central Gas Furnace | King CountyMultifamilyHeat Central Gas Furnace5 | King CountyMultifamilyHeat Central Gas Furnace5New | King CountyMultifamilyHeat Central Gas FurnaceAdvanced Efficiency Furnace - 97% AFUENew | King CountyMultifamilyHeat Central Gas FurnaceNew | King County | Multifamily | Heat Central Gas Furnace | 5 | Advanced Efficiency Furnace - 97% AFUE | New | 14.07% | 14.07% | 14.07% | 14.07% | 14.07% | 14.07% | 14.07% | 14.07% | 14.07% | 14.07% | 14.07% | 14.07% | 14.07% | 14.07% | 14.07% | 14.07% | 14.07% | 14.07% | 14.07% | 14.07% | 14.07% | 14.07% | 14.07% | 14.07% | 14.07% | 14.07% | 14.07% | 14.07%
King CountyMultifamily - Highly Impacted | King CountyMultifamily - Highly ImpactedHeat Central Gas Furnace | King CountyMultifamily - Highly ImpactedHeat Central Gas Furnace5 | King CountyMultifamily - Highly ImpactedHeat Central Gas Furnace5Existing | King CountyMultifamily - Highly ImpactedHeat Central Gas FurnaceAdvanced Efficiency Furnace - 97% AFUEExisting | King CountyMultifamily - Highly ImpactedHeat Central Gas FurnaceExisting | King County | Multifamily - Highly Impacted | Heat Central Gas Furnace | 5 | Advanced Efficiency Furnace - 97% AFUE | Existing | 2.963% | 2.963% | 2.963% | 2.963% | 2.963% | 2.963% | 2.963% | 2.963% | 2.963% | 2.963% | 2.963% | 2.963% | 2.963% | 2.963% | 2.963% | 2.963% | 2.963% | 2.963% | 2.963% | 2.963% | 2.963% | 2.963% | 2.963% | 2.963% | 2.963% | 2.963% | 2.963% | 2.963%
King CountyMultifamily - Highly Impacted | King CountyMultifamily - Highly ImpactedHeat Central Gas Furnace | King CountyMultifamily - Highly ImpactedHeat Central Gas Furnace5 | King CountyMultifamily - Highly ImpactedHeat Central Gas Furnace5New | King CountyMultifamily - Highly ImpactedHeat Central Gas FurnaceAdvanced Efficiency Furnace - 97% AFUENew | King CountyMultifamily - Highly ImpactedHeat Central Gas FurnaceNew | King County | Multifamily - Highly Impacted | Heat Central Gas Furnace | 5 | Advanced Efficiency Furnace - 97% AFUE | New | 14.07% | 14.07% | 14.07% | 14.07% | 14.07% | 14.07% | 14.07% | 14.07% | 14.07% | 14.07% | 14.07% | 14.07% | 14.07% | 14.07% | 14.07% | 14.07% | 14.07% | 14.07% | 14.07% | 14.07% | 14.07% | 14.07% | 14.07% | 14.07% | 14.07% | 14.07% | 14.07% | 14.07%
King CountyManufactured | King CountyManufacturedHeat Central Gas Furnace | King CountyManufacturedHeat Central Gas Furnace5 | King CountyManufacturedHeat Central Gas Furnace5Existing | King CountyManufacturedHeat Central Gas FurnaceAdvanced Efficiency Furnace - 97% AFUEExisting | King CountyManufacturedHeat Central Gas FurnaceExisting | King County | Manufactured | Heat Central Gas Furnace | 5 | Advanced Efficiency Furnace - 97% AFUE | Existing | 2.963% | 2.963% | 2.963% | 2.963% | 2.963% | 2.963% | 2.963% | 2.963% | 2.963% | 2.963% | 2.963% | 2.963% | 2.963% | 2.963% | 2.963% | 2.963% | 2.963% | 2.963% | 2.963% | 2.963% | 2.963% | 2.963% | 2.963% | 2.963% | 2.963% | 2.963% | 2.963% | 2.963%
King CountyManufactured | King CountyManufacturedHeat Central Gas Furnace | King CountyManufacturedHeat Central Gas Furnace5 | King CountyManufacturedHeat Central Gas Furnace5New | King CountyManufacturedHeat Central Gas FurnaceAdvanced Efficiency Furnace - 97% AFUENew | King CountyManufacturedHeat Central Gas FurnaceNew | King County | Manufactured | Heat Central Gas Furnace | 5 | Advanced Efficiency Furnace - 97% AFUE | New | 14.07% | 14.07% | 14.07% | 14.07% | 14.07% | 14.07% | 14.07% | 14.07% | 14.07% | 14.07% | 14.07% | 14.07% | 14.07% | 14.07% | 14.07% | 14.07% | 14.07% | 14.07% | 14.07% | 14.07% | 14.07% | 14.07% | 14.07% | 14.07% | 14.07% | 14.07% | 14.07% | 14.07%
King CountyManufactured - Highly Impacted | King CountyManufactured - Highly ImpactedHeat Central Gas Furnace | King CountyManufactured - Highly ImpactedHeat Central Gas Furnace5 | King CountyManufactured - Highly ImpactedHeat Central Gas Furnace5Existing | King CountyManufactured - Highly ImpactedHeat Central Gas FurnaceAdvanced Efficiency Furnace - 97% AFUEExisting | King CountyManufactured - Highly ImpactedHeat Central Gas FurnaceExisting | King County | Manufactured - Highly Impacted | Heat Central Gas Furnace | 5 | Advanced Efficiency Furnace - 97% AFUE | Existing | 2.963% | 2.963% | 2.963% | 2.963% | 2.963% | 2.963% | 2.963% | 2.963% | 2.963% | 2.963% | 2.963% | 2.963% | 2.963% | 2.963% | 2.963% | 2.963% | 2.963% | 2.963% | 2.963% | 2.963% | 2.963% | 2.963% | 2.963% | 2.963% | 2.963% | 2.963% | 2.963% | 2.963%
King CountyManufactured - Highly Impacted | King CountyManufactured - Highly ImpactedHeat Central Gas Furnace | King CountyManufactured - Highly ImpactedHeat Central Gas Furnace5 | King CountyManufactured - Highly ImpactedHeat Central Gas Furnace5New | King CountyManufactured - Highly ImpactedHeat Central Gas FurnaceAdvanced Efficiency Furnace - 97% AFUENew | King CountyManufactured - Highly ImpactedHeat Central Gas FurnaceNew | King County | Manufactured - Highly Impacted | Heat Central Gas Furnace | 5 | Advanced Efficiency Furnace - 97% AFUE | New | 14.07% | 14.07% | 14.07% | 14.07% | 14.07% | 14.07% | 14.07% | 14.07% | 14.07% | 14.07% | 14.07% | 14.07% | 14.07% | 14.07% | 14.07% | 14.07% | 14.07% | 14.07% | 14.07% | 14.07% | 14.07% | 14.07% | 14.07% | 14.07% | 14.07% | 14.07% | 14.07% | 14.07%
King CountySingle Family | King CountySingle FamilyHeat Central Gas Furnace | King CountySingle FamilyHeat Central Gas Furnace6 | King CountySingle FamilyHeat Central Gas Furnace6Existing | King CountySingle FamilyHeat Central Gas FurnacePremium Efficiency Furnace - 98% AFUEExisting | King CountySingle FamilyHeat Central Gas FurnaceExisting | King County | Single Family | Heat Central Gas Furnace | 6 | Premium Efficiency Furnace - 98% AFUE | Existing | 0.05273% | 0.05273% | 0.05273% | 0.05273% | 0.05273% | 0.05273% | 0.05273% | 0.05273% | 0.05273% | 0.05273% | 0.05273% | 0.05273% | 0.05273% | 0.05273% | 0.05273% | 0.05273% | 0.05273% | 0.05273% | 0.05273% | 0.05273% | 0.05273% | 0.05273% | 0.05273% | 0.05273% | 0.05273% | 0.05273% | 0.05273% | 0.05273%
King CountySingle Family | King CountySingle FamilyHeat Central Gas Furnace | King CountySingle FamilyHeat Central Gas Furnace6 | King CountySingle FamilyHeat Central Gas Furnace6New | King CountySingle FamilyHeat Central Gas FurnacePremium Efficiency Furnace - 98% AFUENew | King CountySingle FamilyHeat Central Gas FurnaceNew | King County | Single Family | Heat Central Gas Furnace | 6 | Premium Efficiency Furnace - 98% AFUE | New | 0.2504% | 0.2504% | 0.2504% | 0.2504% | 0.2504% | 0.2504% | 0.2504% | 0.2504% | 0.2504% | 0.2504% | 0.2504% | 0.2504% | 0.2504% | 0.2504% | 0.2504% | 0.2504% | 0.2504% | 0.2504% | 0.2504% | 0.2504% | 0.2504% | 0.2504% | 0.2504% | 0.2504% | 0.2504% | 0.2504% | 0.2504% | 0.2504%
King CountySingle Family - Highly Impacted | King CountySingle Family - Highly ImpactedHeat Central Gas Furnace | King CountySingle Family - Highly ImpactedHeat Central Gas Furnace6 | King CountySingle Family - Highly ImpactedHeat Central Gas Furnace6Existing | King CountySingle Family - Highly ImpactedHeat Central Gas FurnacePremium Efficiency Furnace - 98% AFUEExisting | King CountySingle Family - Highly ImpactedHeat Central Gas FurnaceExisting | King County | Single Family - Highly Impacted | Heat Central Gas Furnace | 6 | Premium Efficiency Furnace - 98% AFUE | Existing | 0.05273% | 0.05273% | 0.05273% | 0.05273% | 0.05273% | 0.05273% | 0.05273% | 0.05273% | 0.05273% | 0.05273% | 0.05273% | 0.05273% | 0.05273% | 0.05273% | 0.05273% | 0.05273% | 0.05273% | 0.05273% | 0.05273% | 0.05273% | 0.05273% | 0.05273% | 0.05273% | 0.05273% | 0.05273% | 0.05273% | 0.05273% | 0.05273%
King CountySingle Family - Highly Impacted | King CountySingle Family - Highly ImpactedHeat Central Gas Furnace | King CountySingle Family - Highly ImpactedHeat Central Gas Furnace6 | King CountySingle Family - Highly ImpactedHeat Central Gas Furnace6New | King CountySingle Family - Highly ImpactedHeat Central Gas FurnacePremium Efficiency Furnace - 98% AFUENew | King CountySingle Family - Highly ImpactedHeat Central Gas FurnaceNew | King County | Single Family - Highly Impacted | Heat Central Gas Furnace | 6 | Premium Efficiency Furnace - 98% AFUE | New | 0.2504% | 0.2504% | 0.2504% | 0.2504% | 0.2504% | 0.2504% | 0.2504% | 0.2504% | 0.2504% | 0.2504% | 0.2504% | 0.2504% | 0.2504% | 0.2504% | 0.2504% | 0.2504% | 0.2504% | 0.2504% | 0.2504% | 0.2504% | 0.2504% | 0.2504% | 0.2504% | 0.2504% | 0.2504% | 0.2504% | 0.2504% | 0.2504%
King CountyMultifamily | King CountyMultifamilyHeat Central Gas Furnace | King CountyMultifamilyHeat Central Gas Furnace6 | King CountyMultifamilyHeat Central Gas Furnace6Existing | King CountyMultifamilyHeat Central Gas FurnacePremium Efficiency Furnace - 98% AFUEExisting | King CountyMultifamilyHeat Central Gas FurnaceExisting | King County | Multifamily | Heat Central Gas Furnace | 6 | Premium Efficiency Furnace - 98% AFUE | Existing | 0.05273% | 0.05273% | 0.05273% | 0.05273% | 0.05273% | 0.05273% | 0.05273% | 0.05273% | 0.05273% | 0.05273% | 0.05273% | 0.05273% | 0.05273% | 0.05273% | 0.05273% | 0.05273% | 0.05273% | 0.05273% | 0.05273% | 0.05273% | 0.05273% | 0.05273% | 0.05273% | 0.05273% | 0.05273% | 0.05273% | 0.05273% | 0.05273%
King CountyMultifamily | King CountyMultifamilyHeat Central Gas Furnace | King CountyMultifamilyHeat Central Gas Furnace6 | King CountyMultifamilyHeat Central Gas Furnace6New | King CountyMultifamilyHeat Central Gas FurnacePremium Efficiency Furnace - 98% AFUENew | King CountyMultifamilyHeat Central Gas FurnaceNew | King County | Multifamily | Heat Central Gas Furnace | 6 | Premium Efficiency Furnace - 98% AFUE | New | 0.2504% | 0.2504% | 0.2504% | 0.2504% | 0.2504% | 0.2504% | 0.2504% | 0.2504% | 0.2504% | 0.2504% | 0.2504% | 0.2504% | 0.2504% | 0.2504% | 0.2504% | 0.2504% | 0.2504% | 0.2504% | 0.2504% | 0.2504% | 0.2504% | 0.2504% | 0.2504% | 0.2504% | 0.2504% | 0.2504% | 0.2504% | 0.2504%
King CountyMultifamily - Highly Impacted | King CountyMultifamily - Highly ImpactedHeat Central Gas Furnace | King CountyMultifamily - Highly ImpactedHeat Central Gas Furnace6 | King CountyMultifamily - Highly ImpactedHeat Central Gas Furnace6Existing | King CountyMultifamily - Highly ImpactedHeat Central Gas FurnacePremium Efficiency Furnace - 98% AFUEExisting | King CountyMultifamily - Highly ImpactedHeat Central Gas FurnaceExisting | King County | Multifamily - Highly Impacted | Heat Central Gas Furnace | 6 | Premium Efficiency Furnace - 98% AFUE | Existing | 0.05273% | 0.05273% | 0.05273% | 0.05273% | 0.05273% | 0.05273% | 0.05273% | 0.05273% | 0.05273% | 0.05273% | 0.05273% | 0.05273% | 0.05273% | 0.05273% | 0.05273% | 0.05273% | 0.05273% | 0.05273% | 0.05273% | 0.05273% | 0.05273% | 0.05273% | 0.05273% | 0.05273% | 0.05273% | 0.05273% | 0.05273% | 0.05273%
King CountyMultifamily - Highly Impacted | King CountyMultifamily - Highly ImpactedHeat Central Gas Furnace | King CountyMultifamily - Highly ImpactedHeat Central Gas Furnace6 | King CountyMultifamily - Highly ImpactedHeat Central Gas Furnace6New | King CountyMultifamily - Highly ImpactedHeat Central Gas FurnacePremium Efficiency Furnace - 98% AFUENew | King CountyMultifamily - Highly ImpactedHeat Central Gas FurnaceNew | King County | Multifamily - Highly Impacted | Heat Central Gas Furnace | 6 | Premium Efficiency Furnace - 98% AFUE | New | 0.2504% | 0.2504% | 0.2504% | 0.2504% | 0.2504% | 0.2504% | 0.2504% | 0.2504% | 0.2504% | 0.2504% | 0.2504% | 0.2504% | 0.2504% | 0.2504% | 0.2504% | 0.2504% | 0.2504% | 0.2504% | 0.2504% | 0.2504% | 0.2504% | 0.2504% | 0.2504% | 0.2504% | 0.2504% | 0.2504% | 0.2504% | 0.2504%
King CountyManufactured | King CountyManufacturedHeat Central Gas Furnace | King CountyManufacturedHeat Central Gas Furnace6 | King CountyManufacturedHeat Central Gas Furnace6Existing | King CountyManufacturedHeat Central Gas FurnacePremium Efficiency Furnace - 98% AFUEExisting | King CountyManufacturedHeat Central Gas FurnaceExisting | King County | Manufactured | Heat Central Gas Furnace | 6 | Premium Efficiency Furnace - 98% AFUE | Existing | 0.05273% | 0.05273% | 0.05273% | 0.05273% | 0.05273% | 0.05273% | 0.05273% | 0.05273% | 0.05273% | 0.05273% | 0.05273% | 0.05273% | 0.05273% | 0.05273% | 0.05273% | 0.05273% | 0.05273% | 0.05273% | 0.05273% | 0.05273% | 0.05273% | 0.05273% | 0.05273% | 0.05273% | 0.05273% | 0.05273% | 0.05273% | 0.05273%
King CountyManufactured | King CountyManufacturedHeat Central Gas Furnace | King CountyManufacturedHeat Central Gas Furnace6 | King CountyManufacturedHeat Central Gas Furnace6New | King CountyManufacturedHeat Central Gas FurnacePremium Efficiency Furnace - 98% AFUENew | King CountyManufacturedHeat Central Gas FurnaceNew | King County | Manufactured | Heat Central Gas Furnace | 6 | Premium Efficiency Furnace - 98% AFUE | New | 0.2504% | 0.2504% | 0.2504% | 0.2504% | 0.2504% | 0.2504% | 0.2504% | 0.2504% | 0.2504% | 0.2504% | 0.2504% | 0.2504% | 0.2504% | 0.2504% | 0.2504% | 0.2504% | 0.2504% | 0.2504% | 0.2504% | 0.2504% | 0.2504% | 0.2504% | 0.2504% | 0.2504% | 0.2504% | 0.2504% | 0.2504% | 0.2504%
King CountyManufactured - Highly Impacted | King CountyManufactured - Highly ImpactedHeat Central Gas Furnace | King CountyManufactured - Highly ImpactedHeat Central Gas Furnace6 | King CountyManufactured - Highly ImpactedHeat Central Gas Furnace6Existing | King CountyManufactured - Highly ImpactedHeat Central Gas FurnacePremium Efficiency Furnace - 98% AFUEExisting | King CountyManufactured - Highly ImpactedHeat Central Gas FurnaceExisting | King County | Manufactured - Highly Impacted | Heat Central Gas Furnace | 6 | Premium Efficiency Furnace - 98% AFUE | Existing | 0.05273% | 0.05273% | 0.05273% | 0.05273% | 0.05273% | 0.05273% | 0.05273% | 0.05273% | 0.05273% | 0.05273% | 0.05273% | 0.05273% | 0.05273% | 0.05273% | 0.05273% | 0.05273% | 0.05273% | 0.05273% | 0.05273% | 0.05273% | 0.05273% | 0.05273% | 0.05273% | 0.05273% | 0.05273% | 0.05273% | 0.05273% | 0.05273%
King CountyManufactured - Highly Impacted | King CountyManufactured - Highly ImpactedHeat Central Gas Furnace | King CountyManufactured - Highly ImpactedHeat Central Gas Furnace6 | King CountyManufactured - Highly ImpactedHeat Central Gas Furnace6New | King CountyManufactured - Highly ImpactedHeat Central Gas FurnacePremium Efficiency Furnace - 98% AFUENew | King CountyManufactured - Highly ImpactedHeat Central Gas FurnaceNew | King County | Manufactured - Highly Impacted | Heat Central Gas Furnace | 6 | Premium Efficiency Furnace - 98% AFUE | New | 0.2504% | 0.2504% | 0.2504% | 0.2504% | 0.2504% | 0.2504% | 0.2504% | 0.2504% | 0.2504% | 0.2504% | 0.2504% | 0.2504% | 0.2504% | 0.2504% | 0.2504% | 0.2504% | 0.2504% | 0.2504% | 0.2504% | 0.2504% | 0.2504% | 0.2504% | 0.2504% | 0.2504% | 0.2504% | 0.2504% | 0.2504% | 0.2504%
King CountySingle Family | King CountySingle FamilyHeat Room Gas | King CountySingle FamilyHeat Room Gas1 | King CountySingle FamilyHeat Room Gas1Existing | King CountySingle FamilyHeat Room GasMarket Standard Gas Room HeatExisting | King CountySingle FamilyHeat Room GasExisting | King County | Single Family | Heat Room Gas | 1 | Market Standard Gas Room Heat | Existing | 100% | 100% | 100% | 100% | 100% | 100% | 100% | 100% | 100% | 100% | 100% | 100% | 100% | 100% | 100% | 100% | 100% | 100% | 100% | 100% | 100% | 100% | 100% | 100% | 100% | 100% | 100% | 100%
King CountySingle Family | King CountySingle FamilyHeat Room Gas | King CountySingle FamilyHeat Room Gas1 | King CountySingle FamilyHeat Room Gas1New | King CountySingle FamilyHeat Room GasMarket Standard Gas Room HeatNew | King CountySingle FamilyHeat Room GasNew | King County | Single Family | Heat Room Gas | 1 | Market Standard Gas Room Heat | New | 100% | 100% | 100% | 100% | 100% | 100% | 100% | 100% | 100% | 100% | 100% | 100% | 100% | 100% | 100% | 100% | 100% | 100% | 100% | 100% | 100% | 100% | 100% | 100% | 100% | 100% | 100% | 100%
King CountySingle Family - Highly Impacted | King CountySingle Family - Highly ImpactedHeat Room Gas | King CountySingle Family - Highly ImpactedHeat Room Gas1 | King CountySingle Family - Highly ImpactedHeat Room Gas1Existing | King CountySingle Family - Highly ImpactedHeat Room GasMarket Standard Gas Room HeatExisting | King CountySingle Family - Highly ImpactedHeat Room GasExisting | King County | Single Family - Highly Impacted | Heat Room Gas | 1 | Market Standard Gas Room Heat | Existing | 100% | 100% | 100% | 100% | 100% | 100% | 100% | 100% | 100% | 100% | 100% | 100% | 100% | 100% | 100% | 100% | 100% | 100% | 100% | 100% | 100% | 100% | 100% | 100% | 100% | 100% | 100% | 100%
King CountySingle Family - Highly Impacted | King CountySingle Family - Highly ImpactedHeat Room Gas | King CountySingle Family - Highly ImpactedHeat Room Gas1 | King CountySingle Family - Highly ImpactedHeat Room Gas1New | King CountySingle Family - Highly ImpactedHeat Room GasMarket Standard Gas Room HeatNew | King CountySingle Family - Highly ImpactedHeat Room GasNew | King County | Single Family - Highly Impacted | Heat Room Gas | 1 | Market Standard Gas Room Heat | New | 100% | 100% | 100% | 100% | 100% | 100% | 100% | 100% | 100% | 100% | 100% | 100% | 100% | 100% | 100% | 100% | 100% | 100% | 100% | 100% | 100% | 100% | 100% | 100% | 100% | 100% | 100% | 100%
King CountyMultifamily | King CountyMultifamilyHeat Room Gas | King CountyMultifamilyHeat Room Gas1 | King CountyMultifamilyHeat Room Gas1Existing | King CountyMultifamilyHeat Room GasMarket Standard Gas Room HeatExisting | King CountyMultifamilyHeat Room GasExisting | King County | Multifamily | Heat Room Gas | 1 | Market Standard Gas Room Heat | Existing | 100% | 100% | 100% | 100% | 100% | 100% | 100% | 100% | 100% | 100% | 100% | 100% | 100% | 100% | 100% | 100% | 100% | 100% | 100% | 100% | 100% | 100% | 100% | 100% | 100% | 100% | 100% | 100%
King CountyMultifamily | King CountyMultifamilyHeat Room Gas | King CountyMultifamilyHeat Room Gas1 | King CountyMultifamilyHeat Room Gas1New | King CountyMultifamilyHeat Room GasMarket Standard Gas Room HeatNew | King CountyMultifamilyHeat Room GasNew | King County | Multifamily | Heat Room Gas | 1 | Market Standard Gas Room Heat | New | 100% | 100% | 100% | 100% | 100% | 100% | 100% | 100% | 100% | 100% | 100% | 100% | 100% | 100% | 100% | 100% | 100% | 100% | 100% | 100% | 100% | 100% | 100% | 100% | 100% | 100% | 100% | 100%
King CountyMultifamily - Highly Impacted | King CountyMultifamily - Highly ImpactedHeat Room Gas | King CountyMultifamily - Highly ImpactedHeat Room Gas1 | King CountyMultifamily - Highly ImpactedHeat Room Gas1Existing | King CountyMultifamily - Highly ImpactedHeat Room GasMarket Standard Gas Room HeatExisting | King CountyMultifamily - Highly ImpactedHeat Room GasExisting | King County | Multifamily - Highly Impacted | Heat Room Gas | 1 | Market Standard Gas Room Heat | Existing | 100% | 100% | 100% | 100% | 100% | 100% | 100% | 100% | 100% | 100% | 100% | 100% | 100% | 100% | 100% | 100% | 100% | 100% | 100% | 100% | 100% | 100% | 100% | 100% | 100% | 100% | 100% | 100%
King CountyMultifamily - Highly Impacted | King CountyMultifamily - Highly ImpactedHeat Room Gas | King CountyMultifamily - Highly ImpactedHeat Room Gas1 | King CountyMultifamily - Highly ImpactedHeat Room Gas1New | King CountyMultifamily - Highly ImpactedHeat Room GasMarket Standard Gas Room HeatNew | King CountyMultifamily - Highly ImpactedHeat Room GasNew | King County | Multifamily - Highly Impacted | Heat Room Gas | 1 | Market Standard Gas Room Heat | New | 100% | 100% | 100% | 100% | 100% | 100% | 100% | 100% | 100% | 100% | 100% | 100% | 100% | 100% | 100% | 100% | 100% | 100% | 100% | 100% | 100% | 100% | 100% | 100% | 100% | 100% | 100% | 100%
King CountyManufactured | King CountyManufacturedHeat Room Gas | King CountyManufacturedHeat Room Gas1 | King CountyManufacturedHeat Room Gas1Existing | King CountyManufacturedHeat Room GasMarket Standard Gas Room HeatExisting | King CountyManufacturedHeat Room GasExisting | King County | Manufactured | Heat Room Gas | 1 | Market Standard Gas Room Heat | Existing | 100% | 100% | 100% | 100% | 100% | 100% | 100% | 100% | 100% | 100% | 100% | 100% | 100% | 100% | 100% | 100% | 100% | 100% | 100% | 100% | 100% | 100% | 100% | 100% | 100% | 100% | 100% | 100%
King CountyManufactured | King CountyManufacturedHeat Room Gas | King CountyManufacturedHeat Room Gas1 | King CountyManufacturedHeat Room Gas1New | King CountyManufacturedHeat Room GasMarket Standard Gas Room HeatNew | King CountyManufacturedHeat Room GasNew | King County | Manufactured | Heat Room Gas | 1 | Market Standard Gas Room Heat | New | 100% | 100% | 100% | 100% | 100% | 100% | 100% | 100% | 100% | 100% | 100% | 100% | 100% | 100% | 100% | 100% | 100% | 100% | 100% | 100% | 100% | 100% | 100% | 100% | 100% | 100% | 100% | 100%
King CountyManufactured - Highly Impacted | King CountyManufactured - Highly ImpactedHeat Room Gas | King CountyManufactured - Highly ImpactedHeat Room Gas1 | King CountyManufactured - Highly ImpactedHeat Room Gas1Existing | King CountyManufactured - Highly ImpactedHeat Room GasMarket Standard Gas Room HeatExisting | King CountyManufactured - Highly ImpactedHeat Room GasExisting | King County | Manufactured - Highly Impacted | Heat Room Gas | 1 | Market Standard Gas Room Heat | Existing | 100% | 100% | 100% | 100% | 100% | 100% | 100% | 100% | 100% | 100% | 100% | 100% | 100% | 100% | 100% | 100% | 100% | 100% | 100% | 100% | 100% | 100% | 100% | 100% | 100% | 100% | 100% | 100%
King CountyManufactured - Highly Impacted | King CountyManufactured - Highly ImpactedHeat Room Gas | King CountyManufactured - Highly ImpactedHeat Room Gas1 | King CountyManufactured - Highly ImpactedHeat Room Gas1New | King CountyManufactured - Highly ImpactedHeat Room GasMarket Standard Gas Room HeatNew | King CountyManufactured - Highly ImpactedHeat Room GasNew | King County | Manufactured - Highly Impacted | Heat Room Gas | 1 | Market Standard Gas Room Heat | New | 100% | 100% | 100% | 100% | 100% | 100% | 100% | 100% | 100% | 100% | 100% | 100% | 100% | 100% | 100% | 100% | 100% | 100% | 100% | 100% | 100% | 100% | 100% | 100% | 100% | 100% | 100% | 100%
King CountySingle Family | King CountySingle FamilyPool Heat | King CountySingle FamilyPool Heat1 | King CountySingle FamilyPool Heat1Existing | King CountySingle FamilyPool HeatBelow Standard Pool Heater - 78% EfficientExisting | King CountySingle FamilyPool HeatExisting | King County | Single Family | Pool Heat | 1 | Below Standard Pool Heater - 78% Efficient | Existing | 24.38% | 24.38% | 24.38% | 24.38% | 24.38% | 24.38% | 24.38% | 24.38% | 24.38% | 24.38% | 24.38% | 24.38% | 24.38% | 24.38% | 24.38% | 24.38% | 24.38% | 24.38% | 24.38% | 24.38% | 24.38% | 24.38% | 24.38% | 24.38% | 24.38% | 24.38% | 24.38% | 24.38%
King CountySingle Family | King CountySingle FamilyPool Heat | King CountySingle FamilyPool Heat1 | King CountySingle FamilyPool Heat1New | King CountySingle FamilyPool HeatBelow Standard Pool Heater - 78% EfficientNew | King CountySingle FamilyPool HeatNew | King County | Single Family | Pool Heat | 1 | Below Standard Pool Heater - 78% Efficient | New | bar: 2023 to 2050
King CountySingle Family - Highly Impacted | King CountySingle Family - Highly ImpactedPool Heat | King CountySingle Family - Highly ImpactedPool Heat1 | King CountySingle Family - Highly ImpactedPool Heat1Existing | King CountySingle Family - Highly ImpactedPool HeatBelow Standard Pool Heater - 78% EfficientExisting | King CountySingle Family - Highly ImpactedPool HeatExisting | King County | Single Family - Highly Impacted | Pool Heat | 1 | Below Standard Pool Heater - 78% Efficient | Existing | 24.38% | 24.38% | 24.38% | 24.38% | 24.38% | 24.38% | 24.38% | 24.38% | 24.38% | 24.38% | 24.38% | 24.38% | 24.38% | 24.38% | 24.38% | 24.38% | 24.38% | 24.38% | 24.38% | 24.38% | 24.38% | 24.38% | 24.38% | 24.38% | 24.38% | 24.38% | 24.38% | 24.38%
King CountySingle Family - Highly Impacted | King CountySingle Family - Highly ImpactedPool Heat | King CountySingle Family - Highly ImpactedPool Heat1 | King CountySingle Family - Highly ImpactedPool Heat1New | King CountySingle Family - Highly ImpactedPool HeatBelow Standard Pool Heater - 78% EfficientNew | King CountySingle Family - Highly ImpactedPool HeatNew | King County | Single Family - Highly Impacted | Pool Heat | 1 | Below Standard Pool Heater - 78% Efficient | New | bar: 2023 to 2050
King CountyMultifamily | King CountyMultifamilyPool Heat | King CountyMultifamilyPool Heat1 | King CountyMultifamilyPool Heat1Existing | King CountyMultifamilyPool HeatBelow Standard Pool Heater - 78% EfficientExisting | King CountyMultifamilyPool HeatExisting | King County | Multifamily | Pool Heat | 1 | Below Standard Pool Heater - 78% Efficient | Existing | 24.38% | 24.38% | 24.38% | 24.38% | 24.38% | 24.38% | 24.38% | 24.38% | 24.38% | 24.38% | 24.38% | 24.38% | 24.38% | 24.38% | 24.38% | 24.38% | 24.38% | 24.38% | 24.38% | 24.38% | 24.38% | 24.38% | 24.38% | 24.38% | 24.38% | 24.38% | 24.38% | 24.38%
King CountyMultifamily | King CountyMultifamilyPool Heat | King CountyMultifamilyPool Heat1 | King CountyMultifamilyPool Heat1New | King CountyMultifamilyPool HeatBelow Standard Pool Heater - 78% EfficientNew | King CountyMultifamilyPool HeatNew | King County | Multifamily | Pool Heat | 1 | Below Standard Pool Heater - 78% Efficient | New | bar: 2023 to 2050
King CountyMultifamily - Highly Impacted | King CountyMultifamily - Highly ImpactedPool Heat | King CountyMultifamily - Highly ImpactedPool Heat1 | King CountyMultifamily - Highly ImpactedPool Heat1Existing | King CountyMultifamily - Highly ImpactedPool HeatBelow Standard Pool Heater - 78% EfficientExisting | King CountyMultifamily - Highly ImpactedPool HeatExisting | King County | Multifamily - Highly Impacted | Pool Heat | 1 | Below Standard Pool Heater - 78% Efficient | Existing | 24.38% | 24.38% | 24.38% | 24.38% | 24.38% | 24.38% | 24.38% | 24.38% | 24.38% | 24.38% | 24.38% | 24.38% | 24.38% | 24.38% | 24.38% | 24.38% | 24.38% | 24.38% | 24.38% | 24.38% | 24.38% | 24.38% | 24.38% | 24.38% | 24.38% | 24.38% | 24.38% | 24.38%
King CountyMultifamily - Highly Impacted | King CountyMultifamily - Highly ImpactedPool Heat | King CountyMultifamily - Highly ImpactedPool Heat1 | King CountyMultifamily - Highly ImpactedPool Heat1New | King CountyMultifamily - Highly ImpactedPool HeatBelow Standard Pool Heater - 78% EfficientNew | King CountyMultifamily - Highly ImpactedPool HeatNew | King County | Multifamily - Highly Impacted | Pool Heat | 1 | Below Standard Pool Heater - 78% Efficient | New | bar: 2023 to 2050
King CountyManufactured | King CountyManufacturedPool Heat | King CountyManufacturedPool Heat1 | King CountyManufacturedPool Heat1Existing | King CountyManufacturedPool HeatBelow Standard Pool Heater - 78% EfficientExisting | King CountyManufacturedPool HeatExisting | King County | Manufactured | Pool Heat | 1 | Below Standard Pool Heater - 78% Efficient | Existing | 24.38% | 24.38% | 24.38% | 24.38% | 24.38% | 24.38% | 24.38% | 24.38% | 24.38% | 24.38% | 24.38% | 24.38% | 24.38% | 24.38% | 24.38% | 24.38% | 24.38% | 24.38% | 24.38% | 24.38% | 24.38% | 24.38% | 24.38% | 24.38% | 24.38% | 24.38% | 24.38% | 24.38%
King CountyManufactured | King CountyManufacturedPool Heat | King CountyManufacturedPool Heat1 | King CountyManufacturedPool Heat1New | King CountyManufacturedPool HeatBelow Standard Pool Heater - 78% EfficientNew | King CountyManufacturedPool HeatNew | King County | Manufactured | Pool Heat | 1 | Below Standard Pool Heater - 78% Efficient | New | bar: 2023 to 2050
King CountyManufactured - Highly Impacted | King CountyManufactured - Highly ImpactedPool Heat | King CountyManufactured - Highly ImpactedPool Heat1 | King CountyManufactured - Highly ImpactedPool Heat1Existing | King CountyManufactured - Highly ImpactedPool HeatBelow Standard Pool Heater - 78% EfficientExisting | King CountyManufactured - Highly ImpactedPool HeatExisting | King County | Manufactured - Highly Impacted | Pool Heat | 1 | Below Standard Pool Heater - 78% Efficient | Existing | 24.38% | 24.38% | 24.38% | 24.38% | 24.38% | 24.38% | 24.38% | 24.38% | 24.38% | 24.38% | 24.38% | 24.38% | 24.38% | 24.38% | 24.38% | 24.38% | 24.38% | 24.38% | 24.38% | 24.38% | 24.38% | 24.38% | 24.38% | 24.38% | 24.38% | 24.38% | 24.38% | 24.38%
King CountyManufactured - Highly Impacted | King CountyManufactured - Highly ImpactedPool Heat | King CountyManufactured - Highly ImpactedPool Heat1 | King CountyManufactured - Highly ImpactedPool Heat1New | King CountyManufactured - Highly ImpactedPool HeatBelow Standard Pool Heater - 78% EfficientNew | King CountyManufactured - Highly ImpactedPool HeatNew | King County | Manufactured - Highly Impacted | Pool Heat | 1 | Below Standard Pool Heater - 78% Efficient | New | bar: 2023 to 2050
King CountySingle Family | King CountySingle FamilyPool Heat | King CountySingle FamilyPool Heat2 | King CountySingle FamilyPool Heat2Existing | King CountySingle FamilyPool HeatFederal Standard 2014 Pool Heater - 82% EfficientExisting | King CountySingle FamilyPool HeatExisting | King County | Single Family | Pool Heat | 2 | Federal Standard 2014 Pool Heater - 82% Efficient | Existing | 73.12% | 73.12% | 73.12% | 73.12% | 73.12% | 73.12% | 73.12% | 73.12% | 73.12% | 73.12% | 73.12% | 73.12% | 73.12% | 73.12% | 73.12% | 73.12% | 73.12% | 73.12% | 73.12% | 73.12% | 73.12% | 73.12% | 73.12% | 73.12% | 73.12% | 73.12% | 73.12% | 73.12%
King CountySingle Family | King CountySingle FamilyPool Heat | King CountySingle FamilyPool Heat2 | King CountySingle FamilyPool Heat2New | King CountySingle FamilyPool HeatFederal Standard 2014 Pool Heater - 82% EfficientNew | King CountySingle FamilyPool HeatNew | King County | Single Family | Pool Heat | 2 | Federal Standard 2014 Pool Heater - 82% Efficient | New | 97.5% | 97.5% | 97.5% | 97.5% | 97.5% | 97.5% | 97.5% | 97.5% | 97.5% | 97.5% | 97.5% | 97.5% | 97.5% | 97.5% | 97.5% | 97.5% | 97.5% | 97.5% | 97.5% | 97.5% | 97.5% | 97.5% | 97.5% | 97.5% | 97.5% | 97.5% | 97.5% | 97.5%
King CountySingle Family - Highly Impacted | King CountySingle Family - Highly ImpactedPool Heat | King CountySingle Family - Highly ImpactedPool Heat2 | King CountySingle Family - Highly ImpactedPool Heat2Existing | King CountySingle Family - Highly ImpactedPool HeatFederal Standard 2014 Pool Heater - 82% EfficientExisting | King CountySingle Family - Highly ImpactedPool HeatExisting | King County | Single Family - Highly Impacted | Pool Heat | 2 | Federal Standard 2014 Pool Heater - 82% Efficient | Existing | 73.12% | 73.12% | 73.12% | 73.12% | 73.12% | 73.12% | 73.12% | 73.12% | 73.12% | 73.12% | 73.12% | 73.12% | 73.12% | 73.12% | 73.12% | 73.12% | 73.12% | 73.12% | 73.12% | 73.12% | 73.12% | 73.12% | 73.12% | 73.12% | 73.12% | 73.12% | 73.12% | 73.12%
King CountySingle Family - Highly Impacted | King CountySingle Family - Highly ImpactedPool Heat | King CountySingle Family - Highly ImpactedPool Heat2 | King CountySingle Family - Highly ImpactedPool Heat2New | King CountySingle Family - Highly ImpactedPool HeatFederal Standard 2014 Pool Heater - 82% EfficientNew | King CountySingle Family - Highly ImpactedPool HeatNew | King County | Single Family - Highly Impacted | Pool Heat | 2 | Federal Standard 2014 Pool Heater - 82% Efficient | New | 97.5% | 97.5% | 97.5% | 97.5% | 97.5% | 97.5% | 97.5% | 97.5% | 97.5% | 97.5% | 97.5% | 97.5% | 97.5% | 97.5% | 97.5% | 97.5% | 97.5% | 97.5% | 97.5% | 97.5% | 97.5% | 97.5% | 97.5% | 97.5% | 97.5% | 97.5% | 97.5% | 97.5%
King CountyMultifamily | King CountyMultifamilyPool Heat | King CountyMultifamilyPool Heat2 | King CountyMultifamilyPool Heat2Existing | King CountyMultifamilyPool HeatFederal Standard 2014 Pool Heater - 82% EfficientExisting | King CountyMultifamilyPool HeatExisting | King County | Multifamily | Pool Heat | 2 | Federal Standard 2014 Pool Heater - 82% Efficient | Existing | 73.12% | 73.12% | 73.12% | 73.12% | 73.12% | 73.12% | 73.12% | 73.12% | 73.12% | 73.12% | 73.12% | 73.12% | 73.12% | 73.12% | 73.12% | 73.12% | 73.12% | 73.12% | 73.12% | 73.12% | 73.12% | 73.12% | 73.12% | 73.12% | 73.12% | 73.12% | 73.12% | 73.12%
King CountyMultifamily | King CountyMultifamilyPool Heat | King CountyMultifamilyPool Heat2 | King CountyMultifamilyPool Heat2New | King CountyMultifamilyPool HeatFederal Standard 2014 Pool Heater - 82% EfficientNew | King CountyMultifamilyPool HeatNew | King County | Multifamily | Pool Heat | 2 | Federal Standard 2014 Pool Heater - 82% Efficient | New | 97.5% | 97.5% | 97.5% | 97.5% | 97.5% | 97.5% | 97.5% | 97.5% | 97.5% | 97.5% | 97.5% | 97.5% | 97.5% | 97.5% | 97.5% | 97.5% | 97.5% | 97.5% | 97.5% | 97.5% | 97.5% | 97.5% | 97.5% | 97.5% | 97.5% | 97.5% | 97.5% | 97.5%
King CountyMultifamily - Highly Impacted | King CountyMultifamily - Highly ImpactedPool Heat | King CountyMultifamily - Highly ImpactedPool Heat2 | King CountyMultifamily - Highly ImpactedPool Heat2Existing | King CountyMultifamily - Highly ImpactedPool HeatFederal Standard 2014 Pool Heater - 82% EfficientExisting | King CountyMultifamily - Highly ImpactedPool HeatExisting | King County | Multifamily - Highly Impacted | Pool Heat | 2 | Federal Standard 2014 Pool Heater - 82% Efficient | Existing | 73.12% | 73.12% | 73.12% | 73.12% | 73.12% | 73.12% | 73.12% | 73.12% | 73.12% | 73.12% | 73.12% | 73.12% | 73.12% | 73.12% | 73.12% | 73.12% | 73.12% | 73.12% | 73.12% | 73.12% | 73.12% | 73.12% | 73.12% | 73.12% | 73.12% | 73.12% | 73.12% | 73.12%
King CountyMultifamily - Highly Impacted | King CountyMultifamily - Highly ImpactedPool Heat | King CountyMultifamily - Highly ImpactedPool Heat2 | King CountyMultifamily - Highly ImpactedPool Heat2New | King CountyMultifamily - Highly ImpactedPool HeatFederal Standard 2014 Pool Heater - 82% EfficientNew | King CountyMultifamily - Highly ImpactedPool HeatNew | King County | Multifamily - Highly Impacted | Pool Heat | 2 | Federal Standard 2014 Pool Heater - 82% Efficient | New | 97.5% | 97.5% | 97.5% | 97.5% | 97.5% | 97.5% | 97.5% | 97.5% | 97.5% | 97.5% | 97.5% | 97.5% | 97.5% | 97.5% | 97.5% | 97.5% | 97.5% | 97.5% | 97.5% | 97.5% | 97.5% | 97.5% | 97.5% | 97.5% | 97.5% | 97.5% | 97.5% | 97.5%
King CountyManufactured | King CountyManufacturedPool Heat | King CountyManufacturedPool Heat2 | King CountyManufacturedPool Heat2Existing | King CountyManufacturedPool HeatFederal Standard 2014 Pool Heater - 82% EfficientExisting | King CountyManufacturedPool HeatExisting | King County | Manufactured | Pool Heat | 2 | Federal Standard 2014 Pool Heater - 82% Efficient | Existing | 73.12% | 73.12% | 73.12% | 73.12% | 73.12% | 73.12% | 73.12% | 73.12% | 73.12% | 73.12% | 73.12% | 73.12% | 73.12% | 73.12% | 73.12% | 73.12% | 73.12% | 73.12% | 73.12% | 73.12% | 73.12% | 73.12% | 73.12% | 73.12% | 73.12% | 73.12% | 73.12% | 73.12%
King CountyManufactured | King CountyManufacturedPool Heat | King CountyManufacturedPool Heat2 | King CountyManufacturedPool Heat2New | King CountyManufacturedPool HeatFederal Standard 2014 Pool Heater - 82% EfficientNew | King CountyManufacturedPool HeatNew | King County | Manufactured | Pool Heat | 2 | Federal Standard 2014 Pool Heater - 82% Efficient | New | 97.5% | 97.5% | 97.5% | 97.5% | 97.5% | 97.5% | 97.5% | 97.5% | 97.5% | 97.5% | 97.5% | 97.5% | 97.5% | 97.5% | 97.5% | 97.5% | 97.5% | 97.5% | 97.5% | 97.5% | 97.5% | 97.5% | 97.5% | 97.5% | 97.5% | 97.5% | 97.5% | 97.5%
King CountyManufactured - Highly Impacted | King CountyManufactured - Highly ImpactedPool Heat | King CountyManufactured - Highly ImpactedPool Heat2 | King CountyManufactured - Highly ImpactedPool Heat2Existing | King CountyManufactured - Highly ImpactedPool HeatFederal Standard 2014 Pool Heater - 82% EfficientExisting | King CountyManufactured - Highly ImpactedPool HeatExisting | King County | Manufactured - Highly Impacted | Pool Heat | 2 | Federal Standard 2014 Pool Heater - 82% Efficient | Existing | 73.12% | 73.12% | 73.12% | 73.12% | 73.12% | 73.12% | 73.12% | 73.12% | 73.12% | 73.12% | 73.12% | 73.12% | 73.12% | 73.12% | 73.12% | 73.12% | 73.12% | 73.12% | 73.12% | 73.12% | 73.12% | 73.12% | 73.12% | 73.12% | 73.12% | 73.12% | 73.12% | 73.12%
King CountyManufactured - Highly Impacted | King CountyManufactured - Highly ImpactedPool Heat | King CountyManufactured - Highly ImpactedPool Heat2 | King CountyManufactured - Highly ImpactedPool Heat2New | King CountyManufactured - Highly ImpactedPool HeatFederal Standard 2014 Pool Heater - 82% EfficientNew | King CountyManufactured - Highly ImpactedPool HeatNew | King County | Manufactured - Highly Impacted | Pool Heat | 2 | Federal Standard 2014 Pool Heater - 82% Efficient | New | 97.5% | 97.5% | 97.5% | 97.5% | 97.5% | 97.5% | 97.5% | 97.5% | 97.5% | 97.5% | 97.5% | 97.5% | 97.5% | 97.5% | 97.5% | 97.5% | 97.5% | 97.5% | 97.5% | 97.5% | 97.5% | 97.5% | 97.5% | 97.5% | 97.5% | 97.5% | 97.5% | 97.5%
King CountySingle Family | King CountySingle FamilyPool Heat | King CountySingle FamilyPool Heat3 | King CountySingle FamilyPool Heat3Existing | King CountySingle FamilyPool HeatMarket Standard Pool HeaterExisting | King CountySingle FamilyPool HeatExisting | King County | Single Family | Pool Heat | 3 | Market Standard Pool Heater | Existing | bar: 2023 to 2050
King CountySingle Family | King CountySingle FamilyPool Heat | King CountySingle FamilyPool Heat3 | King CountySingle FamilyPool Heat3New | King CountySingle FamilyPool HeatMarket Standard Pool HeaterNew | King CountySingle FamilyPool HeatNew | King County | Single Family | Pool Heat | 3 | Market Standard Pool Heater | New | bar: 2023 to 2050
King CountySingle Family - Highly Impacted | King CountySingle Family - Highly ImpactedPool Heat | King CountySingle Family - Highly ImpactedPool Heat3 | King CountySingle Family - Highly ImpactedPool Heat3Existing | King CountySingle Family - Highly ImpactedPool HeatMarket Standard Pool HeaterExisting | King CountySingle Family - Highly ImpactedPool HeatExisting | King County | Single Family - Highly Impacted | Pool Heat | 3 | Market Standard Pool Heater | Existing | bar: 2023 to 2050
King CountySingle Family - Highly Impacted | King CountySingle Family - Highly ImpactedPool Heat | King CountySingle Family - Highly ImpactedPool Heat3 | King CountySingle Family - Highly ImpactedPool Heat3New | King CountySingle Family - Highly ImpactedPool HeatMarket Standard Pool HeaterNew | King CountySingle Family - Highly ImpactedPool HeatNew | King County | Single Family - Highly Impacted | Pool Heat | 3 | Market Standard Pool Heater | New | bar: 2023 to 2050
King CountyMultifamily | King CountyMultifamilyPool Heat | King CountyMultifamilyPool Heat3 | King CountyMultifamilyPool Heat3Existing | King CountyMultifamilyPool HeatMarket Standard Pool HeaterExisting | King CountyMultifamilyPool HeatExisting | King County | Multifamily | Pool Heat | 3 | Market Standard Pool Heater | Existing | bar: 2023 to 2050
King CountyMultifamily | King CountyMultifamilyPool Heat | King CountyMultifamilyPool Heat3 | King CountyMultifamilyPool Heat3New | King CountyMultifamilyPool HeatMarket Standard Pool HeaterNew | King CountyMultifamilyPool HeatNew | King County | Multifamily | Pool Heat | 3 | Market Standard Pool Heater | New | bar: 2023 to 2050
King CountyMultifamily - Highly Impacted | King CountyMultifamily - Highly ImpactedPool Heat | King CountyMultifamily - Highly ImpactedPool Heat3 | King CountyMultifamily - Highly ImpactedPool Heat3Existing | King CountyMultifamily - Highly ImpactedPool HeatMarket Standard Pool HeaterExisting | King CountyMultifamily - Highly ImpactedPool HeatExisting | King County | Multifamily - Highly Impacted | Pool Heat | 3 | Market Standard Pool Heater | Existing | bar: 2023 to 2050
King CountyMultifamily - Highly Impacted | King CountyMultifamily - Highly ImpactedPool Heat | King CountyMultifamily - Highly ImpactedPool Heat3 | King CountyMultifamily - Highly ImpactedPool Heat3New | King CountyMultifamily - Highly ImpactedPool HeatMarket Standard Pool HeaterNew | King CountyMultifamily - Highly ImpactedPool HeatNew | King County | Multifamily - Highly Impacted | Pool Heat | 3 | Market Standard Pool Heater | New | bar: 2023 to 2050
King CountyManufactured | King CountyManufacturedPool Heat | King CountyManufacturedPool Heat3 | King CountyManufacturedPool Heat3Existing | King CountyManufacturedPool HeatMarket Standard Pool HeaterExisting | King CountyManufacturedPool HeatExisting | King County | Manufactured | Pool Heat | 3 | Market Standard Pool Heater | Existing | bar: 2023 to 2050
King CountyManufactured | King CountyManufacturedPool Heat | King CountyManufacturedPool Heat3 | King CountyManufacturedPool Heat3New | King CountyManufacturedPool HeatMarket Standard Pool HeaterNew | King CountyManufacturedPool HeatNew | King County | Manufactured | Pool Heat | 3 | Market Standard Pool Heater | New | bar: 2023 to 2050
King CountyManufactured - Highly Impacted | King CountyManufactured - Highly ImpactedPool Heat | King CountyManufactured - Highly ImpactedPool Heat3 | King CountyManufactured - Highly ImpactedPool Heat3Existing | King CountyManufactured - Highly ImpactedPool HeatMarket Standard Pool HeaterExisting | King CountyManufactured - Highly ImpactedPool HeatExisting | King County | Manufactured - Highly Impacted | Pool Heat | 3 | Market Standard Pool Heater | Existing | bar: 2023 to 2050
King CountyManufactured - Highly Impacted | King CountyManufactured - Highly ImpactedPool Heat | King CountyManufactured - Highly ImpactedPool Heat3 | King CountyManufactured - Highly ImpactedPool Heat3New | King CountyManufactured - Highly ImpactedPool HeatMarket Standard Pool HeaterNew | King CountyManufactured - Highly ImpactedPool HeatNew | King County | Manufactured - Highly Impacted | Pool Heat | 3 | Market Standard Pool Heater | New | bar: 2023 to 2050
King CountySingle Family | King CountySingle FamilyPool Heat | King CountySingle FamilyPool Heat4 | King CountySingle FamilyPool Heat4Existing | King CountySingle FamilyPool HeatEfficient Pool Heater - 88% EfficientExisting | King CountySingle FamilyPool HeatExisting | King County | Single Family | Pool Heat | 4 | Efficient Pool Heater - 88% Efficient | Existing | 2.5% | 2.5% | 2.5% | 2.5% | 2.5% | 2.5% | 2.5% | 2.5% | 2.5% | 2.5% | 2.5% | 2.5% | 2.5% | 2.5% | 2.5% | 2.5% | 2.5% | 2.5% | 2.5% | 2.5% | 2.5% | 2.5% | 2.5% | 2.5% | 2.5% | 2.5% | 2.5% | 2.5%
King CountySingle Family | King CountySingle FamilyPool Heat | King CountySingle FamilyPool Heat4 | King CountySingle FamilyPool Heat4New | King CountySingle FamilyPool HeatEfficient Pool Heater - 88% EfficientNew | King CountySingle FamilyPool HeatNew | King County | Single Family | Pool Heat | 4 | Efficient Pool Heater - 88% Efficient | New | 2.5% | 2.5% | 2.5% | 2.5% | 2.5% | 2.5% | 2.5% | 2.5% | 2.5% | 2.5% | 2.5% | 2.5% | 2.5% | 2.5% | 2.5% | 2.5% | 2.5% | 2.5% | 2.5% | 2.5% | 2.5% | 2.5% | 2.5% | 2.5% | 2.5% | 2.5% | 2.5% | 2.5%
King CountySingle Family - Highly Impacted | King CountySingle Family - Highly ImpactedPool Heat | King CountySingle Family - Highly ImpactedPool Heat4 | King CountySingle Family - Highly ImpactedPool Heat4Existing | King CountySingle Family - Highly ImpactedPool HeatEfficient Pool Heater - 88% EfficientExisting | King CountySingle Family - Highly ImpactedPool HeatExisting | King County | Single Family - Highly Impacted | Pool Heat | 4 | Efficient Pool Heater - 88% Efficient | Existing | 2.5% | 2.5% | 2.5% | 2.5% | 2.5% | 2.5% | 2.5% | 2.5% | 2.5% | 2.5% | 2.5% | 2.5% | 2.5% | 2.5% | 2.5% | 2.5% | 2.5% | 2.5% | 2.5% | 2.5% | 2.5% | 2.5% | 2.5% | 2.5% | 2.5% | 2.5% | 2.5% | 2.5%
King CountySingle Family - Highly Impacted | King CountySingle Family - Highly ImpactedPool Heat | King CountySingle Family - Highly ImpactedPool Heat4 | King CountySingle Family - Highly ImpactedPool Heat4New | King CountySingle Family - Highly ImpactedPool HeatEfficient Pool Heater - 88% EfficientNew | King CountySingle Family - Highly ImpactedPool HeatNew | King County | Single Family - Highly Impacted | Pool Heat | 4 | Efficient Pool Heater - 88% Efficient | New | 2.5% | 2.5% | 2.5% | 2.5% | 2.5% | 2.5% | 2.5% | 2.5% | 2.5% | 2.5% | 2.5% | 2.5% | 2.5% | 2.5% | 2.5% | 2.5% | 2.5% | 2.5% | 2.5% | 2.5% | 2.5% | 2.5% | 2.5% | 2.5% | 2.5% | 2.5% | 2.5% | 2.5%
King CountyMultifamily | King CountyMultifamilyPool Heat | King CountyMultifamilyPool Heat4 | King CountyMultifamilyPool Heat4Existing | King CountyMultifamilyPool HeatEfficient Pool Heater - 88% EfficientExisting | King CountyMultifamilyPool HeatExisting | King County | Multifamily | Pool Heat | 4 | Efficient Pool Heater - 88% Efficient | Existing | 2.5% | 2.5% | 2.5% | 2.5% | 2.5% | 2.5% | 2.5% | 2.5% | 2.5% | 2.5% | 2.5% | 2.5% | 2.5% | 2.5% | 2.5% | 2.5% | 2.5% | 2.5% | 2.5% | 2.5% | 2.5% | 2.5% | 2.5% | 2.5% | 2.5% | 2.5% | 2.5% | 2.5%
King CountyMultifamily | King CountyMultifamilyPool Heat | King CountyMultifamilyPool Heat4 | King CountyMultifamilyPool Heat4New | King CountyMultifamilyPool HeatEfficient Pool Heater - 88% EfficientNew | King CountyMultifamilyPool HeatNew | King County | Multifamily | Pool Heat | 4 | Efficient Pool Heater - 88% Efficient | New | 2.5% | 2.5% | 2.5% | 2.5% | 2.5% | 2.5% | 2.5% | 2.5% | 2.5% | 2.5% | 2.5% | 2.5% | 2.5% | 2.5% | 2.5% | 2.5% | 2.5% | 2.5% | 2.5% | 2.5% | 2.5% | 2.5% | 2.5% | 2.5% | 2.5% | 2.5% | 2.5% | 2.5%
King CountyMultifamily - Highly Impacted | King CountyMultifamily - Highly ImpactedPool Heat | King CountyMultifamily - Highly ImpactedPool Heat4 | King CountyMultifamily - Highly ImpactedPool Heat4Existing | King CountyMultifamily - Highly ImpactedPool HeatEfficient Pool Heater - 88% EfficientExisting | King CountyMultifamily - Highly ImpactedPool HeatExisting | King County | Multifamily - Highly Impacted | Pool Heat | 4 | Efficient Pool Heater - 88% Efficient | Existing | 2.5% | 2.5% | 2.5% | 2.5% | 2.5% | 2.5% | 2.5% | 2.5% | 2.5% | 2.5% | 2.5% | 2.5% | 2.5% | 2.5% | 2.5% | 2.5% | 2.5% | 2.5% | 2.5% | 2.5% | 2.5% | 2.5% | 2.5% | 2.5% | 2.5% | 2.5% | 2.5% | 2.5%
King CountyMultifamily - Highly Impacted | King CountyMultifamily - Highly ImpactedPool Heat | King CountyMultifamily - Highly ImpactedPool Heat4 | King CountyMultifamily - Highly ImpactedPool Heat4New | King CountyMultifamily - Highly ImpactedPool HeatEfficient Pool Heater - 88% EfficientNew | King CountyMultifamily - Highly ImpactedPool HeatNew | King County | Multifamily - Highly Impacted | Pool Heat | 4 | Efficient Pool Heater - 88% Efficient | New | 2.5% | 2.5% | 2.5% | 2.5% | 2.5% | 2.5% | 2.5% | 2.5% | 2.5% | 2.5% | 2.5% | 2.5% | 2.5% | 2.5% | 2.5% | 2.5% | 2.5% | 2.5% | 2.5% | 2.5% | 2.5% | 2.5% | 2.5% | 2.5% | 2.5% | 2.5% | 2.5% | 2.5%
King CountyManufactured | King CountyManufacturedPool Heat | King CountyManufacturedPool Heat4 | King CountyManufacturedPool Heat4Existing | King CountyManufacturedPool HeatEfficient Pool Heater - 88% EfficientExisting | King CountyManufacturedPool HeatExisting | King County | Manufactured | Pool Heat | 4 | Efficient Pool Heater - 88% Efficient | Existing | 2.5% | 2.5% | 2.5% | 2.5% | 2.5% | 2.5% | 2.5% | 2.5% | 2.5% | 2.5% | 2.5% | 2.5% | 2.5% | 2.5% | 2.5% | 2.5% | 2.5% | 2.5% | 2.5% | 2.5% | 2.5% | 2.5% | 2.5% | 2.5% | 2.5% | 2.5% | 2.5% | 2.5%
King CountyManufactured | King CountyManufacturedPool Heat | King CountyManufacturedPool Heat4 | King CountyManufacturedPool Heat4New | King CountyManufacturedPool HeatEfficient Pool Heater - 88% EfficientNew | King CountyManufacturedPool HeatNew | King County | Manufactured | Pool Heat | 4 | Efficient Pool Heater - 88% Efficient | New | 2.5% | 2.5% | 2.5% | 2.5% | 2.5% | 2.5% | 2.5% | 2.5% | 2.5% | 2.5% | 2.5% | 2.5% | 2.5% | 2.5% | 2.5% | 2.5% | 2.5% | 2.5% | 2.5% | 2.5% | 2.5% | 2.5% | 2.5% | 2.5% | 2.5% | 2.5% | 2.5% | 2.5%
King CountyManufactured - Highly Impacted | King CountyManufactured - Highly ImpactedPool Heat | King CountyManufactured - Highly ImpactedPool Heat4 | King CountyManufactured - Highly ImpactedPool Heat4Existing | King CountyManufactured - Highly ImpactedPool HeatEfficient Pool Heater - 88% EfficientExisting | King CountyManufactured - Highly ImpactedPool HeatExisting | King County | Manufactured - Highly Impacted | Pool Heat | 4 | Efficient Pool Heater - 88% Efficient | Existing | 2.5% | 2.5% | 2.5% | 2.5% | 2.5% | 2.5% | 2.5% | 2.5% | 2.5% | 2.5% | 2.5% | 2.5% | 2.5% | 2.5% | 2.5% | 2.5% | 2.5% | 2.5% | 2.5% | 2.5% | 2.5% | 2.5% | 2.5% | 2.5% | 2.5% | 2.5% | 2.5% | 2.5%
King CountyManufactured - Highly Impacted | King CountyManufactured - Highly ImpactedPool Heat | King CountyManufactured - Highly ImpactedPool Heat4 | King CountyManufactured - Highly ImpactedPool Heat4New | King CountyManufactured - Highly ImpactedPool HeatEfficient Pool Heater - 88% EfficientNew | King CountyManufactured - Highly ImpactedPool HeatNew | King County | Manufactured - Highly Impacted | Pool Heat | 4 | Efficient Pool Heater - 88% Efficient | New | 2.5% | 2.5% | 2.5% | 2.5% | 2.5% | 2.5% | 2.5% | 2.5% | 2.5% | 2.5% | 2.5% | 2.5% | 2.5% | 2.5% | 2.5% | 2.5% | 2.5% | 2.5% | 2.5% | 2.5% | 2.5% | 2.5% | 2.5% | 2.5% | 2.5% | 2.5% | 2.5% | 2.5%
King CountySingle Family | King CountySingle FamilyWater Heat LE 55 Gal | King CountySingle FamilyWater Heat LE 55 Gal1 | King CountySingle FamilyWater Heat LE 55 Gal1Existing | King CountySingle FamilyWater Heat LE 55 GalBelow Standard Water Heater ≤ 55 GAL - EF 0.59Existing | King CountySingle FamilyWater Heat LE 55 GalExisting | King County | Single Family | Water Heat LE 55 Gal | 1 | Below Standard Water Heater ≤ 55 GAL - EF 0.59 | Existing | 69.76% | 69.76% | 69.76% | 69.76% | 69.76% | 69.76% | 69.76% | 69.76% | 69.76% | 69.76% | 69.76% | 69.76% | 69.76% | 69.76% | 69.76% | 69.76% | 69.76% | 69.76% | 69.76% | 69.76% | 69.76% | 69.76% | 69.76% | 69.76% | 69.76% | 69.76% | 69.76% | 69.76%
King CountySingle Family | King CountySingle FamilyWater Heat LE 55 Gal | King CountySingle FamilyWater Heat LE 55 Gal1 | King CountySingle FamilyWater Heat LE 55 Gal1New | King CountySingle FamilyWater Heat LE 55 GalBelow Standard Water Heater ≤ 55 GAL - EF 0.59New | King CountySingle FamilyWater Heat LE 55 GalNew | King County | Single Family | Water Heat LE 55 Gal | 1 | Below Standard Water Heater ≤ 55 GAL - EF 0.59 | New | bar: 2023 to 2050
King CountySingle Family - Highly Impacted | King CountySingle Family - Highly ImpactedWater Heat LE 55 Gal | King CountySingle Family - Highly ImpactedWater Heat LE 55 Gal1 | King CountySingle Family - Highly ImpactedWater Heat LE 55 Gal1Existing | King CountySingle Family - Highly ImpactedWater Heat LE 55 GalBelow Standard Water Heater ≤ 55 GAL - EF 0.59Existing | King CountySingle Family - Highly ImpactedWater Heat LE 55 GalExisting | King County | Single Family - Highly Impacted | Water Heat LE 55 Gal | 1 | Below Standard Water Heater ≤ 55 GAL - EF 0.59 | Existing | 69.76% | 69.76% | 69.76% | 69.76% | 69.76% | 69.76% | 69.76% | 69.76% | 69.76% | 69.76% | 69.76% | 69.76% | 69.76% | 69.76% | 69.76% | 69.76% | 69.76% | 69.76% | 69.76% | 69.76% | 69.76% | 69.76% | 69.76% | 69.76% | 69.76% | 69.76% | 69.76% | 69.76%
King CountySingle Family - Highly Impacted | King CountySingle Family - Highly ImpactedWater Heat LE 55 Gal | King CountySingle Family - Highly ImpactedWater Heat LE 55 Gal1 | King CountySingle Family - Highly ImpactedWater Heat LE 55 Gal1New | King CountySingle Family - Highly ImpactedWater Heat LE 55 GalBelow Standard Water Heater ≤ 55 GAL - EF 0.59New | King CountySingle Family - Highly ImpactedWater Heat LE 55 GalNew | King County | Single Family - Highly Impacted | Water Heat LE 55 Gal | 1 | Below Standard Water Heater ≤ 55 GAL - EF 0.59 | New | bar: 2023 to 2050
King CountyMultifamily | King CountyMultifamilyWater Heat LE 55 Gal | King CountyMultifamilyWater Heat LE 55 Gal1 | King CountyMultifamilyWater Heat LE 55 Gal1Existing | King CountyMultifamilyWater Heat LE 55 GalBelow Standard Water Heater ≤ 55 GAL - EF 0.59Existing | King CountyMultifamilyWater Heat LE 55 GalExisting | King County | Multifamily | Water Heat LE 55 Gal | 1 | Below Standard Water Heater ≤ 55 GAL - EF 0.59 | Existing | 69.76% | 69.76% | 69.76% | 69.76% | 69.76% | 69.76% | 69.76% | 69.76% | 69.76% | 69.76% | 69.76% | 69.76% | 69.76% | 69.76% | 69.76% | 69.76% | 69.76% | 69.76% | 69.76% | 69.76% | 69.76% | 69.76% | 69.76% | 69.76% | 69.76% | 69.76% | 69.76% | 69.76%
King CountyMultifamily | King CountyMultifamilyWater Heat LE 55 Gal | King CountyMultifamilyWater Heat LE 55 Gal1 | King CountyMultifamilyWater Heat LE 55 Gal1New | King CountyMultifamilyWater Heat LE 55 GalBelow Standard Water Heater ≤ 55 GAL - EF 0.59New | King CountyMultifamilyWater Heat LE 55 GalNew | King County | Multifamily | Water Heat LE 55 Gal | 1 | Below Standard Water Heater ≤ 55 GAL - EF 0.59 | New | bar: 2023 to 2050
King CountyMultifamily - Highly Impacted | King CountyMultifamily - Highly ImpactedWater Heat LE 55 Gal | King CountyMultifamily - Highly ImpactedWater Heat LE 55 Gal1 | King CountyMultifamily - Highly ImpactedWater Heat LE 55 Gal1Existing | King CountyMultifamily - Highly ImpactedWater Heat LE 55 GalBelow Standard Water Heater ≤ 55 GAL - EF 0.59Existing | King CountyMultifamily - Highly ImpactedWater Heat LE 55 GalExisting | King County | Multifamily - Highly Impacted | Water Heat LE 55 Gal | 1 | Below Standard Water Heater ≤ 55 GAL - EF 0.59 | Existing | 69.76% | 69.76% | 69.76% | 69.76% | 69.76% | 69.76% | 69.76% | 69.76% | 69.76% | 69.76% | 69.76% | 69.76% | 69.76% | 69.76% | 69.76% | 69.76% | 69.76% | 69.76% | 69.76% | 69.76% | 69.76% | 69.76% | 69.76% | 69.76% | 69.76% | 69.76% | 69.76% | 69.76%
King CountyMultifamily - Highly Impacted | King CountyMultifamily - Highly ImpactedWater Heat LE 55 Gal | King CountyMultifamily - Highly ImpactedWater Heat LE 55 Gal1 | King CountyMultifamily - Highly ImpactedWater Heat LE 55 Gal1New | King CountyMultifamily - Highly ImpactedWater Heat LE 55 GalBelow Standard Water Heater ≤ 55 GAL - EF 0.59New | King CountyMultifamily - Highly ImpactedWater Heat LE 55 GalNew | King County | Multifamily - Highly Impacted | Water Heat LE 55 Gal | 1 | Below Standard Water Heater ≤ 55 GAL - EF 0.59 | New | bar: 2023 to 2050
King CountyManufactured | King CountyManufacturedWater Heat LE 55 Gal | King CountyManufacturedWater Heat LE 55 Gal1 | King CountyManufacturedWater Heat LE 55 Gal1Existing | King CountyManufacturedWater Heat LE 55 GalBelow Standard Water Heater ≤ 55 GAL - EF 0.59Existing | King CountyManufacturedWater Heat LE 55 GalExisting | King County | Manufactured | Water Heat LE 55 Gal | 1 | Below Standard Water Heater ≤ 55 GAL - EF 0.59 | Existing | 69.76% | 69.76% | 69.76% | 69.76% | 69.76% | 69.76% | 69.76% | 69.76% | 69.76% | 69.76% | 69.76% | 69.76% | 69.76% | 69.76% | 69.76% | 69.76% | 69.76% | 69.76% | 69.76% | 69.76% | 69.76% | 69.76% | 69.76% | 69.76% | 69.76% | 69.76% | 69.76% | 69.76%
King CountyManufactured | King CountyManufacturedWater Heat LE 55 Gal | King CountyManufacturedWater Heat LE 55 Gal1 | King CountyManufacturedWater Heat LE 55 Gal1New | King CountyManufacturedWater Heat LE 55 GalBelow Standard Water Heater ≤ 55 GAL - EF 0.59New | King CountyManufacturedWater Heat LE 55 GalNew | King County | Manufactured | Water Heat LE 55 Gal | 1 | Below Standard Water Heater ≤ 55 GAL - EF 0.59 | New | bar: 2023 to 2050
King CountyManufactured - Highly Impacted | King CountyManufactured - Highly ImpactedWater Heat LE 55 Gal | King CountyManufactured - Highly ImpactedWater Heat LE 55 Gal1 | King CountyManufactured - Highly ImpactedWater Heat LE 55 Gal1Existing | King CountyManufactured - Highly ImpactedWater Heat LE 55 GalBelow Standard Water Heater ≤ 55 GAL - EF 0.59Existing | King CountyManufactured - Highly ImpactedWater Heat LE 55 GalExisting | King County | Manufactured - Highly Impacted | Water Heat LE 55 Gal | 1 | Below Standard Water Heater ≤ 55 GAL - EF 0.59 | Existing | 69.76% | 69.76% | 69.76% | 69.76% | 69.76% | 69.76% | 69.76% | 69.76% | 69.76% | 69.76% | 69.76% | 69.76% | 69.76% | 69.76% | 69.76% | 69.76% | 69.76% | 69.76% | 69.76% | 69.76% | 69.76% | 69.76% | 69.76% | 69.76% | 69.76% | 69.76% | 69.76% | 69.76%
King CountyManufactured - Highly Impacted | King CountyManufactured - Highly ImpactedWater Heat LE 55 Gal | King CountyManufactured - Highly ImpactedWater Heat LE 55 Gal1 | King CountyManufactured - Highly ImpactedWater Heat LE 55 Gal1New | King CountyManufactured - Highly ImpactedWater Heat LE 55 GalBelow Standard Water Heater ≤ 55 GAL - EF 0.59New | King CountyManufactured - Highly ImpactedWater Heat LE 55 GalNew | King County | Manufactured - Highly Impacted | Water Heat LE 55 Gal | 1 | Below Standard Water Heater ≤ 55 GAL - EF 0.59 | New | bar: 2023 to 2050
King CountySingle Family | King CountySingle FamilyWater Heat LE 55 Gal | King CountySingle FamilyWater Heat LE 55 Gal2 | King CountySingle FamilyWater Heat LE 55 Gal2Existing | King CountySingle FamilyWater Heat LE 55 GalFederal Standard 2015 Storage Water Heater ≤ 55 GAL - EF 0.62Existing | King CountySingle FamilyWater Heat LE 55 GalExisting | King County | Single Family | Water Heat LE 55 Gal | 2 | Federal Standard 2015 Storage Water Heater ≤ 55 GAL - EF 0.62 | Existing | 13.68% | 13.68% | 13.68% | 13.68% | 13.68% | 13.68% | 13.68% | 13.68% | 13.68% | 13.68% | 13.68% | 13.68% | 13.68% | 13.68% | 13.68% | 13.68% | 13.68% | 13.68% | 13.68% | 13.68% | 13.68% | 13.68% | 13.68% | 13.68% | 13.68% | 13.68% | 13.68% | 13.68%
King CountySingle Family | King CountySingle FamilyWater Heat LE 55 Gal | King CountySingle FamilyWater Heat LE 55 Gal2 | King CountySingle FamilyWater Heat LE 55 Gal2New | King CountySingle FamilyWater Heat LE 55 GalFederal Standard 2015 Storage Water Heater ≤ 55 GAL - EF 0.62New | King CountySingle FamilyWater Heat LE 55 GalNew | King County | Single Family | Water Heat LE 55 Gal | 2 | Federal Standard 2015 Storage Water Heater ≤ 55 GAL - EF 0.62 | New | 83.44% | 83.44% | 83.44% | 83.44% | 83.44% | 83.44% | 83.44% | 83.44% | 83.44% | 83.44% | 83.44% | 83.44% | 83.44% | 83.44% | 83.44% | 83.44% | 83.44% | 83.44% | 83.44% | 83.44% | 83.44% | 83.44% | 83.44% | 83.44% | 83.44% | 83.44% | 83.44% | 83.44%
King CountySingle Family - Highly Impacted | King CountySingle Family - Highly ImpactedWater Heat LE 55 Gal | King CountySingle Family - Highly ImpactedWater Heat LE 55 Gal2 | King CountySingle Family - Highly ImpactedWater Heat LE 55 Gal2Existing | King CountySingle Family - Highly ImpactedWater Heat LE 55 GalFederal Standard 2015 Storage Water Heater ≤ 55 GAL - EF 0.62Existing | King CountySingle Family - Highly ImpactedWater Heat LE 55 GalExisting | King County | Single Family - Highly Impacted | Water Heat LE 55 Gal | 2 | Federal Standard 2015 Storage Water Heater ≤ 55 GAL - EF 0.62 | Existing | 13.68% | 13.68% | 13.68% | 13.68% | 13.68% | 13.68% | 13.68% | 13.68% | 13.68% | 13.68% | 13.68% | 13.68% | 13.68% | 13.68% | 13.68% | 13.68% | 13.68% | 13.68% | 13.68% | 13.68% | 13.68% | 13.68% | 13.68% | 13.68% | 13.68% | 13.68% | 13.68% | 13.68%
King CountySingle Family - Highly Impacted | King CountySingle Family - Highly ImpactedWater Heat LE 55 Gal | King CountySingle Family - Highly ImpactedWater Heat LE 55 Gal2 | King CountySingle Family - Highly ImpactedWater Heat LE 55 Gal2New | King CountySingle Family - Highly ImpactedWater Heat LE 55 GalFederal Standard 2015 Storage Water Heater ≤ 55 GAL - EF 0.62New | King CountySingle Family - Highly ImpactedWater Heat LE 55 GalNew | King County | Single Family - Highly Impacted | Water Heat LE 55 Gal | 2 | Federal Standard 2015 Storage Water Heater ≤ 55 GAL - EF 0.62 | New | 83.44% | 83.44% | 83.44% | 83.44% | 83.44% | 83.44% | 83.44% | 83.44% | 83.44% | 83.44% | 83.44% | 83.44% | 83.44% | 83.44% | 83.44% | 83.44% | 83.44% | 83.44% | 83.44% | 83.44% | 83.44% | 83.44% | 83.44% | 83.44% | 83.44% | 83.44% | 83.44% | 83.44%
King CountyMultifamily | King CountyMultifamilyWater Heat LE 55 Gal | King CountyMultifamilyWater Heat LE 55 Gal2 | King CountyMultifamilyWater Heat LE 55 Gal2Existing | King CountyMultifamilyWater Heat LE 55 GalFederal Standard 2015 Storage Water Heater ≤ 55 GAL - EF 0.62Existing | King CountyMultifamilyWater Heat LE 55 GalExisting | King County | Multifamily | Water Heat LE 55 Gal | 2 | Federal Standard 2015 Storage Water Heater ≤ 55 GAL - EF 0.62 | Existing | 13.68% | 13.68% | 13.68% | 13.68% | 13.68% | 13.68% | 13.68% | 13.68% | 13.68% | 13.68% | 13.68% | 13.68% | 13.68% | 13.68% | 13.68% | 13.68% | 13.68% | 13.68% | 13.68% | 13.68% | 13.68% | 13.68% | 13.68% | 13.68% | 13.68% | 13.68% | 13.68% | 13.68%
King CountyMultifamily | King CountyMultifamilyWater Heat LE 55 Gal | King CountyMultifamilyWater Heat LE 55 Gal2 | King CountyMultifamilyWater Heat LE 55 Gal2New | King CountyMultifamilyWater Heat LE 55 GalFederal Standard 2015 Storage Water Heater ≤ 55 GAL - EF 0.62New | King CountyMultifamilyWater Heat LE 55 GalNew | King County | Multifamily | Water Heat LE 55 Gal | 2 | Federal Standard 2015 Storage Water Heater ≤ 55 GAL - EF 0.62 | New | 83.44% | 83.44% | 83.44% | 83.44% | 83.44% | 83.44% | 83.44% | 83.44% | 83.44% | 83.44% | 83.44% | 83.44% | 83.44% | 83.44% | 83.44% | 83.44% | 83.44% | 83.44% | 83.44% | 83.44% | 83.44% | 83.44% | 83.44% | 83.44% | 83.44% | 83.44% | 83.44% | 83.44%
King CountyMultifamily - Highly Impacted | King CountyMultifamily - Highly ImpactedWater Heat LE 55 Gal | King CountyMultifamily - Highly ImpactedWater Heat LE 55 Gal2 | King CountyMultifamily - Highly ImpactedWater Heat LE 55 Gal2Existing | King CountyMultifamily - Highly ImpactedWater Heat LE 55 GalFederal Standard 2015 Storage Water Heater ≤ 55 GAL - EF 0.62Existing | King CountyMultifamily - Highly ImpactedWater Heat LE 55 GalExisting | King County | Multifamily - Highly Impacted | Water Heat LE 55 Gal | 2 | Federal Standard 2015 Storage Water Heater ≤ 55 GAL - EF 0.62 | Existing | 13.68% | 13.68% | 13.68% | 13.68% | 13.68% | 13.68% | 13.68% | 13.68% | 13.68% | 13.68% | 13.68% | 13.68% | 13.68% | 13.68% | 13.68% | 13.68% | 13.68% | 13.68% | 13.68% | 13.68% | 13.68% | 13.68% | 13.68% | 13.68% | 13.68% | 13.68% | 13.68% | 13.68%
King CountyMultifamily - Highly Impacted | King CountyMultifamily - Highly ImpactedWater Heat LE 55 Gal | King CountyMultifamily - Highly ImpactedWater Heat LE 55 Gal2 | King CountyMultifamily - Highly ImpactedWater Heat LE 55 Gal2New | King CountyMultifamily - Highly ImpactedWater Heat LE 55 GalFederal Standard 2015 Storage Water Heater ≤ 55 GAL - EF 0.62New | King CountyMultifamily - Highly ImpactedWater Heat LE 55 GalNew | King County | Multifamily - Highly Impacted | Water Heat LE 55 Gal | 2 | Federal Standard 2015 Storage Water Heater ≤ 55 GAL - EF 0.62 | New | 83.44% | 83.44% | 83.44% | 83.44% | 83.44% | 83.44% | 83.44% | 83.44% | 83.44% | 83.44% | 83.44% | 83.44% | 83.44% | 83.44% | 83.44% | 83.44% | 83.44% | 83.44% | 83.44% | 83.44% | 83.44% | 83.44% | 83.44% | 83.44% | 83.44% | 83.44% | 83.44% | 83.44%
King CountyManufactured | King CountyManufacturedWater Heat LE 55 Gal | King CountyManufacturedWater Heat LE 55 Gal2 | King CountyManufacturedWater Heat LE 55 Gal2Existing | King CountyManufacturedWater Heat LE 55 GalFederal Standard 2015 Storage Water Heater ≤ 55 GAL - EF 0.62Existing | King CountyManufacturedWater Heat LE 55 GalExisting | King County | Manufactured | Water Heat LE 55 Gal | 2 | Federal Standard 2015 Storage Water Heater ≤ 55 GAL - EF 0.62 | Existing | 13.68% | 13.68% | 13.68% | 13.68% | 13.68% | 13.68% | 13.68% | 13.68% | 13.68% | 13.68% | 13.68% | 13.68% | 13.68% | 13.68% | 13.68% | 13.68% | 13.68% | 13.68% | 13.68% | 13.68% | 13.68% | 13.68% | 13.68% | 13.68% | 13.68% | 13.68% | 13.68% | 13.68%
King CountyManufactured | King CountyManufacturedWater Heat LE 55 Gal | King CountyManufacturedWater Heat LE 55 Gal2 | King CountyManufacturedWater Heat LE 55 Gal2New | King CountyManufacturedWater Heat LE 55 GalFederal Standard 2015 Storage Water Heater ≤ 55 GAL - EF 0.62New | King CountyManufacturedWater Heat LE 55 GalNew | King County | Manufactured | Water Heat LE 55 Gal | 2 | Federal Standard 2015 Storage Water Heater ≤ 55 GAL - EF 0.62 | New | 83.44% | 83.44% | 83.44% | 83.44% | 83.44% | 83.44% | 83.44% | 83.44% | 83.44% | 83.44% | 83.44% | 83.44% | 83.44% | 83.44% | 83.44% | 83.44% | 83.44% | 83.44% | 83.44% | 83.44% | 83.44% | 83.44% | 83.44% | 83.44% | 83.44% | 83.44% | 83.44% | 83.44%
King CountyManufactured - Highly Impacted | King CountyManufactured - Highly ImpactedWater Heat LE 55 Gal | King CountyManufactured - Highly ImpactedWater Heat LE 55 Gal2 | King CountyManufactured - Highly ImpactedWater Heat LE 55 Gal2Existing | King CountyManufactured - Highly ImpactedWater Heat LE 55 GalFederal Standard 2015 Storage Water Heater ≤ 55 GAL - EF 0.62Existing | King CountyManufactured - Highly ImpactedWater Heat LE 55 GalExisting | King County | Manufactured - Highly Impacted | Water Heat LE 55 Gal | 2 | Federal Standard 2015 Storage Water Heater ≤ 55 GAL - EF 0.62 | Existing | 13.68% | 13.68% | 13.68% | 13.68% | 13.68% | 13.68% | 13.68% | 13.68% | 13.68% | 13.68% | 13.68% | 13.68% | 13.68% | 13.68% | 13.68% | 13.68% | 13.68% | 13.68% | 13.68% | 13.68% | 13.68% | 13.68% | 13.68% | 13.68% | 13.68% | 13.68% | 13.68% | 13.68%
King CountyManufactured - Highly Impacted | King CountyManufactured - Highly ImpactedWater Heat LE 55 Gal | King CountyManufactured - Highly ImpactedWater Heat LE 55 Gal2 | King CountyManufactured - Highly ImpactedWater Heat LE 55 Gal2New | King CountyManufactured - Highly ImpactedWater Heat LE 55 GalFederal Standard 2015 Storage Water Heater ≤ 55 GAL - EF 0.62New | King CountyManufactured - Highly ImpactedWater Heat LE 55 GalNew | King County | Manufactured - Highly Impacted | Water Heat LE 55 Gal | 2 | Federal Standard 2015 Storage Water Heater ≤ 55 GAL - EF 0.62 | New | 83.44% | 83.44% | 83.44% | 83.44% | 83.44% | 83.44% | 83.44% | 83.44% | 83.44% | 83.44% | 83.44% | 83.44% | 83.44% | 83.44% | 83.44% | 83.44% | 83.44% | 83.44% | 83.44% | 83.44% | 83.44% | 83.44% | 83.44% | 83.44% | 83.44% | 83.44% | 83.44% | 83.44%
King CountySingle Family | King CountySingle FamilyWater Heat LE 55 Gal | King CountySingle FamilyWater Heat LE 55 Gal3 | King CountySingle FamilyWater Heat LE 55 Gal3Existing | King CountySingle FamilyWater Heat LE 55 GalMarket Standard Storage Water Heater ≤ 55 GALExisting | King CountySingle FamilyWater Heat LE 55 GalExisting | King County | Single Family | Water Heat LE 55 Gal | 3 | Market Standard Storage Water Heater ≤ 55 GAL | Existing | bar: 2023 to 2050
King CountySingle Family | King CountySingle FamilyWater Heat LE 55 Gal | King CountySingle FamilyWater Heat LE 55 Gal3 | King CountySingle FamilyWater Heat LE 55 Gal3New | King CountySingle FamilyWater Heat LE 55 GalMarket Standard Storage Water Heater ≤ 55 GALNew | King CountySingle FamilyWater Heat LE 55 GalNew | King County | Single Family | Water Heat LE 55 Gal | 3 | Market Standard Storage Water Heater ≤ 55 GAL | New | bar: 2023 to 2050
King CountySingle Family - Highly Impacted | King CountySingle Family - Highly ImpactedWater Heat LE 55 Gal | King CountySingle Family - Highly ImpactedWater Heat LE 55 Gal3 | King CountySingle Family - Highly ImpactedWater Heat LE 55 Gal3Existing | King CountySingle Family - Highly ImpactedWater Heat LE 55 GalMarket Standard Storage Water Heater ≤ 55 GALExisting | King CountySingle Family - Highly ImpactedWater Heat LE 55 GalExisting | King County | Single Family - Highly Impacted | Water Heat LE 55 Gal | 3 | Market Standard Storage Water Heater ≤ 55 GAL | Existing | bar: 2023 to 2050
King CountySingle Family - Highly Impacted | King CountySingle Family - Highly ImpactedWater Heat LE 55 Gal | King CountySingle Family - Highly ImpactedWater Heat LE 55 Gal3 | King CountySingle Family - Highly ImpactedWater Heat LE 55 Gal3New | King CountySingle Family - Highly ImpactedWater Heat LE 55 GalMarket Standard Storage Water Heater ≤ 55 GALNew | King CountySingle Family - Highly ImpactedWater Heat LE 55 GalNew | King County | Single Family - Highly Impacted | Water Heat LE 55 Gal | 3 | Market Standard Storage Water Heater ≤ 55 GAL | New | bar: 2023 to 2050
King CountyMultifamily | King CountyMultifamilyWater Heat LE 55 Gal | King CountyMultifamilyWater Heat LE 55 Gal3 | King CountyMultifamilyWater Heat LE 55 Gal3Existing | King CountyMultifamilyWater Heat LE 55 GalMarket Standard Storage Water Heater ≤ 55 GALExisting | King CountyMultifamilyWater Heat LE 55 GalExisting | King County | Multifamily | Water Heat LE 55 Gal | 3 | Market Standard Storage Water Heater ≤ 55 GAL | Existing | bar: 2023 to 2050
King CountyMultifamily | King CountyMultifamilyWater Heat LE 55 Gal | King CountyMultifamilyWater Heat LE 55 Gal3 | King CountyMultifamilyWater Heat LE 55 Gal3New | King CountyMultifamilyWater Heat LE 55 GalMarket Standard Storage Water Heater ≤ 55 GALNew | King CountyMultifamilyWater Heat LE 55 GalNew | King County | Multifamily | Water Heat LE 55 Gal | 3 | Market Standard Storage Water Heater ≤ 55 GAL | New | bar: 2023 to 2050
King CountyMultifamily - Highly Impacted | King CountyMultifamily - Highly ImpactedWater Heat LE 55 Gal | King CountyMultifamily - Highly ImpactedWater Heat LE 55 Gal3 | King CountyMultifamily - Highly ImpactedWater Heat LE 55 Gal3Existing | King CountyMultifamily - Highly ImpactedWater Heat LE 55 GalMarket Standard Storage Water Heater ≤ 55 GALExisting | King CountyMultifamily - Highly ImpactedWater Heat LE 55 GalExisting | King County | Multifamily - Highly Impacted | Water Heat LE 55 Gal | 3 | Market Standard Storage Water Heater ≤ 55 GAL | Existing | bar: 2023 to 2050
King CountyMultifamily - Highly Impacted | King CountyMultifamily - Highly ImpactedWater Heat LE 55 Gal | King CountyMultifamily - Highly ImpactedWater Heat LE 55 Gal3 | King CountyMultifamily - Highly ImpactedWater Heat LE 55 Gal3New | King CountyMultifamily - Highly ImpactedWater Heat LE 55 GalMarket Standard Storage Water Heater ≤ 55 GALNew | King CountyMultifamily - Highly ImpactedWater Heat LE 55 GalNew | King County | Multifamily - Highly Impacted | Water Heat LE 55 Gal | 3 | Market Standard Storage Water Heater ≤ 55 GAL | New | bar: 2023 to 2050
King CountyManufactured | King CountyManufacturedWater Heat LE 55 Gal | King CountyManufacturedWater Heat LE 55 Gal3 | King CountyManufacturedWater Heat LE 55 Gal3Existing | King CountyManufacturedWater Heat LE 55 GalMarket Standard Storage Water Heater ≤ 55 GALExisting | King CountyManufacturedWater Heat LE 55 GalExisting | King County | Manufactured | Water Heat LE 55 Gal | 3 | Market Standard Storage Water Heater ≤ 55 GAL | Existing | bar: 2023 to 2050
King CountyManufactured | King CountyManufacturedWater Heat LE 55 Gal | King CountyManufacturedWater Heat LE 55 Gal3 | King CountyManufacturedWater Heat LE 55 Gal3New | King CountyManufacturedWater Heat LE 55 GalMarket Standard Storage Water Heater ≤ 55 GALNew | King CountyManufacturedWater Heat LE 55 GalNew | King County | Manufactured | Water Heat LE 55 Gal | 3 | Market Standard Storage Water Heater ≤ 55 GAL | New | bar: 2023 to 2050
King CountyManufactured - Highly Impacted | King CountyManufactured - Highly ImpactedWater Heat LE 55 Gal | King CountyManufactured - Highly ImpactedWater Heat LE 55 Gal3 | King CountyManufactured - Highly ImpactedWater Heat LE 55 Gal3Existing | King CountyManufactured - Highly ImpactedWater Heat LE 55 GalMarket Standard Storage Water Heater ≤ 55 GALExisting | King CountyManufactured - Highly ImpactedWater Heat LE 55 GalExisting | King County | Manufactured - Highly Impacted | Water Heat LE 55 Gal | 3 | Market Standard Storage Water Heater ≤ 55 GAL | Existing | bar: 2023 to 2050
King CountyManufactured - Highly Impacted | King CountyManufactured - Highly ImpactedWater Heat LE 55 Gal | King CountyManufactured - Highly ImpactedWater Heat LE 55 Gal3 | King CountyManufactured - Highly ImpactedWater Heat LE 55 Gal3New | King CountyManufactured - Highly ImpactedWater Heat LE 55 GalMarket Standard Storage Water Heater ≤ 55 GALNew | King CountyManufactured - Highly ImpactedWater Heat LE 55 GalNew | King County | Manufactured - Highly Impacted | Water Heat LE 55 Gal | 3 | Market Standard Storage Water Heater ≤ 55 GAL | New | bar: 2023 to 2050
King CountySingle Family | King CountySingle FamilyWater Heat LE 55 Gal | King CountySingle FamilyWater Heat LE 55 Gal4 | King CountySingle FamilyWater Heat LE 55 Gal4Existing | King CountySingle FamilyWater Heat LE 55 GalENERGY STAR Storage Water Heater ≤ 55 GAL - EF 0.67Existing | King CountySingle FamilyWater Heat LE 55 GalExisting | King County | Single Family | Water Heat LE 55 Gal | 4 | ENERGY STAR Storage Water Heater ≤ 55 GAL - EF 0.67 | Existing | 1.146% | 1.146% | 1.146% | 1.146% | 1.146% | 1.146% | 1.146% | 1.146% | 1.146% | 1.146% | 1.146% | 1.146% | 1.146% | 1.146% | 1.146% | 1.146% | 1.146% | 1.146% | 1.146% | 1.146% | 1.146% | 1.146% | 1.146% | 1.146% | 1.146% | 1.146% | 1.146% | 1.146%
King CountySingle Family | King CountySingle FamilyWater Heat LE 55 Gal | King CountySingle FamilyWater Heat LE 55 Gal4 | King CountySingle FamilyWater Heat LE 55 Gal4New | King CountySingle FamilyWater Heat LE 55 GalENERGY STAR Storage Water Heater ≤ 55 GAL - EF 0.67New | King CountySingle FamilyWater Heat LE 55 GalNew | King County | Single Family | Water Heat LE 55 Gal | 4 | ENERGY STAR Storage Water Heater ≤ 55 GAL - EF 0.67 | New | 1.146% | 1.146% | 1.146% | 1.146% | 1.146% | 1.146% | 1.146% | 1.146% | 1.146% | 1.146% | 1.146% | 1.146% | 1.146% | 1.146% | 1.146% | 1.146% | 1.146% | 1.146% | 1.146% | 1.146% | 1.146% | 1.146% | 1.146% | 1.146% | 1.146% | 1.146% | 1.146% | 1.146%
King CountySingle Family - Highly Impacted | King CountySingle Family - Highly ImpactedWater Heat LE 55 Gal | King CountySingle Family - Highly ImpactedWater Heat LE 55 Gal4 | King CountySingle Family - Highly ImpactedWater Heat LE 55 Gal4Existing | King CountySingle Family - Highly ImpactedWater Heat LE 55 GalENERGY STAR Storage Water Heater ≤ 55 GAL - EF 0.67Existing | King CountySingle Family - Highly ImpactedWater Heat LE 55 GalExisting | King County | Single Family - Highly Impacted | Water Heat LE 55 Gal | 4 | ENERGY STAR Storage Water Heater ≤ 55 GAL - EF 0.67 | Existing | 1.146% | 1.146% | 1.146% | 1.146% | 1.146% | 1.146% | 1.146% | 1.146% | 1.146% | 1.146% | 1.146% | 1.146% | 1.146% | 1.146% | 1.146% | 1.146% | 1.146% | 1.146% | 1.146% | 1.146% | 1.146% | 1.146% | 1.146% | 1.146% | 1.146% | 1.146% | 1.146% | 1.146%
King CountySingle Family - Highly Impacted | King CountySingle Family - Highly ImpactedWater Heat LE 55 Gal | King CountySingle Family - Highly ImpactedWater Heat LE 55 Gal4 | King CountySingle Family - Highly ImpactedWater Heat LE 55 Gal4New | King CountySingle Family - Highly ImpactedWater Heat LE 55 GalENERGY STAR Storage Water Heater ≤ 55 GAL - EF 0.67New | King CountySingle Family - Highly ImpactedWater Heat LE 55 GalNew | King County | Single Family - Highly Impacted | Water Heat LE 55 Gal | 4 | ENERGY STAR Storage Water Heater ≤ 55 GAL - EF 0.67 | New | 1.146% | 1.146% | 1.146% | 1.146% | 1.146% | 1.146% | 1.146% | 1.146% | 1.146% | 1.146% | 1.146% | 1.146% | 1.146% | 1.146% | 1.146% | 1.146% | 1.146% | 1.146% | 1.146% | 1.146% | 1.146% | 1.146% | 1.146% | 1.146% | 1.146% | 1.146% | 1.146% | 1.146%
King CountyMultifamily | King CountyMultifamilyWater Heat LE 55 Gal | King CountyMultifamilyWater Heat LE 55 Gal4 | King CountyMultifamilyWater Heat LE 55 Gal4Existing | King CountyMultifamilyWater Heat LE 55 GalENERGY STAR Storage Water Heater ≤ 55 GAL - EF 0.67Existing | King CountyMultifamilyWater Heat LE 55 GalExisting | King County | Multifamily | Water Heat LE 55 Gal | 4 | ENERGY STAR Storage Water Heater ≤ 55 GAL - EF 0.67 | Existing | 1.146% | 1.146% | 1.146% | 1.146% | 1.146% | 1.146% | 1.146% | 1.146% | 1.146% | 1.146% | 1.146% | 1.146% | 1.146% | 1.146% | 1.146% | 1.146% | 1.146% | 1.146% | 1.146% | 1.146% | 1.146% | 1.146% | 1.146% | 1.146% | 1.146% | 1.146% | 1.146% | 1.146%
King CountyMultifamily | King CountyMultifamilyWater Heat LE 55 Gal | King CountyMultifamilyWater Heat LE 55 Gal4 | King CountyMultifamilyWater Heat LE 55 Gal4New | King CountyMultifamilyWater Heat LE 55 GalENERGY STAR Storage Water Heater ≤ 55 GAL - EF 0.67New | King CountyMultifamilyWater Heat LE 55 GalNew | King County | Multifamily | Water Heat LE 55 Gal | 4 | ENERGY STAR Storage Water Heater ≤ 55 GAL - EF 0.67 | New | 1.146% | 1.146% | 1.146% | 1.146% | 1.146% | 1.146% | 1.146% | 1.146% | 1.146% | 1.146% | 1.146% | 1.146% | 1.146% | 1.146% | 1.146% | 1.146% | 1.146% | 1.146% | 1.146% | 1.146% | 1.146% | 1.146% | 1.146% | 1.146% | 1.146% | 1.146% | 1.146% | 1.146%
King CountyMultifamily - Highly Impacted | King CountyMultifamily - Highly ImpactedWater Heat LE 55 Gal | King CountyMultifamily - Highly ImpactedWater Heat LE 55 Gal4 | King CountyMultifamily - Highly ImpactedWater Heat LE 55 Gal4Existing | King CountyMultifamily - Highly ImpactedWater Heat LE 55 GalENERGY STAR Storage Water Heater ≤ 55 GAL - EF 0.67Existing | King CountyMultifamily - Highly ImpactedWater Heat LE 55 GalExisting | King County | Multifamily - Highly Impacted | Water Heat LE 55 Gal | 4 | ENERGY STAR Storage Water Heater ≤ 55 GAL - EF 0.67 | Existing | 1.146% | 1.146% | 1.146% | 1.146% | 1.146% | 1.146% | 1.146% | 1.146% | 1.146% | 1.146% | 1.146% | 1.146% | 1.146% | 1.146% | 1.146% | 1.146% | 1.146% | 1.146% | 1.146% | 1.146% | 1.146% | 1.146% | 1.146% | 1.146% | 1.146% | 1.146% | 1.146% | 1.146%
King CountyMultifamily - Highly Impacted | King CountyMultifamily - Highly ImpactedWater Heat LE 55 Gal | King CountyMultifamily - Highly ImpactedWater Heat LE 55 Gal4 | King CountyMultifamily - Highly ImpactedWater Heat LE 55 Gal4New | King CountyMultifamily - Highly ImpactedWater Heat LE 55 GalENERGY STAR Storage Water Heater ≤ 55 GAL - EF 0.67New | King CountyMultifamily - Highly ImpactedWater Heat LE 55 GalNew | King County | Multifamily - Highly Impacted | Water Heat LE 55 Gal | 4 | ENERGY STAR Storage Water Heater ≤ 55 GAL - EF 0.67 | New | 1.146% | 1.146% | 1.146% | 1.146% | 1.146% | 1.146% | 1.146% | 1.146% | 1.146% | 1.146% | 1.146% | 1.146% | 1.146% | 1.146% | 1.146% | 1.146% | 1.146% | 1.146% | 1.146% | 1.146% | 1.146% | 1.146% | 1.146% | 1.146% | 1.146% | 1.146% | 1.146% | 1.146%
King CountyManufactured | King CountyManufacturedWater Heat LE 55 Gal | King CountyManufacturedWater Heat LE 55 Gal4 | King CountyManufacturedWater Heat LE 55 Gal4Existing | King CountyManufacturedWater Heat LE 55 GalENERGY STAR Storage Water Heater ≤ 55 GAL - EF 0.67Existing | King CountyManufacturedWater Heat LE 55 GalExisting | King County | Manufactured | Water Heat LE 55 Gal | 4 | ENERGY STAR Storage Water Heater ≤ 55 GAL - EF 0.67 | Existing | 1.146% | 1.146% | 1.146% | 1.146% | 1.146% | 1.146% | 1.146% | 1.146% | 1.146% | 1.146% | 1.146% | 1.146% | 1.146% | 1.146% | 1.146% | 1.146% | 1.146% | 1.146% | 1.146% | 1.146% | 1.146% | 1.146% | 1.146% | 1.146% | 1.146% | 1.146% | 1.146% | 1.146%
King CountyManufactured | King CountyManufacturedWater Heat LE 55 Gal | King CountyManufacturedWater Heat LE 55 Gal4 | King CountyManufacturedWater Heat LE 55 Gal4New | King CountyManufacturedWater Heat LE 55 GalENERGY STAR Storage Water Heater ≤ 55 GAL - EF 0.67New | King CountyManufacturedWater Heat LE 55 GalNew | King County | Manufactured | Water Heat LE 55 Gal | 4 | ENERGY STAR Storage Water Heater ≤ 55 GAL - EF 0.67 | New | 1.146% | 1.146% | 1.146% | 1.146% | 1.146% | 1.146% | 1.146% | 1.146% | 1.146% | 1.146% | 1.146% | 1.146% | 1.146% | 1.146% | 1.146% | 1.146% | 1.146% | 1.146% | 1.146% | 1.146% | 1.146% | 1.146% | 1.146% | 1.146% | 1.146% | 1.146% | 1.146% | 1.146%
King CountyManufactured - Highly Impacted | King CountyManufactured - Highly ImpactedWater Heat LE 55 Gal | King CountyManufactured - Highly ImpactedWater Heat LE 55 Gal4 | King CountyManufactured - Highly ImpactedWater Heat LE 55 Gal4Existing | King CountyManufactured - Highly ImpactedWater Heat LE 55 GalENERGY STAR Storage Water Heater ≤ 55 GAL - EF 0.67Existing | King CountyManufactured - Highly ImpactedWater Heat LE 55 GalExisting | King County | Manufactured - Highly Impacted | Water Heat LE 55 Gal | 4 | ENERGY STAR Storage Water Heater ≤ 55 GAL - EF 0.67 | Existing | 1.146% | 1.146% | 1.146% | 1.146% | 1.146% | 1.146% | 1.146% | 1.146% | 1.146% | 1.146% | 1.146% | 1.146% | 1.146% | 1.146% | 1.146% | 1.146% | 1.146% | 1.146% | 1.146% | 1.146% | 1.146% | 1.146% | 1.146% | 1.146% | 1.146% | 1.146% | 1.146% | 1.146%
King CountyManufactured - Highly Impacted | King CountyManufactured - Highly ImpactedWater Heat LE 55 Gal | King CountyManufactured - Highly ImpactedWater Heat LE 55 Gal4 | King CountyManufactured - Highly ImpactedWater Heat LE 55 Gal4New | King CountyManufactured - Highly ImpactedWater Heat LE 55 GalENERGY STAR Storage Water Heater ≤ 55 GAL - EF 0.67New | King CountyManufactured - Highly ImpactedWater Heat LE 55 GalNew | King County | Manufactured - Highly Impacted | Water Heat LE 55 Gal | 4 | ENERGY STAR Storage Water Heater ≤ 55 GAL - EF 0.67 | New | 1.146% | 1.146% | 1.146% | 1.146% | 1.146% | 1.146% | 1.146% | 1.146% | 1.146% | 1.146% | 1.146% | 1.146% | 1.146% | 1.146% | 1.146% | 1.146% | 1.146% | 1.146% | 1.146% | 1.146% | 1.146% | 1.146% | 1.146% | 1.146% | 1.146% | 1.146% | 1.146% | 1.146%
King CountySingle Family | King CountySingle FamilyWater Heat LE 55 Gal | King CountySingle FamilyWater Heat LE 55 Gal5 | King CountySingle FamilyWater Heat LE 55 Gal5Existing | King CountySingle FamilyWater Heat LE 55 GalCondensing Water Heater ≤ 55 GAL - EF 0.85Existing | King CountySingle FamilyWater Heat LE 55 GalExisting | King County | Single Family | Water Heat LE 55 Gal | 5 | Condensing Water Heater ≤ 55 GAL - EF 0.85 | Existing | 0.06877% | 0.06877% | 0.06877% | 0.06877% | 0.06877% | 0.06877% | 0.06877% | 0.06877% | 0.06877% | 0.06877% | 0.06877% | 0.06877% | 0.06877% | 0.06877% | 0.06877% | 0.06877% | 0.06877% | 0.06877% | 0.06877% | 0.06877% | 0.06877% | 0.06877% | 0.06877% | 0.06877% | 0.06877% | 0.06877% | 0.06877% | 0.06877%
King CountySingle Family | King CountySingle FamilyWater Heat LE 55 Gal | King CountySingle FamilyWater Heat LE 55 Gal5 | King CountySingle FamilyWater Heat LE 55 Gal5New | King CountySingle FamilyWater Heat LE 55 GalCondensing Water Heater ≤ 55 GAL - EF 0.85New | King CountySingle FamilyWater Heat LE 55 GalNew | King County | Single Family | Water Heat LE 55 Gal | 5 | Condensing Water Heater ≤ 55 GAL - EF 0.85 | New | 0.06877% | 0.06877% | 0.06877% | 0.06877% | 0.06877% | 0.06877% | 0.06877% | 0.06877% | 0.06877% | 0.06877% | 0.06877% | 0.06877% | 0.06877% | 0.06877% | 0.06877% | 0.06877% | 0.06877% | 0.06877% | 0.06877% | 0.06877% | 0.06877% | 0.06877% | 0.06877% | 0.06877% | 0.06877% | 0.06877% | 0.06877% | 0.06877%
King CountySingle Family - Highly Impacted | King CountySingle Family - Highly ImpactedWater Heat LE 55 Gal | King CountySingle Family - Highly ImpactedWater Heat LE 55 Gal5 | King CountySingle Family - Highly ImpactedWater Heat LE 55 Gal5Existing | King CountySingle Family - Highly ImpactedWater Heat LE 55 GalCondensing Water Heater ≤ 55 GAL - EF 0.85Existing | King CountySingle Family - Highly ImpactedWater Heat LE 55 GalExisting | King County | Single Family - Highly Impacted | Water Heat LE 55 Gal | 5 | Condensing Water Heater ≤ 55 GAL - EF 0.85 | Existing | 0.06877% | 0.06877% | 0.06877% | 0.06877% | 0.06877% | 0.06877% | 0.06877% | 0.06877% | 0.06877% | 0.06877% | 0.06877% | 0.06877% | 0.06877% | 0.06877% | 0.06877% | 0.06877% | 0.06877% | 0.06877% | 0.06877% | 0.06877% | 0.06877% | 0.06877% | 0.06877% | 0.06877% | 0.06877% | 0.06877% | 0.06877% | 0.06877%
King CountySingle Family - Highly Impacted | King CountySingle Family - Highly ImpactedWater Heat LE 55 Gal | King CountySingle Family - Highly ImpactedWater Heat LE 55 Gal5 | King CountySingle Family - Highly ImpactedWater Heat LE 55 Gal5New | King CountySingle Family - Highly ImpactedWater Heat LE 55 GalCondensing Water Heater ≤ 55 GAL - EF 0.85New | King CountySingle Family - Highly ImpactedWater Heat LE 55 GalNew | King County | Single Family - Highly Impacted | Water Heat LE 55 Gal | 5 | Condensing Water Heater ≤ 55 GAL - EF 0.85 | New | 0.06877% | 0.06877% | 0.06877% | 0.06877% | 0.06877% | 0.06877% | 0.06877% | 0.06877% | 0.06877% | 0.06877% | 0.06877% | 0.06877% | 0.06877% | 0.06877% | 0.06877% | 0.06877% | 0.06877% | 0.06877% | 0.06877% | 0.06877% | 0.06877% | 0.06877% | 0.06877% | 0.06877% | 0.06877% | 0.06877% | 0.06877% | 0.06877%
King CountyMultifamily | King CountyMultifamilyWater Heat LE 55 Gal | King CountyMultifamilyWater Heat LE 55 Gal5 | King CountyMultifamilyWater Heat LE 55 Gal5Existing | King CountyMultifamilyWater Heat LE 55 GalCondensing Water Heater ≤ 55 GAL - EF 0.85Existing | King CountyMultifamilyWater Heat LE 55 GalExisting | King County | Multifamily | Water Heat LE 55 Gal | 5 | Condensing Water Heater ≤ 55 GAL - EF 0.85 | Existing | 0.06877% | 0.06877% | 0.06877% | 0.06877% | 0.06877% | 0.06877% | 0.06877% | 0.06877% | 0.06877% | 0.06877% | 0.06877% | 0.06877% | 0.06877% | 0.06877% | 0.06877% | 0.06877% | 0.06877% | 0.06877% | 0.06877% | 0.06877% | 0.06877% | 0.06877% | 0.06877% | 0.06877% | 0.06877% | 0.06877% | 0.06877% | 0.06877%
King CountyMultifamily | King CountyMultifamilyWater Heat LE 55 Gal | King CountyMultifamilyWater Heat LE 55 Gal5 | King CountyMultifamilyWater Heat LE 55 Gal5New | King CountyMultifamilyWater Heat LE 55 GalCondensing Water Heater ≤ 55 GAL - EF 0.85New | King CountyMultifamilyWater Heat LE 55 GalNew | King County | Multifamily | Water Heat LE 55 Gal | 5 | Condensing Water Heater ≤ 55 GAL - EF 0.85 | New | 0.06877% | 0.06877% | 0.06877% | 0.06877% | 0.06877% | 0.06877% | 0.06877% | 0.06877% | 0.06877% | 0.06877% | 0.06877% | 0.06877% | 0.06877% | 0.06877% | 0.06877% | 0.06877% | 0.06877% | 0.06877% | 0.06877% | 0.06877% | 0.06877% | 0.06877% | 0.06877% | 0.06877% | 0.06877% | 0.06877% | 0.06877% | 0.06877%
King CountyMultifamily - Highly Impacted | King CountyMultifamily - Highly ImpactedWater Heat LE 55 Gal | King CountyMultifamily - Highly ImpactedWater Heat LE 55 Gal5 | King CountyMultifamily - Highly ImpactedWater Heat LE 55 Gal5Existing | King CountyMultifamily - Highly ImpactedWater Heat LE 55 GalCondensing Water Heater ≤ 55 GAL - EF 0.85Existing | King CountyMultifamily - Highly ImpactedWater Heat LE 55 GalExisting | King County | Multifamily - Highly Impacted | Water Heat LE 55 Gal | 5 | Condensing Water Heater ≤ 55 GAL - EF 0.85 | Existing | 0.06877% | 0.06877% | 0.06877% | 0.06877% | 0.06877% | 0.06877% | 0.06877% | 0.06877% | 0.06877% | 0.06877% | 0.06877% | 0.06877% | 0.06877% | 0.06877% | 0.06877% | 0.06877% | 0.06877% | 0.06877% | 0.06877% | 0.06877% | 0.06877% | 0.06877% | 0.06877% | 0.06877% | 0.06877% | 0.06877% | 0.06877% | 0.06877%
King CountyMultifamily - Highly Impacted | King CountyMultifamily - Highly ImpactedWater Heat LE 55 Gal | King CountyMultifamily - Highly ImpactedWater Heat LE 55 Gal5 | King CountyMultifamily - Highly ImpactedWater Heat LE 55 Gal5New | King CountyMultifamily - Highly ImpactedWater Heat LE 55 GalCondensing Water Heater ≤ 55 GAL - EF 0.85New | King CountyMultifamily - Highly ImpactedWater Heat LE 55 GalNew | King County | Multifamily - Highly Impacted | Water Heat LE 55 Gal | 5 | Condensing Water Heater ≤ 55 GAL - EF 0.85 | New | 0.06877% | 0.06877% | 0.06877% | 0.06877% | 0.06877% | 0.06877% | 0.06877% | 0.06877% | 0.06877% | 0.06877% | 0.06877% | 0.06877% | 0.06877% | 0.06877% | 0.06877% | 0.06877% | 0.06877% | 0.06877% | 0.06877% | 0.06877% | 0.06877% | 0.06877% | 0.06877% | 0.06877% | 0.06877% | 0.06877% | 0.06877% | 0.06877%
King CountyManufactured | King CountyManufacturedWater Heat LE 55 Gal | King CountyManufacturedWater Heat LE 55 Gal5 | King CountyManufacturedWater Heat LE 55 Gal5Existing | King CountyManufacturedWater Heat LE 55 GalCondensing Water Heater ≤ 55 GAL - EF 0.85Existing | King CountyManufacturedWater Heat LE 55 GalExisting | King County | Manufactured | Water Heat LE 55 Gal | 5 | Condensing Water Heater ≤ 55 GAL - EF 0.85 | Existing | 0.06877% | 0.06877% | 0.06877% | 0.06877% | 0.06877% | 0.06877% | 0.06877% | 0.06877% | 0.06877% | 0.06877% | 0.06877% | 0.06877% | 0.06877% | 0.06877% | 0.06877% | 0.06877% | 0.06877% | 0.06877% | 0.06877% | 0.06877% | 0.06877% | 0.06877% | 0.06877% | 0.06877% | 0.06877% | 0.06877% | 0.06877% | 0.06877%
King CountyManufactured | King CountyManufacturedWater Heat LE 55 Gal | King CountyManufacturedWater Heat LE 55 Gal5 | King CountyManufacturedWater Heat LE 55 Gal5New | King CountyManufacturedWater Heat LE 55 GalCondensing Water Heater ≤ 55 GAL - EF 0.85New | King CountyManufacturedWater Heat LE 55 GalNew | King County | Manufactured | Water Heat LE 55 Gal | 5 | Condensing Water Heater ≤ 55 GAL - EF 0.85 | New | 0.06877% | 0.06877% | 0.06877% | 0.06877% | 0.06877% | 0.06877% | 0.06877% | 0.06877% | 0.06877% | 0.06877% | 0.06877% | 0.06877% | 0.06877% | 0.06877% | 0.06877% | 0.06877% | 0.06877% | 0.06877% | 0.06877% | 0.06877% | 0.06877% | 0.06877% | 0.06877% | 0.06877% | 0.06877% | 0.06877% | 0.06877% | 0.06877%
King CountyManufactured - Highly Impacted | King CountyManufactured - Highly ImpactedWater Heat LE 55 Gal | King CountyManufactured - Highly ImpactedWater Heat LE 55 Gal5 | King CountyManufactured - Highly ImpactedWater Heat LE 55 Gal5Existing | King CountyManufactured - Highly ImpactedWater Heat LE 55 GalCondensing Water Heater ≤ 55 GAL - EF 0.85Existing | King CountyManufactured - Highly ImpactedWater Heat LE 55 GalExisting | King County | Manufactured - Highly Impacted | Water Heat LE 55 Gal | 5 | Condensing Water Heater ≤ 55 GAL - EF 0.85 | Existing | 0.06877% | 0.06877% | 0.06877% | 0.06877% | 0.06877% | 0.06877% | 0.06877% | 0.06877% | 0.06877% | 0.06877% | 0.06877% | 0.06877% | 0.06877% | 0.06877% | 0.06877% | 0.06877% | 0.06877% | 0.06877% | 0.06877% | 0.06877% | 0.06877% | 0.06877% | 0.06877% | 0.06877% | 0.06877% | 0.06877% | 0.06877% | 0.06877%
King CountyManufactured - Highly Impacted | King CountyManufactured - Highly ImpactedWater Heat LE 55 Gal | King CountyManufactured - Highly ImpactedWater Heat LE 55 Gal5 | King CountyManufactured - Highly ImpactedWater Heat LE 55 Gal5New | King CountyManufactured - Highly ImpactedWater Heat LE 55 GalCondensing Water Heater ≤ 55 GAL - EF 0.85New | King CountyManufactured - Highly ImpactedWater Heat LE 55 GalNew | King County | Manufactured - Highly Impacted | Water Heat LE 55 Gal | 5 | Condensing Water Heater ≤ 55 GAL - EF 0.85 | New | 0.06877% | 0.06877% | 0.06877% | 0.06877% | 0.06877% | 0.06877% | 0.06877% | 0.06877% | 0.06877% | 0.06877% | 0.06877% | 0.06877% | 0.06877% | 0.06877% | 0.06877% | 0.06877% | 0.06877% | 0.06877% | 0.06877% | 0.06877% | 0.06877% | 0.06877% | 0.06877% | 0.06877% | 0.06877% | 0.06877% | 0.06877% | 0.06877%
King CountySingle Family | King CountySingle FamilyWater Heat LE 55 Gal | King CountySingle FamilyWater Heat LE 55 Gal6 | King CountySingle FamilyWater Heat LE 55 Gal6Existing | King CountySingle FamilyWater Heat LE 55 GalENERGY STAR Tankless Water Heater ≤ 55 GAL - EF 0.90Existing | King CountySingle FamilyWater Heat LE 55 GalExisting | King County | Single Family | Water Heat LE 55 Gal | 6 | ENERGY STAR Tankless Water Heater ≤ 55 GAL - EF 0.90 | Existing | 15.34% | 15.34% | 15.34% | 15.34% | 15.34% | 15.34% | 15.34% | 15.34% | 15.34% | 15.34% | 15.34% | 15.34% | 15.34% | 15.34% | 15.34% | 15.34% | 15.34% | 15.34% | 15.34% | 15.34% | 15.34% | 15.34% | 15.34% | 15.34% | 15.34% | 15.34% | 15.34% | 15.34%
King CountySingle Family | King CountySingle FamilyWater Heat LE 55 Gal | King CountySingle FamilyWater Heat LE 55 Gal6 | King CountySingle FamilyWater Heat LE 55 Gal6New | King CountySingle FamilyWater Heat LE 55 GalENERGY STAR Tankless Water Heater ≤ 55 GAL - EF 0.90New | King CountySingle FamilyWater Heat LE 55 GalNew | King County | Single Family | Water Heat LE 55 Gal | 6 | ENERGY STAR Tankless Water Heater ≤ 55 GAL - EF 0.90 | New | 15.34% | 15.34% | 15.34% | 15.34% | 15.34% | 15.34% | 15.34% | 15.34% | 15.34% | 15.34% | 15.34% | 15.34% | 15.34% | 15.34% | 15.34% | 15.34% | 15.34% | 15.34% | 15.34% | 15.34% | 15.34% | 15.34% | 15.34% | 15.34% | 15.34% | 15.34% | 15.34% | 15.34%
King CountySingle Family - Highly Impacted | King CountySingle Family - Highly ImpactedWater Heat LE 55 Gal | King CountySingle Family - Highly ImpactedWater Heat LE 55 Gal6 | King CountySingle Family - Highly ImpactedWater Heat LE 55 Gal6Existing | King CountySingle Family - Highly ImpactedWater Heat LE 55 GalENERGY STAR Tankless Water Heater ≤ 55 GAL - EF 0.90Existing | King CountySingle Family - Highly ImpactedWater Heat LE 55 GalExisting | King County | Single Family - Highly Impacted | Water Heat LE 55 Gal | 6 | ENERGY STAR Tankless Water Heater ≤ 55 GAL - EF 0.90 | Existing | 15.34% | 15.34% | 15.34% | 15.34% | 15.34% | 15.34% | 15.34% | 15.34% | 15.34% | 15.34% | 15.34% | 15.34% | 15.34% | 15.34% | 15.34% | 15.34% | 15.34% | 15.34% | 15.34% | 15.34% | 15.34% | 15.34% | 15.34% | 15.34% | 15.34% | 15.34% | 15.34% | 15.34%
King CountySingle Family - Highly Impacted | King CountySingle Family - Highly ImpactedWater Heat LE 55 Gal | King CountySingle Family - Highly ImpactedWater Heat LE 55 Gal6 | King CountySingle Family - Highly ImpactedWater Heat LE 55 Gal6New | King CountySingle Family - Highly ImpactedWater Heat LE 55 GalENERGY STAR Tankless Water Heater ≤ 55 GAL - EF 0.90New | King CountySingle Family - Highly ImpactedWater Heat LE 55 GalNew | King County | Single Family - Highly Impacted | Water Heat LE 55 Gal | 6 | ENERGY STAR Tankless Water Heater ≤ 55 GAL - EF 0.90 | New | 15.34% | 15.34% | 15.34% | 15.34% | 15.34% | 15.34% | 15.34% | 15.34% | 15.34% | 15.34% | 15.34% | 15.34% | 15.34% | 15.34% | 15.34% | 15.34% | 15.34% | 15.34% | 15.34% | 15.34% | 15.34% | 15.34% | 15.34% | 15.34% | 15.34% | 15.34% | 15.34% | 15.34%
King CountyMultifamily | King CountyMultifamilyWater Heat LE 55 Gal | King CountyMultifamilyWater Heat LE 55 Gal6 | King CountyMultifamilyWater Heat LE 55 Gal6Existing | King CountyMultifamilyWater Heat LE 55 GalENERGY STAR Tankless Water Heater ≤ 55 GAL - EF 0.90Existing | King CountyMultifamilyWater Heat LE 55 GalExisting | King County | Multifamily | Water Heat LE 55 Gal | 6 | ENERGY STAR Tankless Water Heater ≤ 55 GAL - EF 0.90 | Existing | 15.34% | 15.34% | 15.34% | 15.34% | 15.34% | 15.34% | 15.34% | 15.34% | 15.34% | 15.34% | 15.34% | 15.34% | 15.34% | 15.34% | 15.34% | 15.34% | 15.34% | 15.34% | 15.34% | 15.34% | 15.34% | 15.34% | 15.34% | 15.34% | 15.34% | 15.34% | 15.34% | 15.34%
King CountyMultifamily | King CountyMultifamilyWater Heat LE 55 Gal | King CountyMultifamilyWater Heat LE 55 Gal6 | King CountyMultifamilyWater Heat LE 55 Gal6New | King CountyMultifamilyWater Heat LE 55 GalENERGY STAR Tankless Water Heater ≤ 55 GAL - EF 0.90New | King CountyMultifamilyWater Heat LE 55 GalNew | King County | Multifamily | Water Heat LE 55 Gal | 6 | ENERGY STAR Tankless Water Heater ≤ 55 GAL - EF 0.90 | New | 15.34% | 15.34% | 15.34% | 15.34% | 15.34% | 15.34% | 15.34% | 15.34% | 15.34% | 15.34% | 15.34% | 15.34% | 15.34% | 15.34% | 15.34% | 15.34% | 15.34% | 15.34% | 15.34% | 15.34% | 15.34% | 15.34% | 15.34% | 15.34% | 15.34% | 15.34% | 15.34% | 15.34%
King CountyMultifamily - Highly Impacted | King CountyMultifamily - Highly ImpactedWater Heat LE 55 Gal | King CountyMultifamily - Highly ImpactedWater Heat LE 55 Gal6 | King CountyMultifamily - Highly ImpactedWater Heat LE 55 Gal6Existing | King CountyMultifamily - Highly ImpactedWater Heat LE 55 GalENERGY STAR Tankless Water Heater ≤ 55 GAL - EF 0.90Existing | King CountyMultifamily - Highly ImpactedWater Heat LE 55 GalExisting | King County | Multifamily - Highly Impacted | Water Heat LE 55 Gal | 6 | ENERGY STAR Tankless Water Heater ≤ 55 GAL - EF 0.90 | Existing | 15.34% | 15.34% | 15.34% | 15.34% | 15.34% | 15.34% | 15.34% | 15.34% | 15.34% | 15.34% | 15.34% | 15.34% | 15.34% | 15.34% | 15.34% | 15.34% | 15.34% | 15.34% | 15.34% | 15.34% | 15.34% | 15.34% | 15.34% | 15.34% | 15.34% | 15.34% | 15.34% | 15.34%
King CountyMultifamily - Highly Impacted | King CountyMultifamily - Highly ImpactedWater Heat LE 55 Gal | King CountyMultifamily - Highly ImpactedWater Heat LE 55 Gal6 | King CountyMultifamily - Highly ImpactedWater Heat LE 55 Gal6New | King CountyMultifamily - Highly ImpactedWater Heat LE 55 GalENERGY STAR Tankless Water Heater ≤ 55 GAL - EF 0.90New | King CountyMultifamily - Highly ImpactedWater Heat LE 55 GalNew | King County | Multifamily - Highly Impacted | Water Heat LE 55 Gal | 6 | ENERGY STAR Tankless Water Heater ≤ 55 GAL - EF 0.90 | New | 15.34% | 15.34% | 15.34% | 15.34% | 15.34% | 15.34% | 15.34% | 15.34% | 15.34% | 15.34% | 15.34% | 15.34% | 15.34% | 15.34% | 15.34% | 15.34% | 15.34% | 15.34% | 15.34% | 15.34% | 15.34% | 15.34% | 15.34% | 15.34% | 15.34% | 15.34% | 15.34% | 15.34%
King CountyManufactured | King CountyManufacturedWater Heat LE 55 Gal | King CountyManufacturedWater Heat LE 55 Gal6 | King CountyManufacturedWater Heat LE 55 Gal6Existing | King CountyManufacturedWater Heat LE 55 GalENERGY STAR Tankless Water Heater ≤ 55 GAL - EF 0.90Existing | King CountyManufacturedWater Heat LE 55 GalExisting | King County | Manufactured | Water Heat LE 55 Gal | 6 | ENERGY STAR Tankless Water Heater ≤ 55 GAL - EF 0.90 | Existing | 15.34% | 15.34% | 15.34% | 15.34% | 15.34% | 15.34% | 15.34% | 15.34% | 15.34% | 15.34% | 15.34% | 15.34% | 15.34% | 15.34% | 15.34% | 15.34% | 15.34% | 15.34% | 15.34% | 15.34% | 15.34% | 15.34% | 15.34% | 15.34% | 15.34% | 15.34% | 15.34% | 15.34%
King CountyManufactured | King CountyManufacturedWater Heat LE 55 Gal | King CountyManufacturedWater Heat LE 55 Gal6 | King CountyManufacturedWater Heat LE 55 Gal6New | King CountyManufacturedWater Heat LE 55 GalENERGY STAR Tankless Water Heater ≤ 55 GAL - EF 0.90New | King CountyManufacturedWater Heat LE 55 GalNew | King County | Manufactured | Water Heat LE 55 Gal | 6 | ENERGY STAR Tankless Water Heater ≤ 55 GAL - EF 0.90 | New | 15.34% | 15.34% | 15.34% | 15.34% | 15.34% | 15.34% | 15.34% | 15.34% | 15.34% | 15.34% | 15.34% | 15.34% | 15.34% | 15.34% | 15.34% | 15.34% | 15.34% | 15.34% | 15.34% | 15.34% | 15.34% | 15.34% | 15.34% | 15.34% | 15.34% | 15.34% | 15.34% | 15.34%
King CountyManufactured - Highly Impacted | King CountyManufactured - Highly ImpactedWater Heat LE 55 Gal | King CountyManufactured - Highly ImpactedWater Heat LE 55 Gal6 | King CountyManufactured - Highly ImpactedWater Heat LE 55 Gal6Existing | King CountyManufactured - Highly ImpactedWater Heat LE 55 GalENERGY STAR Tankless Water Heater ≤ 55 GAL - EF 0.90Existing | King CountyManufactured - Highly ImpactedWater Heat LE 55 GalExisting | King County | Manufactured - Highly Impacted | Water Heat LE 55 Gal | 6 | ENERGY STAR Tankless Water Heater ≤ 55 GAL - EF 0.90 | Existing | 15.34% | 15.34% | 15.34% | 15.34% | 15.34% | 15.34% | 15.34% | 15.34% | 15.34% | 15.34% | 15.34% | 15.34% | 15.34% | 15.34% | 15.34% | 15.34% | 15.34% | 15.34% | 15.34% | 15.34% | 15.34% | 15.34% | 15.34% | 15.34% | 15.34% | 15.34% | 15.34% | 15.34%
King CountyManufactured - Highly Impacted | King CountyManufactured - Highly ImpactedWater Heat LE 55 Gal | King CountyManufactured - Highly ImpactedWater Heat LE 55 Gal6 | King CountyManufactured - Highly ImpactedWater Heat LE 55 Gal6New | King CountyManufactured - Highly ImpactedWater Heat LE 55 GalENERGY STAR Tankless Water Heater ≤ 55 GAL - EF 0.90New | King CountyManufactured - Highly ImpactedWater Heat LE 55 GalNew | King County | Manufactured - Highly Impacted | Water Heat LE 55 Gal | 6 | ENERGY STAR Tankless Water Heater ≤ 55 GAL - EF 0.90 | New | 15.34% | 15.34% | 15.34% | 15.34% | 15.34% | 15.34% | 15.34% | 15.34% | 15.34% | 15.34% | 15.34% | 15.34% | 15.34% | 15.34% | 15.34% | 15.34% | 15.34% | 15.34% | 15.34% | 15.34% | 15.34% | 15.34% | 15.34% | 15.34% | 15.34% | 15.34% | 15.34% | 15.34%
King CountySingle Family | King CountySingle FamilyWater Heat GT 55 Gal | King CountySingle FamilyWater Heat GT 55 Gal1 | King CountySingle FamilyWater Heat GT 55 Gal1Existing | King CountySingle FamilyWater Heat GT 55 GalBelow Standard Water Heater > 55 GAL - EF 0.52Existing | King CountySingle FamilyWater Heat GT 55 GalExisting | King County | Single Family | Water Heat GT 55 Gal | 1 | Below Standard Water Heater > 55 GAL - EF 0.52 | Existing | bar: 2023 to 2050
King CountySingle Family | King CountySingle FamilyWater Heat GT 55 Gal | King CountySingle FamilyWater Heat GT 55 Gal1 | King CountySingle FamilyWater Heat GT 55 Gal1New | King CountySingle FamilyWater Heat GT 55 GalBelow Standard Water Heater > 55 GAL - EF 0.52New | King CountySingle FamilyWater Heat GT 55 GalNew | King County | Single Family | Water Heat GT 55 Gal | 1 | Below Standard Water Heater > 55 GAL - EF 0.52 | New | bar: 2023 to 2050
King CountySingle Family - Highly Impacted | King CountySingle Family - Highly ImpactedWater Heat GT 55 Gal | King CountySingle Family - Highly ImpactedWater Heat GT 55 Gal1 | King CountySingle Family - Highly ImpactedWater Heat GT 55 Gal1Existing | King CountySingle Family - Highly ImpactedWater Heat GT 55 GalBelow Standard Water Heater > 55 GAL - EF 0.52Existing | King CountySingle Family - Highly ImpactedWater Heat GT 55 GalExisting | King County | Single Family - Highly Impacted | Water Heat GT 55 Gal | 1 | Below Standard Water Heater > 55 GAL - EF 0.52 | Existing | bar: 2023 to 2050
King CountySingle Family - Highly Impacted | King CountySingle Family - Highly ImpactedWater Heat GT 55 Gal | King CountySingle Family - Highly ImpactedWater Heat GT 55 Gal1 | King CountySingle Family - Highly ImpactedWater Heat GT 55 Gal1New | King CountySingle Family - Highly ImpactedWater Heat GT 55 GalBelow Standard Water Heater > 55 GAL - EF 0.52New | King CountySingle Family - Highly ImpactedWater Heat GT 55 GalNew | King County | Single Family - Highly Impacted | Water Heat GT 55 Gal | 1 | Below Standard Water Heater > 55 GAL - EF 0.52 | New | bar: 2023 to 2050
King CountyMultifamily | King CountyMultifamilyWater Heat GT 55 Gal | King CountyMultifamilyWater Heat GT 55 Gal1 | King CountyMultifamilyWater Heat GT 55 Gal1Existing | King CountyMultifamilyWater Heat GT 55 GalBelow Standard Water Heater > 55 GAL - EF 0.52Existing | King CountyMultifamilyWater Heat GT 55 GalExisting | King County | Multifamily | Water Heat GT 55 Gal | 1 | Below Standard Water Heater > 55 GAL - EF 0.52 | Existing | bar: 2023 to 2050
King CountyMultifamily | King CountyMultifamilyWater Heat GT 55 Gal | King CountyMultifamilyWater Heat GT 55 Gal1 | King CountyMultifamilyWater Heat GT 55 Gal1New | King CountyMultifamilyWater Heat GT 55 GalBelow Standard Water Heater > 55 GAL - EF 0.52New | King CountyMultifamilyWater Heat GT 55 GalNew | King County | Multifamily | Water Heat GT 55 Gal | 1 | Below Standard Water Heater > 55 GAL - EF 0.52 | New | bar: 2023 to 2050
King CountyMultifamily - Highly Impacted | King CountyMultifamily - Highly ImpactedWater Heat GT 55 Gal | King CountyMultifamily - Highly ImpactedWater Heat GT 55 Gal1 | King CountyMultifamily - Highly ImpactedWater Heat GT 55 Gal1Existing | King CountyMultifamily - Highly ImpactedWater Heat GT 55 GalBelow Standard Water Heater > 55 GAL - EF 0.52Existing | King CountyMultifamily - Highly ImpactedWater Heat GT 55 GalExisting | King County | Multifamily - Highly Impacted | Water Heat GT 55 Gal | 1 | Below Standard Water Heater > 55 GAL - EF 0.52 | Existing | bar: 2023 to 2050
King CountyMultifamily - Highly Impacted | King CountyMultifamily - Highly ImpactedWater Heat GT 55 Gal | King CountyMultifamily - Highly ImpactedWater Heat GT 55 Gal1 | King CountyMultifamily - Highly ImpactedWater Heat GT 55 Gal1New | King CountyMultifamily - Highly ImpactedWater Heat GT 55 GalBelow Standard Water Heater > 55 GAL - EF 0.52New | King CountyMultifamily - Highly ImpactedWater Heat GT 55 GalNew | King County | Multifamily - Highly Impacted | Water Heat GT 55 Gal | 1 | Below Standard Water Heater > 55 GAL - EF 0.52 | New | bar: 2023 to 2050
King CountyManufactured | King CountyManufacturedWater Heat GT 55 Gal | King CountyManufacturedWater Heat GT 55 Gal1 | King CountyManufacturedWater Heat GT 55 Gal1Existing | King CountyManufacturedWater Heat GT 55 GalBelow Standard Water Heater > 55 GAL - EF 0.52Existing | King CountyManufacturedWater Heat GT 55 GalExisting | King County | Manufactured | Water Heat GT 55 Gal | 1 | Below Standard Water Heater > 55 GAL - EF 0.52 | Existing | bar: 2023 to 2050
King CountyManufactured | King CountyManufacturedWater Heat GT 55 Gal | King CountyManufacturedWater Heat GT 55 Gal1 | King CountyManufacturedWater Heat GT 55 Gal1New | King CountyManufacturedWater Heat GT 55 GalBelow Standard Water Heater > 55 GAL - EF 0.52New | King CountyManufacturedWater Heat GT 55 GalNew | King County | Manufactured | Water Heat GT 55 Gal | 1 | Below Standard Water Heater > 55 GAL - EF 0.52 | New | bar: 2023 to 2050
King CountyManufactured - Highly Impacted | King CountyManufactured - Highly ImpactedWater Heat GT 55 Gal | King CountyManufactured - Highly ImpactedWater Heat GT 55 Gal1 | King CountyManufactured - Highly ImpactedWater Heat GT 55 Gal1Existing | King CountyManufactured - Highly ImpactedWater Heat GT 55 GalBelow Standard Water Heater > 55 GAL - EF 0.52Existing | King CountyManufactured - Highly ImpactedWater Heat GT 55 GalExisting | King County | Manufactured - Highly Impacted | Water Heat GT 55 Gal | 1 | Below Standard Water Heater > 55 GAL - EF 0.52 | Existing | bar: 2023 to 2050
King CountyManufactured - Highly Impacted | King CountyManufactured - Highly ImpactedWater Heat GT 55 Gal | King CountyManufactured - Highly ImpactedWater Heat GT 55 Gal1 | King CountyManufactured - Highly ImpactedWater Heat GT 55 Gal1New | King CountyManufactured - Highly ImpactedWater Heat GT 55 GalBelow Standard Water Heater > 55 GAL - EF 0.52New | King CountyManufactured - Highly ImpactedWater Heat GT 55 GalNew | King County | Manufactured - Highly Impacted | Water Heat GT 55 Gal | 1 | Below Standard Water Heater > 55 GAL - EF 0.52 | New | bar: 2023 to 2050
King CountySingle Family | King CountySingle FamilyWater Heat GT 55 Gal | King CountySingle FamilyWater Heat GT 55 Gal2 | King CountySingle FamilyWater Heat GT 55 Gal2Existing | King CountySingle FamilyWater Heat GT 55 GalFederal Standard 2015 Condensing Water Heater > 55 GAL - EF 0.74Existing | King CountySingle FamilyWater Heat GT 55 GalExisting | King County | Single Family | Water Heat GT 55 Gal | 2 | Federal Standard 2015 Condensing Water Heater > 55 GAL - EF 0.74 | Existing | 100% | 100% | 100% | 100% | 100% | 100% | 100% | 100% | 100% | 100% | 100% | 100% | 100% | 100% | 100% | 100% | 100% | 100% | 100% | 100% | 100% | 100% | 100% | 100% | 100% | 100% | 100% | 100%
King CountySingle Family | King CountySingle FamilyWater Heat GT 55 Gal | King CountySingle FamilyWater Heat GT 55 Gal2 | King CountySingle FamilyWater Heat GT 55 Gal2New | King CountySingle FamilyWater Heat GT 55 GalFederal Standard 2015 Condensing Water Heater > 55 GAL - EF 0.74New | King CountySingle FamilyWater Heat GT 55 GalNew | King County | Single Family | Water Heat GT 55 Gal | 2 | Federal Standard 2015 Condensing Water Heater > 55 GAL - EF 0.74 | New | 100% | 100% | 100% | 100% | 100% | 100% | 100% | 100% | 100% | 100% | 100% | 100% | 100% | 100% | 100% | 100% | 100% | 100% | 100% | 100% | 100% | 100% | 100% | 100% | 100% | 100% | 100% | 100%
King CountySingle Family - Highly Impacted | King CountySingle Family - Highly ImpactedWater Heat GT 55 Gal | King CountySingle Family - Highly ImpactedWater Heat GT 55 Gal2 | King CountySingle Family - Highly ImpactedWater Heat GT 55 Gal2Existing | King CountySingle Family - Highly ImpactedWater Heat GT 55 GalFederal Standard 2015 Condensing Water Heater > 55 GAL - EF 0.74Existing | King CountySingle Family - Highly ImpactedWater Heat GT 55 GalExisting | King County | Single Family - Highly Impacted | Water Heat GT 55 Gal | 2 | Federal Standard 2015 Condensing Water Heater > 55 GAL - EF 0.74 | Existing | 100% | 100% | 100% | 100% | 100% | 100% | 100% | 100% | 100% | 100% | 100% | 100% | 100% | 100% | 100% | 100% | 100% | 100% | 100% | 100% | 100% | 100% | 100% | 100% | 100% | 100% | 100% | 100%
King CountySingle Family - Highly Impacted | King CountySingle Family - Highly ImpactedWater Heat GT 55 Gal | King CountySingle Family - Highly ImpactedWater Heat GT 55 Gal2 | King CountySingle Family - Highly ImpactedWater Heat GT 55 Gal2New | King CountySingle Family - Highly ImpactedWater Heat GT 55 GalFederal Standard 2015 Condensing Water Heater > 55 GAL - EF 0.74New | King CountySingle Family - Highly ImpactedWater Heat GT 55 GalNew | King County | Single Family - Highly Impacted | Water Heat GT 55 Gal | 2 | Federal Standard 2015 Condensing Water Heater > 55 GAL - EF 0.74 | New | 100% | 100% | 100% | 100% | 100% | 100% | 100% | 100% | 100% | 100% | 100% | 100% | 100% | 100% | 100% | 100% | 100% | 100% | 100% | 100% | 100% | 100% | 100% | 100% | 100% | 100% | 100% | 100%
King CountyMultifamily | King CountyMultifamilyWater Heat GT 55 Gal | King CountyMultifamilyWater Heat GT 55 Gal2 | King CountyMultifamilyWater Heat GT 55 Gal2Existing | King CountyMultifamilyWater Heat GT 55 GalFederal Standard 2015 Condensing Water Heater > 55 GAL - EF 0.74Existing | King CountyMultifamilyWater Heat GT 55 GalExisting | King County | Multifamily | Water Heat GT 55 Gal | 2 | Federal Standard 2015 Condensing Water Heater > 55 GAL - EF 0.74 | Existing | 100% | 100% | 100% | 100% | 100% | 100% | 100% | 100% | 100% | 100% | 100% | 100% | 100% | 100% | 100% | 100% | 100% | 100% | 100% | 100% | 100% | 100% | 100% | 100% | 100% | 100% | 100% | 100%
King CountyMultifamily | King CountyMultifamilyWater Heat GT 55 Gal | King CountyMultifamilyWater Heat GT 55 Gal2 | King CountyMultifamilyWater Heat GT 55 Gal2New | King CountyMultifamilyWater Heat GT 55 GalFederal Standard 2015 Condensing Water Heater > 55 GAL - EF 0.74New | King CountyMultifamilyWater Heat GT 55 GalNew | King County | Multifamily | Water Heat GT 55 Gal | 2 | Federal Standard 2015 Condensing Water Heater > 55 GAL - EF 0.74 | New | 100% | 100% | 100% | 100% | 100% | 100% | 100% | 100% | 100% | 100% | 100% | 100% | 100% | 100% | 100% | 100% | 100% | 100% | 100% | 100% | 100% | 100% | 100% | 100% | 100% | 100% | 100% | 100%
King CountyMultifamily - Highly Impacted | King CountyMultifamily - Highly ImpactedWater Heat GT 55 Gal | King CountyMultifamily - Highly ImpactedWater Heat GT 55 Gal2 | King CountyMultifamily - Highly ImpactedWater Heat GT 55 Gal2Existing | King CountyMultifamily - Highly ImpactedWater Heat GT 55 GalFederal Standard 2015 Condensing Water Heater > 55 GAL - EF 0.74Existing | King CountyMultifamily - Highly ImpactedWater Heat GT 55 GalExisting | King County | Multifamily - Highly Impacted | Water Heat GT 55 Gal | 2 | Federal Standard 2015 Condensing Water Heater > 55 GAL - EF 0.74 | Existing | 100% | 100% | 100% | 100% | 100% | 100% | 100% | 100% | 100% | 100% | 100% | 100% | 100% | 100% | 100% | 100% | 100% | 100% | 100% | 100% | 100% | 100% | 100% | 100% | 100% | 100% | 100% | 100%
King CountyMultifamily - Highly Impacted | King CountyMultifamily - Highly ImpactedWater Heat GT 55 Gal | King CountyMultifamily - Highly ImpactedWater Heat GT 55 Gal2 | King CountyMultifamily - Highly ImpactedWater Heat GT 55 Gal2New | King CountyMultifamily - Highly ImpactedWater Heat GT 55 GalFederal Standard 2015 Condensing Water Heater > 55 GAL - EF 0.74New | King CountyMultifamily - Highly ImpactedWater Heat GT 55 GalNew | King County | Multifamily - Highly Impacted | Water Heat GT 55 Gal | 2 | Federal Standard 2015 Condensing Water Heater > 55 GAL - EF 0.74 | New | 100% | 100% | 100% | 100% | 100% | 100% | 100% | 100% | 100% | 100% | 100% | 100% | 100% | 100% | 100% | 100% | 100% | 100% | 100% | 100% | 100% | 100% | 100% | 100% | 100% | 100% | 100% | 100%
King CountyManufactured | King CountyManufacturedWater Heat GT 55 Gal | King CountyManufacturedWater Heat GT 55 Gal2 | King CountyManufacturedWater Heat GT 55 Gal2Existing | King CountyManufacturedWater Heat GT 55 GalFederal Standard 2015 Condensing Water Heater > 55 GAL - EF 0.74Existing | King CountyManufacturedWater Heat GT 55 GalExisting | King County | Manufactured | Water Heat GT 55 Gal | 2 | Federal Standard 2015 Condensing Water Heater > 55 GAL - EF 0.74 | Existing | 100% | 100% | 100% | 100% | 100% | 100% | 100% | 100% | 100% | 100% | 100% | 100% | 100% | 100% | 100% | 100% | 100% | 100% | 100% | 100% | 100% | 100% | 100% | 100% | 100% | 100% | 100% | 100%
King CountyManufactured | King CountyManufacturedWater Heat GT 55 Gal | King CountyManufacturedWater Heat GT 55 Gal2 | King CountyManufacturedWater Heat GT 55 Gal2New | King CountyManufacturedWater Heat GT 55 GalFederal Standard 2015 Condensing Water Heater > 55 GAL - EF 0.74New | King CountyManufacturedWater Heat GT 55 GalNew | King County | Manufactured | Water Heat GT 55 Gal | 2 | Federal Standard 2015 Condensing Water Heater > 55 GAL - EF 0.74 | New | 100% | 100% | 100% | 100% | 100% | 100% | 100% | 100% | 100% | 100% | 100% | 100% | 100% | 100% | 100% | 100% | 100% | 100% | 100% | 100% | 100% | 100% | 100% | 100% | 100% | 100% | 100% | 100%
King CountyManufactured - Highly Impacted | King CountyManufactured - Highly ImpactedWater Heat GT 55 Gal | King CountyManufactured - Highly ImpactedWater Heat GT 55 Gal2 | King CountyManufactured - Highly ImpactedWater Heat GT 55 Gal2Existing | King CountyManufactured - Highly ImpactedWater Heat GT 55 GalFederal Standard 2015 Condensing Water Heater > 55 GAL - EF 0.74Existing | King CountyManufactured - Highly ImpactedWater Heat GT 55 GalExisting | King County | Manufactured - Highly Impacted | Water Heat GT 55 Gal | 2 | Federal Standard 2015 Condensing Water Heater > 55 GAL - EF 0.74 | Existing | 100% | 100% | 100% | 100% | 100% | 100% | 100% | 100% | 100% | 100% | 100% | 100% | 100% | 100% | 100% | 100% | 100% | 100% | 100% | 100% | 100% | 100% | 100% | 100% | 100% | 100% | 100% | 100%
King CountyManufactured - Highly Impacted | King CountyManufactured - Highly ImpactedWater Heat GT 55 Gal | King CountyManufactured - Highly ImpactedWater Heat GT 55 Gal2 | King CountyManufactured - Highly ImpactedWater Heat GT 55 Gal2New | King CountyManufactured - Highly ImpactedWater Heat GT 55 GalFederal Standard 2015 Condensing Water Heater > 55 GAL - EF 0.74New | King CountyManufactured - Highly ImpactedWater Heat GT 55 GalNew | King County | Manufactured - Highly Impacted | Water Heat GT 55 Gal | 2 | Federal Standard 2015 Condensing Water Heater > 55 GAL - EF 0.74 | New | 100% | 100% | 100% | 100% | 100% | 100% | 100% | 100% | 100% | 100% | 100% | 100% | 100% | 100% | 100% | 100% | 100% | 100% | 100% | 100% | 100% | 100% | 100% | 100% | 100% | 100% | 100% | 100%
King CountySingle Family | King CountySingle FamilyWater Heat GT 55 Gal | King CountySingle FamilyWater Heat GT 55 Gal3 | King CountySingle FamilyWater Heat GT 55 Gal3Existing | King CountySingle FamilyWater Heat GT 55 GalMarket Standard Water Heater > 55 GALExisting | King CountySingle FamilyWater Heat GT 55 GalExisting | King County | Single Family | Water Heat GT 55 Gal | 3 | Market Standard Water Heater > 55 GAL | Existing | bar: 2023 to 2050
King CountySingle Family | King CountySingle FamilyWater Heat GT 55 Gal | King CountySingle FamilyWater Heat GT 55 Gal3 | King CountySingle FamilyWater Heat GT 55 Gal3New | King CountySingle FamilyWater Heat GT 55 GalMarket Standard Water Heater > 55 GALNew | King CountySingle FamilyWater Heat GT 55 GalNew | King County | Single Family | Water Heat GT 55 Gal | 3 | Market Standard Water Heater > 55 GAL | New | bar: 2023 to 2050
King CountySingle Family - Highly Impacted | King CountySingle Family - Highly ImpactedWater Heat GT 55 Gal | King CountySingle Family - Highly ImpactedWater Heat GT 55 Gal3 | King CountySingle Family - Highly ImpactedWater Heat GT 55 Gal3Existing | King CountySingle Family - Highly ImpactedWater Heat GT 55 GalMarket Standard Water Heater > 55 GALExisting | King CountySingle Family - Highly ImpactedWater Heat GT 55 GalExisting | King County | Single Family - Highly Impacted | Water Heat GT 55 Gal | 3 | Market Standard Water Heater > 55 GAL | Existing | bar: 2023 to 2050
King CountySingle Family - Highly Impacted | King CountySingle Family - Highly ImpactedWater Heat GT 55 Gal | King CountySingle Family - Highly ImpactedWater Heat GT 55 Gal3 | King CountySingle Family - Highly ImpactedWater Heat GT 55 Gal3New | King CountySingle Family - Highly ImpactedWater Heat GT 55 GalMarket Standard Water Heater > 55 GALNew | King CountySingle Family - Highly ImpactedWater Heat GT 55 GalNew | King County | Single Family - Highly Impacted | Water Heat GT 55 Gal | 3 | Market Standard Water Heater > 55 GAL | New | bar: 2023 to 2050
King CountyMultifamily | King CountyMultifamilyWater Heat GT 55 Gal | King CountyMultifamilyWater Heat GT 55 Gal3 | King CountyMultifamilyWater Heat GT 55 Gal3Existing | King CountyMultifamilyWater Heat GT 55 GalMarket Standard Water Heater > 55 GALExisting | King CountyMultifamilyWater Heat GT 55 GalExisting | King County | Multifamily | Water Heat GT 55 Gal | 3 | Market Standard Water Heater > 55 GAL | Existing | bar: 2023 to 2050
King CountyMultifamily | King CountyMultifamilyWater Heat GT 55 Gal | King CountyMultifamilyWater Heat GT 55 Gal3 | King CountyMultifamilyWater Heat GT 55 Gal3New | King CountyMultifamilyWater Heat GT 55 GalMarket Standard Water Heater > 55 GALNew | King CountyMultifamilyWater Heat GT 55 GalNew | King County | Multifamily | Water Heat GT 55 Gal | 3 | Market Standard Water Heater > 55 GAL | New | bar: 2023 to 2050
King CountyMultifamily - Highly Impacted | King CountyMultifamily - Highly ImpactedWater Heat GT 55 Gal | King CountyMultifamily - Highly ImpactedWater Heat GT 55 Gal3 | King CountyMultifamily - Highly ImpactedWater Heat GT 55 Gal3Existing | King CountyMultifamily - Highly ImpactedWater Heat GT 55 GalMarket Standard Water Heater > 55 GALExisting | King CountyMultifamily - Highly ImpactedWater Heat GT 55 GalExisting | King County | Multifamily - Highly Impacted | Water Heat GT 55 Gal | 3 | Market Standard Water Heater > 55 GAL | Existing | bar: 2023 to 2050
King CountyMultifamily - Highly Impacted | King CountyMultifamily - Highly ImpactedWater Heat GT 55 Gal | King CountyMultifamily - Highly ImpactedWater Heat GT 55 Gal3 | King CountyMultifamily - Highly ImpactedWater Heat GT 55 Gal3New | King CountyMultifamily - Highly ImpactedWater Heat GT 55 GalMarket Standard Water Heater > 55 GALNew | King CountyMultifamily - Highly ImpactedWater Heat GT 55 GalNew | King County | Multifamily - Highly Impacted | Water Heat GT 55 Gal | 3 | Market Standard Water Heater > 55 GAL | New | bar: 2023 to 2050
King CountyManufactured | King CountyManufacturedWater Heat GT 55 Gal | King CountyManufacturedWater Heat GT 55 Gal3 | King CountyManufacturedWater Heat GT 55 Gal3Existing | King CountyManufacturedWater Heat GT 55 GalMarket Standard Water Heater > 55 GALExisting | King CountyManufacturedWater Heat GT 55 GalExisting | King County | Manufactured | Water Heat GT 55 Gal | 3 | Market Standard Water Heater > 55 GAL | Existing | bar: 2023 to 2050
King CountyManufactured | King CountyManufacturedWater Heat GT 55 Gal | King CountyManufacturedWater Heat GT 55 Gal3 | King CountyManufacturedWater Heat GT 55 Gal3New | King CountyManufacturedWater Heat GT 55 GalMarket Standard Water Heater > 55 GALNew | King CountyManufacturedWater Heat GT 55 GalNew | King County | Manufactured | Water Heat GT 55 Gal | 3 | Market Standard Water Heater > 55 GAL | New | bar: 2023 to 2050
King CountyManufactured - Highly Impacted | King CountyManufactured - Highly ImpactedWater Heat GT 55 Gal | King CountyManufactured - Highly ImpactedWater Heat GT 55 Gal3 | King CountyManufactured - Highly ImpactedWater Heat GT 55 Gal3Existing | King CountyManufactured - Highly ImpactedWater Heat GT 55 GalMarket Standard Water Heater > 55 GALExisting | King CountyManufactured - Highly ImpactedWater Heat GT 55 GalExisting | King County | Manufactured - Highly Impacted | Water Heat GT 55 Gal | 3 | Market Standard Water Heater > 55 GAL | Existing | bar: 2023 to 2050
King CountyManufactured - Highly Impacted | King CountyManufactured - Highly ImpactedWater Heat GT 55 Gal | King CountyManufactured - Highly ImpactedWater Heat GT 55 Gal3 | King CountyManufactured - Highly ImpactedWater Heat GT 55 Gal3New | King CountyManufactured - Highly ImpactedWater Heat GT 55 GalMarket Standard Water Heater > 55 GALNew | King CountyManufactured - Highly ImpactedWater Heat GT 55 GalNew | King County | Manufactured - Highly Impacted | Water Heat GT 55 Gal | 3 | Market Standard Water Heater > 55 GAL | New | bar: 2023 to 2050
King CountySingle Family | King CountySingle FamilyWater Heat GT 55 Gal | King CountySingle FamilyWater Heat GT 55 Gal4 | King CountySingle FamilyWater Heat GT 55 Gal4Existing | King CountySingle FamilyWater Heat GT 55 GalENERGY STAR Condensing Water Heater > 55 GAL - EF 0.77Existing | King CountySingle FamilyWater Heat GT 55 GalExisting | King County | Single Family | Water Heat GT 55 Gal | 4 | ENERGY STAR Condensing Water Heater > 55 GAL - EF 0.77 | Existing | bar: 2023 to 2050
King CountySingle Family | King CountySingle FamilyWater Heat GT 55 Gal | King CountySingle FamilyWater Heat GT 55 Gal4 | King CountySingle FamilyWater Heat GT 55 Gal4New | King CountySingle FamilyWater Heat GT 55 GalENERGY STAR Condensing Water Heater > 55 GAL - EF 0.77New | King CountySingle FamilyWater Heat GT 55 GalNew | King County | Single Family | Water Heat GT 55 Gal | 4 | ENERGY STAR Condensing Water Heater > 55 GAL - EF 0.77 | New | bar: 2023 to 2050
King CountySingle Family - Highly Impacted | King CountySingle Family - Highly ImpactedWater Heat GT 55 Gal | King CountySingle Family - Highly ImpactedWater Heat GT 55 Gal4 | King CountySingle Family - Highly ImpactedWater Heat GT 55 Gal4Existing | King CountySingle Family - Highly ImpactedWater Heat GT 55 GalENERGY STAR Condensing Water Heater > 55 GAL - EF 0.77Existing | King CountySingle Family - Highly ImpactedWater Heat GT 55 GalExisting | King County | Single Family - Highly Impacted | Water Heat GT 55 Gal | 4 | ENERGY STAR Condensing Water Heater > 55 GAL - EF 0.77 | Existing | bar: 2023 to 2050
King CountySingle Family - Highly Impacted | King CountySingle Family - Highly ImpactedWater Heat GT 55 Gal | King CountySingle Family - Highly ImpactedWater Heat GT 55 Gal4 | King CountySingle Family - Highly ImpactedWater Heat GT 55 Gal4New | King CountySingle Family - Highly ImpactedWater Heat GT 55 GalENERGY STAR Condensing Water Heater > 55 GAL - EF 0.77New | King CountySingle Family - Highly ImpactedWater Heat GT 55 GalNew | King County | Single Family - Highly Impacted | Water Heat GT 55 Gal | 4 | ENERGY STAR Condensing Water Heater > 55 GAL - EF 0.77 | New | bar: 2023 to 2050
King CountyMultifamily | King CountyMultifamilyWater Heat GT 55 Gal | King CountyMultifamilyWater Heat GT 55 Gal4 | King CountyMultifamilyWater Heat GT 55 Gal4Existing | King CountyMultifamilyWater Heat GT 55 GalENERGY STAR Condensing Water Heater > 55 GAL - EF 0.77Existing | King CountyMultifamilyWater Heat GT 55 GalExisting | King County | Multifamily | Water Heat GT 55 Gal | 4 | ENERGY STAR Condensing Water Heater > 55 GAL - EF 0.77 | Existing | bar: 2023 to 2050
King CountyMultifamily | King CountyMultifamilyWater Heat GT 55 Gal | King CountyMultifamilyWater Heat GT 55 Gal4 | King CountyMultifamilyWater Heat GT 55 Gal4New | King CountyMultifamilyWater Heat GT 55 GalENERGY STAR Condensing Water Heater > 55 GAL - EF 0.77New | King CountyMultifamilyWater Heat GT 55 GalNew | King County | Multifamily | Water Heat GT 55 Gal | 4 | ENERGY STAR Condensing Water Heater > 55 GAL - EF 0.77 | New | bar: 2023 to 2050
King CountyMultifamily - Highly Impacted | King CountyMultifamily - Highly ImpactedWater Heat GT 55 Gal | King CountyMultifamily - Highly ImpactedWater Heat GT 55 Gal4 | King CountyMultifamily - Highly ImpactedWater Heat GT 55 Gal4Existing | King CountyMultifamily - Highly ImpactedWater Heat GT 55 GalENERGY STAR Condensing Water Heater > 55 GAL - EF 0.77Existing | King CountyMultifamily - Highly ImpactedWater Heat GT 55 GalExisting | King County | Multifamily - Highly Impacted | Water Heat GT 55 Gal | 4 | ENERGY STAR Condensing Water Heater > 55 GAL - EF 0.77 | Existing | bar: 2023 to 2050
King CountyMultifamily - Highly Impacted | King CountyMultifamily - Highly ImpactedWater Heat GT 55 Gal | King CountyMultifamily - Highly ImpactedWater Heat GT 55 Gal4 | King CountyMultifamily - Highly ImpactedWater Heat GT 55 Gal4New | King CountyMultifamily - Highly ImpactedWater Heat GT 55 GalENERGY STAR Condensing Water Heater > 55 GAL - EF 0.77New | King CountyMultifamily - Highly ImpactedWater Heat GT 55 GalNew | King County | Multifamily - Highly Impacted | Water Heat GT 55 Gal | 4 | ENERGY STAR Condensing Water Heater > 55 GAL - EF 0.77 | New | bar: 2023 to 2050
King CountyManufactured | King CountyManufacturedWater Heat GT 55 Gal | King CountyManufacturedWater Heat GT 55 Gal4 | King CountyManufacturedWater Heat GT 55 Gal4Existing | King CountyManufacturedWater Heat GT 55 GalENERGY STAR Condensing Water Heater > 55 GAL - EF 0.77Existing | King CountyManufacturedWater Heat GT 55 GalExisting | King County | Manufactured | Water Heat GT 55 Gal | 4 | ENERGY STAR Condensing Water Heater > 55 GAL - EF 0.77 | Existing | bar: 2023 to 2050
King CountyManufactured | King CountyManufacturedWater Heat GT 55 Gal | King CountyManufacturedWater Heat GT 55 Gal4 | King CountyManufacturedWater Heat GT 55 Gal4New | King CountyManufacturedWater Heat GT 55 GalENERGY STAR Condensing Water Heater > 55 GAL - EF 0.77New | King CountyManufacturedWater Heat GT 55 GalNew | King County | Manufactured | Water Heat GT 55 Gal | 4 | ENERGY STAR Condensing Water Heater > 55 GAL - EF 0.77 | New | bar: 2023 to 2050
King CountyManufactured - Highly Impacted | King CountyManufactured - Highly ImpactedWater Heat GT 55 Gal | King CountyManufactured - Highly ImpactedWater Heat GT 55 Gal4 | King CountyManufactured - Highly ImpactedWater Heat GT 55 Gal4Existing | King CountyManufactured - Highly ImpactedWater Heat GT 55 GalENERGY STAR Condensing Water Heater > 55 GAL - EF 0.77Existing | King CountyManufactured - Highly ImpactedWater Heat GT 55 GalExisting | King County | Manufactured - Highly Impacted | Water Heat GT 55 Gal | 4 | ENERGY STAR Condensing Water Heater > 55 GAL - EF 0.77 | Existing | bar: 2023 to 2050
King CountyManufactured - Highly Impacted | King CountyManufactured - Highly ImpactedWater Heat GT 55 Gal | King CountyManufactured - Highly ImpactedWater Heat GT 55 Gal4 | King CountyManufactured - Highly ImpactedWater Heat GT 55 Gal4New | King CountyManufactured - Highly ImpactedWater Heat GT 55 GalENERGY STAR Condensing Water Heater > 55 GAL - EF 0.77New | King CountyManufactured - Highly ImpactedWater Heat GT 55 GalNew | King County | Manufactured - Highly Impacted | Water Heat GT 55 Gal | 4 | ENERGY STAR Condensing Water Heater > 55 GAL - EF 0.77 | New | bar: 2023 to 2050
King CountySingle Family | King CountySingle FamilyWater Heat GT 55 Gal | King CountySingle FamilyWater Heat GT 55 Gal5 | King CountySingle FamilyWater Heat GT 55 Gal5Existing | King CountySingle FamilyWater Heat GT 55 GalCondensing Water Heater > 55 GAL - EF 0.85Existing | King CountySingle FamilyWater Heat GT 55 GalExisting | King County | Single Family | Water Heat GT 55 Gal | 5 | Condensing Water Heater > 55 GAL - EF 0.85 | Existing | bar: 2023 to 2050
King CountySingle Family | King CountySingle FamilyWater Heat GT 55 Gal | King CountySingle FamilyWater Heat GT 55 Gal5 | King CountySingle FamilyWater Heat GT 55 Gal5New | King CountySingle FamilyWater Heat GT 55 GalCondensing Water Heater > 55 GAL - EF 0.85New | King CountySingle FamilyWater Heat GT 55 GalNew | King County | Single Family | Water Heat GT 55 Gal | 5 | Condensing Water Heater > 55 GAL - EF 0.85 | New | bar: 2023 to 2050
King CountySingle Family - Highly Impacted | King CountySingle Family - Highly ImpactedWater Heat GT 55 Gal | King CountySingle Family - Highly ImpactedWater Heat GT 55 Gal5 | King CountySingle Family - Highly ImpactedWater Heat GT 55 Gal5Existing | King CountySingle Family - Highly ImpactedWater Heat GT 55 GalCondensing Water Heater > 55 GAL - EF 0.85Existing | King CountySingle Family - Highly ImpactedWater Heat GT 55 GalExisting | King County | Single Family - Highly Impacted | Water Heat GT 55 Gal | 5 | Condensing Water Heater > 55 GAL - EF 0.85 | Existing | bar: 2023 to 2050
King CountySingle Family - Highly Impacted | King CountySingle Family - Highly ImpactedWater Heat GT 55 Gal | King CountySingle Family - Highly ImpactedWater Heat GT 55 Gal5 | King CountySingle Family - Highly ImpactedWater Heat GT 55 Gal5New | King CountySingle Family - Highly ImpactedWater Heat GT 55 GalCondensing Water Heater > 55 GAL - EF 0.85New | King CountySingle Family - Highly ImpactedWater Heat GT 55 GalNew | King County | Single Family - Highly Impacted | Water Heat GT 55 Gal | 5 | Condensing Water Heater > 55 GAL - EF 0.85 | New | bar: 2023 to 2050
King CountyMultifamily | King CountyMultifamilyWater Heat GT 55 Gal | King CountyMultifamilyWater Heat GT 55 Gal5 | King CountyMultifamilyWater Heat GT 55 Gal5Existing | King CountyMultifamilyWater Heat GT 55 GalCondensing Water Heater > 55 GAL - EF 0.85Existing | King CountyMultifamilyWater Heat GT 55 GalExisting | King County | Multifamily | Water Heat GT 55 Gal | 5 | Condensing Water Heater > 55 GAL - EF 0.85 | Existing | bar: 2023 to 2050
King CountyMultifamily | King CountyMultifamilyWater Heat GT 55 Gal | King CountyMultifamilyWater Heat GT 55 Gal5 | King CountyMultifamilyWater Heat GT 55 Gal5New | King CountyMultifamilyWater Heat GT 55 GalCondensing Water Heater > 55 GAL - EF 0.85New | King CountyMultifamilyWater Heat GT 55 GalNew | King County | Multifamily | Water Heat GT 55 Gal | 5 | Condensing Water Heater > 55 GAL - EF 0.85 | New | bar: 2023 to 2050
King CountyMultifamily - Highly Impacted | King CountyMultifamily - Highly ImpactedWater Heat GT 55 Gal | King CountyMultifamily - Highly ImpactedWater Heat GT 55 Gal5 | King CountyMultifamily - Highly ImpactedWater Heat GT 55 Gal5Existing | King CountyMultifamily - Highly ImpactedWater Heat GT 55 GalCondensing Water Heater > 55 GAL - EF 0.85Existing | King CountyMultifamily - Highly ImpactedWater Heat GT 55 GalExisting | King County | Multifamily - Highly Impacted | Water Heat GT 55 Gal | 5 | Condensing Water Heater > 55 GAL - EF 0.85 | Existing | bar: 2023 to 2050
King CountyMultifamily - Highly Impacted | King CountyMultifamily - Highly ImpactedWater Heat GT 55 Gal | King CountyMultifamily - Highly ImpactedWater Heat GT 55 Gal5 | King CountyMultifamily - Highly ImpactedWater Heat GT 55 Gal5New | King CountyMultifamily - Highly ImpactedWater Heat GT 55 GalCondensing Water Heater > 55 GAL - EF 0.85New | King CountyMultifamily - Highly ImpactedWater Heat GT 55 GalNew | King County | Multifamily - Highly Impacted | Water Heat GT 55 Gal | 5 | Condensing Water Heater > 55 GAL - EF 0.85 | New | bar: 2023 to 2050
King CountyManufactured | King CountyManufacturedWater Heat GT 55 Gal | King CountyManufacturedWater Heat GT 55 Gal5 | King CountyManufacturedWater Heat GT 55 Gal5Existing | King CountyManufacturedWater Heat GT 55 GalCondensing Water Heater > 55 GAL - EF 0.85Existing | King CountyManufacturedWater Heat GT 55 GalExisting | King County | Manufactured | Water Heat GT 55 Gal | 5 | Condensing Water Heater > 55 GAL - EF 0.85 | Existing | bar: 2023 to 2050
King CountyManufactured | King CountyManufacturedWater Heat GT 55 Gal | King CountyManufacturedWater Heat GT 55 Gal5 | King CountyManufacturedWater Heat GT 55 Gal5New | King CountyManufacturedWater Heat GT 55 GalCondensing Water Heater > 55 GAL - EF 0.85New | King CountyManufacturedWater Heat GT 55 GalNew | King County | Manufactured | Water Heat GT 55 Gal | 5 | Condensing Water Heater > 55 GAL - EF 0.85 | New | bar: 2023 to 2050
King CountyManufactured - Highly Impacted | King CountyManufactured - Highly ImpactedWater Heat GT 55 Gal | King CountyManufactured - Highly ImpactedWater Heat GT 55 Gal5 | King CountyManufactured - Highly ImpactedWater Heat GT 55 Gal5Existing | King CountyManufactured - Highly ImpactedWater Heat GT 55 GalCondensing Water Heater > 55 GAL - EF 0.85Existing | King CountyManufactured - Highly ImpactedWater Heat GT 55 GalExisting | King County | Manufactured - Highly Impacted | Water Heat GT 55 Gal | 5 | Condensing Water Heater > 55 GAL - EF 0.85 | Existing | bar: 2023 to 2050
King CountyManufactured - Highly Impacted | King CountyManufactured - Highly ImpactedWater Heat GT 55 Gal | King CountyManufactured - Highly ImpactedWater Heat GT 55 Gal5 | King CountyManufactured - Highly ImpactedWater Heat GT 55 Gal5New | King CountyManufactured - Highly ImpactedWater Heat GT 55 GalCondensing Water Heater > 55 GAL - EF 0.85New | King CountyManufactured - Highly ImpactedWater Heat GT 55 GalNew | King County | Manufactured - Highly Impacted | Water Heat GT 55 Gal | 5 | Condensing Water Heater > 55 GAL - EF 0.85 | New | bar: 2023 to 2050
King CountySingle Family | King CountySingle FamilyWater Heat GT 55 Gal | King CountySingle FamilyWater Heat GT 55 Gal6 | King CountySingle FamilyWater Heat GT 55 Gal6Existing | King CountySingle FamilyWater Heat GT 55 GalENERGY STAR Tankless Water Heater > 55 GAL - EF 0.90Existing | King CountySingle FamilyWater Heat GT 55 GalExisting | King County | Single Family | Water Heat GT 55 Gal | 6 | ENERGY STAR Tankless Water Heater > 55 GAL - EF 0.90 | Existing | bar: 2023 to 2050
King CountySingle Family | King CountySingle FamilyWater Heat GT 55 Gal | King CountySingle FamilyWater Heat GT 55 Gal6 | King CountySingle FamilyWater Heat GT 55 Gal6New | King CountySingle FamilyWater Heat GT 55 GalENERGY STAR Tankless Water Heater > 55 GAL - EF 0.90New | King CountySingle FamilyWater Heat GT 55 GalNew | King County | Single Family | Water Heat GT 55 Gal | 6 | ENERGY STAR Tankless Water Heater > 55 GAL - EF 0.90 | New | bar: 2023 to 2050
King CountySingle Family - Highly Impacted | King CountySingle Family - Highly ImpactedWater Heat GT 55 Gal | King CountySingle Family - Highly ImpactedWater Heat GT 55 Gal6 | King CountySingle Family - Highly ImpactedWater Heat GT 55 Gal6Existing | King CountySingle Family - Highly ImpactedWater Heat GT 55 GalENERGY STAR Tankless Water Heater > 55 GAL - EF 0.90Existing | King CountySingle Family - Highly ImpactedWater Heat GT 55 GalExisting | King County | Single Family - Highly Impacted | Water Heat GT 55 Gal | 6 | ENERGY STAR Tankless Water Heater > 55 GAL - EF 0.90 | Existing | bar: 2023 to 2050
King CountySingle Family - Highly Impacted | King CountySingle Family - Highly ImpactedWater Heat GT 55 Gal | King CountySingle Family - Highly ImpactedWater Heat GT 55 Gal6 | King CountySingle Family - Highly ImpactedWater Heat GT 55 Gal6New | King CountySingle Family - Highly ImpactedWater Heat GT 55 GalENERGY STAR Tankless Water Heater > 55 GAL - EF 0.90New | King CountySingle Family - Highly ImpactedWater Heat GT 55 GalNew | King County | Single Family - Highly Impacted | Water Heat GT 55 Gal | 6 | ENERGY STAR Tankless Water Heater > 55 GAL - EF 0.90 | New | bar: 2023 to 2050
King CountyMultifamily | King CountyMultifamilyWater Heat GT 55 Gal | King CountyMultifamilyWater Heat GT 55 Gal6 | King CountyMultifamilyWater Heat GT 55 Gal6Existing | King CountyMultifamilyWater Heat GT 55 GalENERGY STAR Tankless Water Heater > 55 GAL - EF 0.90Existing | King CountyMultifamilyWater Heat GT 55 GalExisting | King County | Multifamily | Water Heat GT 55 Gal | 6 | ENERGY STAR Tankless Water Heater > 55 GAL - EF 0.90 | Existing | bar: 2023 to 2050
King CountyMultifamily | King CountyMultifamilyWater Heat GT 55 Gal | King CountyMultifamilyWater Heat GT 55 Gal6 | King CountyMultifamilyWater Heat GT 55 Gal6New | King CountyMultifamilyWater Heat GT 55 GalENERGY STAR Tankless Water Heater > 55 GAL - EF 0.90New | King CountyMultifamilyWater Heat GT 55 GalNew | King County | Multifamily | Water Heat GT 55 Gal | 6 | ENERGY STAR Tankless Water Heater > 55 GAL - EF 0.90 | New | bar: 2023 to 2050
King CountyMultifamily - Highly Impacted | King CountyMultifamily - Highly ImpactedWater Heat GT 55 Gal | King CountyMultifamily - Highly ImpactedWater Heat GT 55 Gal6 | King CountyMultifamily - Highly ImpactedWater Heat GT 55 Gal6Existing | King CountyMultifamily - Highly ImpactedWater Heat GT 55 GalENERGY STAR Tankless Water Heater > 55 GAL - EF 0.90Existing | King CountyMultifamily - Highly ImpactedWater Heat GT 55 GalExisting | King County | Multifamily - Highly Impacted | Water Heat GT 55 Gal | 6 | ENERGY STAR Tankless Water Heater > 55 GAL - EF 0.90 | Existing | bar: 2023 to 2050
King CountyMultifamily - Highly Impacted | King CountyMultifamily - Highly ImpactedWater Heat GT 55 Gal | King CountyMultifamily - Highly ImpactedWater Heat GT 55 Gal6 | King CountyMultifamily - Highly ImpactedWater Heat GT 55 Gal6New | King CountyMultifamily - Highly ImpactedWater Heat GT 55 GalENERGY STAR Tankless Water Heater > 55 GAL - EF 0.90New | King CountyMultifamily - Highly ImpactedWater Heat GT 55 GalNew | King County | Multifamily - Highly Impacted | Water Heat GT 55 Gal | 6 | ENERGY STAR Tankless Water Heater > 55 GAL - EF 0.90 | New | bar: 2023 to 2050
King CountyManufactured | King CountyManufacturedWater Heat GT 55 Gal | King CountyManufacturedWater Heat GT 55 Gal6 | King CountyManufacturedWater Heat GT 55 Gal6Existing | King CountyManufacturedWater Heat GT 55 GalENERGY STAR Tankless Water Heater > 55 GAL - EF 0.90Existing | King CountyManufacturedWater Heat GT 55 GalExisting | King County | Manufactured | Water Heat GT 55 Gal | 6 | ENERGY STAR Tankless Water Heater > 55 GAL - EF 0.90 | Existing | bar: 2023 to 2050
King CountyManufactured | King CountyManufacturedWater Heat GT 55 Gal | King CountyManufacturedWater Heat GT 55 Gal6 | King CountyManufacturedWater Heat GT 55 Gal6New | King CountyManufacturedWater Heat GT 55 GalENERGY STAR Tankless Water Heater > 55 GAL - EF 0.90New | King CountyManufacturedWater Heat GT 55 GalNew | King County | Manufactured | Water Heat GT 55 Gal | 6 | ENERGY STAR Tankless Water Heater > 55 GAL - EF 0.90 | New | bar: 2023 to 2050
King CountyManufactured - Highly Impacted | King CountyManufactured - Highly ImpactedWater Heat GT 55 Gal | King CountyManufactured - Highly ImpactedWater Heat GT 55 Gal6 | King CountyManufactured - Highly ImpactedWater Heat GT 55 Gal6Existing | King CountyManufactured - Highly ImpactedWater Heat GT 55 GalENERGY STAR Tankless Water Heater > 55 GAL - EF 0.90Existing | King CountyManufactured - Highly ImpactedWater Heat GT 55 GalExisting | King County | Manufactured - Highly Impacted | Water Heat GT 55 Gal | 6 | ENERGY STAR Tankless Water Heater > 55 GAL - EF 0.90 | Existing | bar: 2023 to 2050
King CountyManufactured - Highly Impacted | King CountyManufactured - Highly ImpactedWater Heat GT 55 Gal | King CountyManufactured - Highly ImpactedWater Heat GT 55 Gal6 | King CountyManufactured - Highly ImpactedWater Heat GT 55 Gal6New | King CountyManufactured - Highly ImpactedWater Heat GT 55 GalENERGY STAR Tankless Water Heater > 55 GAL - EF 0.90New | King CountyManufactured - Highly ImpactedWater Heat GT 55 GalNew | King County | Manufactured - Highly Impacted | Water Heat GT 55 Gal | 6 | ENERGY STAR Tankless Water Heater > 55 GAL - EF 0.90 | New | bar: 2023 to 2050
Kittitas CountySingle Family | Kittitas CountySingle FamilyCooking Oven | Kittitas CountySingle FamilyCooking Oven1 | Kittitas CountySingle FamilyCooking Oven1Existing | Kittitas CountySingle FamilyCooking OvenBelow Standard Cooking OvenExisting | Kittitas CountySingle FamilyCooking OvenExisting | Kittitas County | Single Family | Cooking Oven | 1 | Below Standard Cooking Oven | Existing | 57.89% | 57.89% | 57.89% | 57.89% | 57.89% | 57.89% | 57.89% | 57.89% | 57.89% | 57.89% | 57.89% | 57.89% | 57.89% | 57.89% | 57.89% | 57.89% | 57.89% | 57.89% | 57.89% | 57.89% | 57.89% | 57.89% | 57.89% | 57.89% | 57.89% | 57.89% | 57.89% | 57.89%
Kittitas CountySingle Family | Kittitas CountySingle FamilyCooking Oven | Kittitas CountySingle FamilyCooking Oven1 | Kittitas CountySingle FamilyCooking Oven1New | Kittitas CountySingle FamilyCooking OvenBelow Standard Cooking OvenNew | Kittitas CountySingle FamilyCooking OvenNew | Kittitas County | Single Family | Cooking Oven | 1 | Below Standard Cooking Oven | New | bar: 2023 to 2050
Kittitas CountySingle Family - Highly Impacted | Kittitas CountySingle Family - Highly ImpactedCooking Oven | Kittitas CountySingle Family - Highly ImpactedCooking Oven1 | Kittitas CountySingle Family - Highly ImpactedCooking Oven1Existing | Kittitas CountySingle Family - Highly ImpactedCooking OvenBelow Standard Cooking OvenExisting | Kittitas CountySingle Family - Highly ImpactedCooking OvenExisting | Kittitas County | Single Family - Highly Impacted | Cooking Oven | 1 | Below Standard Cooking Oven | Existing | 57.89% | 57.89% | 57.89% | 57.89% | 57.89% | 57.89% | 57.89% | 57.89% | 57.89% | 57.89% | 57.89% | 57.89% | 57.89% | 57.89% | 57.89% | 57.89% | 57.89% | 57.89% | 57.89% | 57.89% | 57.89% | 57.89% | 57.89% | 57.89% | 57.89% | 57.89% | 57.89% | 57.89%
Kittitas CountySingle Family - Highly Impacted | Kittitas CountySingle Family - Highly ImpactedCooking Oven | Kittitas CountySingle Family - Highly ImpactedCooking Oven1 | Kittitas CountySingle Family - Highly ImpactedCooking Oven1New | Kittitas CountySingle Family - Highly ImpactedCooking OvenBelow Standard Cooking OvenNew | Kittitas CountySingle Family - Highly ImpactedCooking OvenNew | Kittitas County | Single Family - Highly Impacted | Cooking Oven | 1 | Below Standard Cooking Oven | New | bar: 2023 to 2050
Kittitas CountyMultifamily | Kittitas CountyMultifamilyCooking Oven | Kittitas CountyMultifamilyCooking Oven1 | Kittitas CountyMultifamilyCooking Oven1Existing | Kittitas CountyMultifamilyCooking OvenBelow Standard Cooking OvenExisting | Kittitas CountyMultifamilyCooking OvenExisting | Kittitas County | Multifamily | Cooking Oven | 1 | Below Standard Cooking Oven | Existing | 57.89% | 57.89% | 57.89% | 57.89% | 57.89% | 57.89% | 57.89% | 57.89% | 57.89% | 57.89% | 57.89% | 57.89% | 57.89% | 57.89% | 57.89% | 57.89% | 57.89% | 57.89% | 57.89% | 57.89% | 57.89% | 57.89% | 57.89% | 57.89% | 57.89% | 57.89% | 57.89% | 57.89%
Kittitas CountyMultifamily | Kittitas CountyMultifamilyCooking Oven | Kittitas CountyMultifamilyCooking Oven1 | Kittitas CountyMultifamilyCooking Oven1New | Kittitas CountyMultifamilyCooking OvenBelow Standard Cooking OvenNew | Kittitas CountyMultifamilyCooking OvenNew | Kittitas County | Multifamily | Cooking Oven | 1 | Below Standard Cooking Oven | New | bar: 2023 to 2050
Kittitas CountyMultifamily - Highly Impacted | Kittitas CountyMultifamily - Highly ImpactedCooking Oven | Kittitas CountyMultifamily - Highly ImpactedCooking Oven1 | Kittitas CountyMultifamily - Highly ImpactedCooking Oven1Existing | Kittitas CountyMultifamily - Highly ImpactedCooking OvenBelow Standard Cooking OvenExisting | Kittitas CountyMultifamily - Highly ImpactedCooking OvenExisting | Kittitas County | Multifamily - Highly Impacted | Cooking Oven | 1 | Below Standard Cooking Oven | Existing | 57.89% | 57.89% | 57.89% | 57.89% | 57.89% | 57.89% | 57.89% | 57.89% | 57.89% | 57.89% | 57.89% | 57.89% | 57.89% | 57.89% | 57.89% | 57.89% | 57.89% | 57.89% | 57.89% | 57.89% | 57.89% | 57.89% | 57.89% | 57.89% | 57.89% | 57.89% | 57.89% | 57.89%
Kittitas CountyMultifamily - Highly Impacted | Kittitas CountyMultifamily - Highly ImpactedCooking Oven | Kittitas CountyMultifamily - Highly ImpactedCooking Oven1 | Kittitas CountyMultifamily - Highly ImpactedCooking Oven1New | Kittitas CountyMultifamily - Highly ImpactedCooking OvenBelow Standard Cooking OvenNew | Kittitas CountyMultifamily - Highly ImpactedCooking OvenNew | Kittitas County | Multifamily - Highly Impacted | Cooking Oven | 1 | Below Standard Cooking Oven | New | bar: 2023 to 2050
Kittitas CountyManufactured | Kittitas CountyManufacturedCooking Oven | Kittitas CountyManufacturedCooking Oven1 | Kittitas CountyManufacturedCooking Oven1Existing | Kittitas CountyManufacturedCooking OvenBelow Standard Cooking OvenExisting | Kittitas CountyManufacturedCooking OvenExisting | Kittitas County | Manufactured | Cooking Oven | 1 | Below Standard Cooking Oven | Existing | 57.89% | 57.89% | 57.89% | 57.89% | 57.89% | 57.89% | 57.89% | 57.89% | 57.89% | 57.89% | 57.89% | 57.89% | 57.89% | 57.89% | 57.89% | 57.89% | 57.89% | 57.89% | 57.89% | 57.89% | 57.89% | 57.89% | 57.89% | 57.89% | 57.89% | 57.89% | 57.89% | 57.89%
Kittitas CountyManufactured | Kittitas CountyManufacturedCooking Oven | Kittitas CountyManufacturedCooking Oven1 | Kittitas CountyManufacturedCooking Oven1New | Kittitas CountyManufacturedCooking OvenBelow Standard Cooking OvenNew | Kittitas CountyManufacturedCooking OvenNew | Kittitas County | Manufactured | Cooking Oven | 1 | Below Standard Cooking Oven | New | bar: 2023 to 2050
Kittitas CountyManufactured - Highly Impacted | Kittitas CountyManufactured - Highly ImpactedCooking Oven | Kittitas CountyManufactured - Highly ImpactedCooking Oven1 | Kittitas CountyManufactured - Highly ImpactedCooking Oven1Existing | Kittitas CountyManufactured - Highly ImpactedCooking OvenBelow Standard Cooking OvenExisting | Kittitas CountyManufactured - Highly ImpactedCooking OvenExisting | Kittitas County | Manufactured - Highly Impacted | Cooking Oven | 1 | Below Standard Cooking Oven | Existing | 57.89% | 57.89% | 57.89% | 57.89% | 57.89% | 57.89% | 57.89% | 57.89% | 57.89% | 57.89% | 57.89% | 57.89% | 57.89% | 57.89% | 57.89% | 57.89% | 57.89% | 57.89% | 57.89% | 57.89% | 57.89% | 57.89% | 57.89% | 57.89% | 57.89% | 57.89% | 57.89% | 57.89%
Kittitas CountyManufactured - Highly Impacted | Kittitas CountyManufactured - Highly ImpactedCooking Oven | Kittitas CountyManufactured - Highly ImpactedCooking Oven1 | Kittitas CountyManufactured - Highly ImpactedCooking Oven1New | Kittitas CountyManufactured - Highly ImpactedCooking OvenBelow Standard Cooking OvenNew | Kittitas CountyManufactured - Highly ImpactedCooking OvenNew | Kittitas County | Manufactured - Highly Impacted | Cooking Oven | 1 | Below Standard Cooking Oven | New | bar: 2023 to 2050
Kittitas CountySingle Family | Kittitas CountySingle FamilyCooking Oven | Kittitas CountySingle FamilyCooking Oven2 | Kittitas CountySingle FamilyCooking Oven2Existing | Kittitas CountySingle FamilyCooking OvenFederal Standard 2012 Cooking OvenExisting | Kittitas CountySingle FamilyCooking OvenExisting | Kittitas County | Single Family | Cooking Oven | 2 | Federal Standard 2012 Cooking Oven | Existing | 40% | 40% | 40% | 40% | 40% | 40% | 40% | 40% | 40% | 40% | 40% | 40% | 40% | 40% | 40% | 40% | 40% | 40% | 40% | 40% | 40% | 40% | 40% | 40% | 40% | 40% | 40% | 40%
Kittitas CountySingle Family | Kittitas CountySingle FamilyCooking Oven | Kittitas CountySingle FamilyCooking Oven2 | Kittitas CountySingle FamilyCooking Oven2New | Kittitas CountySingle FamilyCooking OvenFederal Standard 2012 Cooking OvenNew | Kittitas CountySingle FamilyCooking OvenNew | Kittitas County | Single Family | Cooking Oven | 2 | Federal Standard 2012 Cooking Oven | New | 95% | 95% | 95% | 95% | 95% | 95% | 95% | 95% | 95% | 95% | 95% | 95% | 95% | 95% | 95% | 95% | 95% | 95% | 95% | 95% | 95% | 95% | 95% | 95% | 95% | 95% | 95% | 95%
Kittitas CountySingle Family - Highly Impacted | Kittitas CountySingle Family - Highly ImpactedCooking Oven | Kittitas CountySingle Family - Highly ImpactedCooking Oven2 | Kittitas CountySingle Family - Highly ImpactedCooking Oven2Existing | Kittitas CountySingle Family - Highly ImpactedCooking OvenFederal Standard 2012 Cooking OvenExisting | Kittitas CountySingle Family - Highly ImpactedCooking OvenExisting | Kittitas County | Single Family - Highly Impacted | Cooking Oven | 2 | Federal Standard 2012 Cooking Oven | Existing | 40% | 40% | 40% | 40% | 40% | 40% | 40% | 40% | 40% | 40% | 40% | 40% | 40% | 40% | 40% | 40% | 40% | 40% | 40% | 40% | 40% | 40% | 40% | 40% | 40% | 40% | 40% | 40%
Kittitas CountySingle Family - Highly Impacted | Kittitas CountySingle Family - Highly ImpactedCooking Oven | Kittitas CountySingle Family - Highly ImpactedCooking Oven2 | Kittitas CountySingle Family - Highly ImpactedCooking Oven2New | Kittitas CountySingle Family - Highly ImpactedCooking OvenFederal Standard 2012 Cooking OvenNew | Kittitas CountySingle Family - Highly ImpactedCooking OvenNew | Kittitas County | Single Family - Highly Impacted | Cooking Oven | 2 | Federal Standard 2012 Cooking Oven | New | 95% | 95% | 95% | 95% | 95% | 95% | 95% | 95% | 95% | 95% | 95% | 95% | 95% | 95% | 95% | 95% | 95% | 95% | 95% | 95% | 95% | 95% | 95% | 95% | 95% | 95% | 95% | 95%
Kittitas CountyMultifamily | Kittitas CountyMultifamilyCooking Oven | Kittitas CountyMultifamilyCooking Oven2 | Kittitas CountyMultifamilyCooking Oven2Existing | Kittitas CountyMultifamilyCooking OvenFederal Standard 2012 Cooking OvenExisting | Kittitas CountyMultifamilyCooking OvenExisting | Kittitas County | Multifamily | Cooking Oven | 2 | Federal Standard 2012 Cooking Oven | Existing | 40% | 40% | 40% | 40% | 40% | 40% | 40% | 40% | 40% | 40% | 40% | 40% | 40% | 40% | 40% | 40% | 40% | 40% | 40% | 40% | 40% | 40% | 40% | 40% | 40% | 40% | 40% | 40%
Kittitas CountyMultifamily | Kittitas CountyMultifamilyCooking Oven | Kittitas CountyMultifamilyCooking Oven2 | Kittitas CountyMultifamilyCooking Oven2New | Kittitas CountyMultifamilyCooking OvenFederal Standard 2012 Cooking OvenNew | Kittitas CountyMultifamilyCooking OvenNew | Kittitas County | Multifamily | Cooking Oven | 2 | Federal Standard 2012 Cooking Oven | New | 95% | 95% | 95% | 95% | 95% | 95% | 95% | 95% | 95% | 95% | 95% | 95% | 95% | 95% | 95% | 95% | 95% | 95% | 95% | 95% | 95% | 95% | 95% | 95% | 95% | 95% | 95% | 95%
Kittitas CountyMultifamily - Highly Impacted | Kittitas CountyMultifamily - Highly ImpactedCooking Oven | Kittitas CountyMultifamily - Highly ImpactedCooking Oven2 | Kittitas CountyMultifamily - Highly ImpactedCooking Oven2Existing | Kittitas CountyMultifamily - Highly ImpactedCooking OvenFederal Standard 2012 Cooking OvenExisting | Kittitas CountyMultifamily - Highly ImpactedCooking OvenExisting | Kittitas County | Multifamily - Highly Impacted | Cooking Oven | 2 | Federal Standard 2012 Cooking Oven | Existing | 40% | 40% | 40% | 40% | 40% | 40% | 40% | 40% | 40% | 40% | 40% | 40% | 40% | 40% | 40% | 40% | 40% | 40% | 40% | 40% | 40% | 40% | 40% | 40% | 40% | 40% | 40% | 40%
Kittitas CountyMultifamily - Highly Impacted | Kittitas CountyMultifamily - Highly ImpactedCooking Oven | Kittitas CountyMultifamily - Highly ImpactedCooking Oven2 | Kittitas CountyMultifamily - Highly ImpactedCooking Oven2New | Kittitas CountyMultifamily - Highly ImpactedCooking OvenFederal Standard 2012 Cooking OvenNew | Kittitas CountyMultifamily - Highly ImpactedCooking OvenNew | Kittitas County | Multifamily - Highly Impacted | Cooking Oven | 2 | Federal Standard 2012 Cooking Oven | New | 95% | 95% | 95% | 95% | 95% | 95% | 95% | 95% | 95% | 95% | 95% | 95% | 95% | 95% | 95% | 95% | 95% | 95% | 95% | 95% | 95% | 95% | 95% | 95% | 95% | 95% | 95% | 95%
Kittitas CountyManufactured | Kittitas CountyManufacturedCooking Oven | Kittitas CountyManufacturedCooking Oven2 | Kittitas CountyManufacturedCooking Oven2Existing | Kittitas CountyManufacturedCooking OvenFederal Standard 2012 Cooking OvenExisting | Kittitas CountyManufacturedCooking OvenExisting | Kittitas County | Manufactured | Cooking Oven | 2 | Federal Standard 2012 Cooking Oven | Existing | 40% | 40% | 40% | 40% | 40% | 40% | 40% | 40% | 40% | 40% | 40% | 40% | 40% | 40% | 40% | 40% | 40% | 40% | 40% | 40% | 40% | 40% | 40% | 40% | 40% | 40% | 40% | 40%
Kittitas CountyManufactured | Kittitas CountyManufacturedCooking Oven | Kittitas CountyManufacturedCooking Oven2 | Kittitas CountyManufacturedCooking Oven2New | Kittitas CountyManufacturedCooking OvenFederal Standard 2012 Cooking OvenNew | Kittitas CountyManufacturedCooking OvenNew | Kittitas County | Manufactured | Cooking Oven | 2 | Federal Standard 2012 Cooking Oven | New | 95% | 95% | 95% | 95% | 95% | 95% | 95% | 95% | 95% | 95% | 95% | 95% | 95% | 95% | 95% | 95% | 95% | 95% | 95% | 95% | 95% | 95% | 95% | 95% | 95% | 95% | 95% | 95%
Kittitas CountyManufactured - Highly Impacted | Kittitas CountyManufactured - Highly ImpactedCooking Oven | Kittitas CountyManufactured - Highly ImpactedCooking Oven2 | Kittitas CountyManufactured - Highly ImpactedCooking Oven2Existing | Kittitas CountyManufactured - Highly ImpactedCooking OvenFederal Standard 2012 Cooking OvenExisting | Kittitas CountyManufactured - Highly ImpactedCooking OvenExisting | Kittitas County | Manufactured - Highly Impacted | Cooking Oven | 2 | Federal Standard 2012 Cooking Oven | Existing | 40% | 40% | 40% | 40% | 40% | 40% | 40% | 40% | 40% | 40% | 40% | 40% | 40% | 40% | 40% | 40% | 40% | 40% | 40% | 40% | 40% | 40% | 40% | 40% | 40% | 40% | 40% | 40%
Kittitas CountyManufactured - Highly Impacted | Kittitas CountyManufactured - Highly ImpactedCooking Oven | Kittitas CountyManufactured - Highly ImpactedCooking Oven2 | Kittitas CountyManufactured - Highly ImpactedCooking Oven2New | Kittitas CountyManufactured - Highly ImpactedCooking OvenFederal Standard 2012 Cooking OvenNew | Kittitas CountyManufactured - Highly ImpactedCooking OvenNew | Kittitas County | Manufactured - Highly Impacted | Cooking Oven | 2 | Federal Standard 2012 Cooking Oven | New | 95% | 95% | 95% | 95% | 95% | 95% | 95% | 95% | 95% | 95% | 95% | 95% | 95% | 95% | 95% | 95% | 95% | 95% | 95% | 95% | 95% | 95% | 95% | 95% | 95% | 95% | 95% | 95%
Kittitas CountySingle Family | Kittitas CountySingle FamilyCooking Oven | Kittitas CountySingle FamilyCooking Oven3 | Kittitas CountySingle FamilyCooking Oven3Existing | Kittitas CountySingle FamilyCooking OvenMarket Standard Cooking OvenExisting | Kittitas CountySingle FamilyCooking OvenExisting | Kittitas County | Single Family | Cooking Oven | 3 | Market Standard Cooking Oven | Existing | bar: 2023 to 2050
Kittitas CountySingle Family | Kittitas CountySingle FamilyCooking Oven | Kittitas CountySingle FamilyCooking Oven3 | Kittitas CountySingle FamilyCooking Oven3New | Kittitas CountySingle FamilyCooking OvenMarket Standard Cooking OvenNew | Kittitas CountySingle FamilyCooking OvenNew | Kittitas County | Single Family | Cooking Oven | 3 | Market Standard Cooking Oven | New | bar: 2023 to 2050
Kittitas CountySingle Family - Highly Impacted | Kittitas CountySingle Family - Highly ImpactedCooking Oven | Kittitas CountySingle Family - Highly ImpactedCooking Oven3 | Kittitas CountySingle Family - Highly ImpactedCooking Oven3Existing | Kittitas CountySingle Family - Highly ImpactedCooking OvenMarket Standard Cooking OvenExisting | Kittitas CountySingle Family - Highly ImpactedCooking OvenExisting | Kittitas County | Single Family - Highly Impacted | Cooking Oven | 3 | Market Standard Cooking Oven | Existing | bar: 2023 to 2050
Kittitas CountySingle Family - Highly Impacted | Kittitas CountySingle Family - Highly ImpactedCooking Oven | Kittitas CountySingle Family - Highly ImpactedCooking Oven3 | Kittitas CountySingle Family - Highly ImpactedCooking Oven3New | Kittitas CountySingle Family - Highly ImpactedCooking OvenMarket Standard Cooking OvenNew | Kittitas CountySingle Family - Highly ImpactedCooking OvenNew | Kittitas County | Single Family - Highly Impacted | Cooking Oven | 3 | Market Standard Cooking Oven | New | bar: 2023 to 2050
Kittitas CountyMultifamily | Kittitas CountyMultifamilyCooking Oven | Kittitas CountyMultifamilyCooking Oven3 | Kittitas CountyMultifamilyCooking Oven3Existing | Kittitas CountyMultifamilyCooking OvenMarket Standard Cooking OvenExisting | Kittitas CountyMultifamilyCooking OvenExisting | Kittitas County | Multifamily | Cooking Oven | 3 | Market Standard Cooking Oven | Existing | bar: 2023 to 2050
Kittitas CountyMultifamily | Kittitas CountyMultifamilyCooking Oven | Kittitas CountyMultifamilyCooking Oven3 | Kittitas CountyMultifamilyCooking Oven3New | Kittitas CountyMultifamilyCooking OvenMarket Standard Cooking OvenNew | Kittitas CountyMultifamilyCooking OvenNew | Kittitas County | Multifamily | Cooking Oven | 3 | Market Standard Cooking Oven | New | bar: 2023 to 2050
Kittitas CountyMultifamily - Highly Impacted | Kittitas CountyMultifamily - Highly ImpactedCooking Oven | Kittitas CountyMultifamily - Highly ImpactedCooking Oven3 | Kittitas CountyMultifamily - Highly ImpactedCooking Oven3Existing | Kittitas CountyMultifamily - Highly ImpactedCooking OvenMarket Standard Cooking OvenExisting | Kittitas CountyMultifamily - Highly ImpactedCooking OvenExisting | Kittitas County | Multifamily - Highly Impacted | Cooking Oven | 3 | Market Standard Cooking Oven | Existing | bar: 2023 to 2050
Kittitas CountyMultifamily - Highly Impacted | Kittitas CountyMultifamily - Highly ImpactedCooking Oven | Kittitas CountyMultifamily - Highly ImpactedCooking Oven3 | Kittitas CountyMultifamily - Highly ImpactedCooking Oven3New | Kittitas CountyMultifamily - Highly ImpactedCooking OvenMarket Standard Cooking OvenNew | Kittitas CountyMultifamily - Highly ImpactedCooking OvenNew | Kittitas County | Multifamily - Highly Impacted | Cooking Oven | 3 | Market Standard Cooking Oven | New | bar: 2023 to 2050
Kittitas CountyManufactured | Kittitas CountyManufacturedCooking Oven | Kittitas CountyManufacturedCooking Oven3 | Kittitas CountyManufacturedCooking Oven3Existing | Kittitas CountyManufacturedCooking OvenMarket Standard Cooking OvenExisting | Kittitas CountyManufacturedCooking OvenExisting | Kittitas County | Manufactured | Cooking Oven | 3 | Market Standard Cooking Oven | Existing | bar: 2023 to 2050
Kittitas CountyManufactured | Kittitas CountyManufacturedCooking Oven | Kittitas CountyManufacturedCooking Oven3 | Kittitas CountyManufacturedCooking Oven3New | Kittitas CountyManufacturedCooking OvenMarket Standard Cooking OvenNew | Kittitas CountyManufacturedCooking OvenNew | Kittitas County | Manufactured | Cooking Oven | 3 | Market Standard Cooking Oven | New | bar: 2023 to 2050
Kittitas CountyManufactured - Highly Impacted | Kittitas CountyManufactured - Highly ImpactedCooking Oven | Kittitas CountyManufactured - Highly ImpactedCooking Oven3 | Kittitas CountyManufactured - Highly ImpactedCooking Oven3Existing | Kittitas CountyManufactured - Highly ImpactedCooking OvenMarket Standard Cooking OvenExisting | Kittitas CountyManufactured - Highly ImpactedCooking OvenExisting | Kittitas County | Manufactured - Highly Impacted | Cooking Oven | 3 | Market Standard Cooking Oven | Existing | bar: 2023 to 2050
Kittitas CountyManufactured - Highly Impacted | Kittitas CountyManufactured - Highly ImpactedCooking Oven | Kittitas CountyManufactured - Highly ImpactedCooking Oven3 | Kittitas CountyManufactured - Highly ImpactedCooking Oven3New | Kittitas CountyManufactured - Highly ImpactedCooking OvenMarket Standard Cooking OvenNew | Kittitas CountyManufactured - Highly ImpactedCooking OvenNew | Kittitas County | Manufactured - Highly Impacted | Cooking Oven | 3 | Market Standard Cooking Oven | New | bar: 2023 to 2050
Kittitas CountySingle Family | Kittitas CountySingle FamilyCooking Oven | Kittitas CountySingle FamilyCooking Oven4 | Kittitas CountySingle FamilyCooking Oven4Existing | Kittitas CountySingle FamilyCooking OvenHigh Efficiency Convection Cooking OvenExisting | Kittitas CountySingle FamilyCooking OvenExisting | Kittitas County | Single Family | Cooking Oven | 4 | High Efficiency Convection Cooking Oven | Existing | 2.105% | 2.105% | 2.105% | 2.105% | 2.105% | 2.105% | 2.105% | 2.105% | 2.105% | 2.105% | 2.105% | 2.105% | 2.105% | 2.105% | 2.105% | 2.105% | 2.105% | 2.105% | 2.105% | 2.105% | 2.105% | 2.105% | 2.105% | 2.105% | 2.105% | 2.105% | 2.105% | 2.105%
Kittitas CountySingle Family | Kittitas CountySingle FamilyCooking Oven | Kittitas CountySingle FamilyCooking Oven4 | Kittitas CountySingle FamilyCooking Oven4New | Kittitas CountySingle FamilyCooking OvenHigh Efficiency Convection Cooking OvenNew | Kittitas CountySingle FamilyCooking OvenNew | Kittitas County | Single Family | Cooking Oven | 4 | High Efficiency Convection Cooking Oven | New | bar: 2023 to 2050
Kittitas CountySingle Family - Highly Impacted | Kittitas CountySingle Family - Highly ImpactedCooking Oven | Kittitas CountySingle Family - Highly ImpactedCooking Oven4 | Kittitas CountySingle Family - Highly ImpactedCooking Oven4Existing | Kittitas CountySingle Family - Highly ImpactedCooking OvenHigh Efficiency Convection Cooking OvenExisting | Kittitas CountySingle Family - Highly ImpactedCooking OvenExisting | Kittitas County | Single Family - Highly Impacted | Cooking Oven | 4 | High Efficiency Convection Cooking Oven | Existing | 2.105% | 2.105% | 2.105% | 2.105% | 2.105% | 2.105% | 2.105% | 2.105% | 2.105% | 2.105% | 2.105% | 2.105% | 2.105% | 2.105% | 2.105% | 2.105% | 2.105% | 2.105% | 2.105% | 2.105% | 2.105% | 2.105% | 2.105% | 2.105% | 2.105% | 2.105% | 2.105% | 2.105%
Kittitas CountySingle Family - Highly Impacted | Kittitas CountySingle Family - Highly ImpactedCooking Oven | Kittitas CountySingle Family - Highly ImpactedCooking Oven4 | Kittitas CountySingle Family - Highly ImpactedCooking Oven4New | Kittitas CountySingle Family - Highly ImpactedCooking OvenHigh Efficiency Convection Cooking OvenNew | Kittitas CountySingle Family - Highly ImpactedCooking OvenNew | Kittitas County | Single Family - Highly Impacted | Cooking Oven | 4 | High Efficiency Convection Cooking Oven | New | bar: 2023 to 2050
Kittitas CountyMultifamily | Kittitas CountyMultifamilyCooking Oven | Kittitas CountyMultifamilyCooking Oven4 | Kittitas CountyMultifamilyCooking Oven4Existing | Kittitas CountyMultifamilyCooking OvenHigh Efficiency Convection Cooking OvenExisting | Kittitas CountyMultifamilyCooking OvenExisting | Kittitas County | Multifamily | Cooking Oven | 4 | High Efficiency Convection Cooking Oven | Existing | 2.105% | 2.105% | 2.105% | 2.105% | 2.105% | 2.105% | 2.105% | 2.105% | 2.105% | 2.105% | 2.105% | 2.105% | 2.105% | 2.105% | 2.105% | 2.105% | 2.105% | 2.105% | 2.105% | 2.105% | 2.105% | 2.105% | 2.105% | 2.105% | 2.105% | 2.105% | 2.105% | 2.105%
Kittitas CountyMultifamily | Kittitas CountyMultifamilyCooking Oven | Kittitas CountyMultifamilyCooking Oven4 | Kittitas CountyMultifamilyCooking Oven4New | Kittitas CountyMultifamilyCooking OvenHigh Efficiency Convection Cooking OvenNew | Kittitas CountyMultifamilyCooking OvenNew | Kittitas County | Multifamily | Cooking Oven | 4 | High Efficiency Convection Cooking Oven | New | bar: 2023 to 2050
Kittitas CountyMultifamily - Highly Impacted | Kittitas CountyMultifamily - Highly ImpactedCooking Oven | Kittitas CountyMultifamily - Highly ImpactedCooking Oven4 | Kittitas CountyMultifamily - Highly ImpactedCooking Oven4Existing | Kittitas CountyMultifamily - Highly ImpactedCooking OvenHigh Efficiency Convection Cooking OvenExisting | Kittitas CountyMultifamily - Highly ImpactedCooking OvenExisting | Kittitas County | Multifamily - Highly Impacted | Cooking Oven | 4 | High Efficiency Convection Cooking Oven | Existing | 2.105% | 2.105% | 2.105% | 2.105% | 2.105% | 2.105% | 2.105% | 2.105% | 2.105% | 2.105% | 2.105% | 2.105% | 2.105% | 2.105% | 2.105% | 2.105% | 2.105% | 2.105% | 2.105% | 2.105% | 2.105% | 2.105% | 2.105% | 2.105% | 2.105% | 2.105% | 2.105% | 2.105%
Kittitas CountyMultifamily - Highly Impacted | Kittitas CountyMultifamily - Highly ImpactedCooking Oven | Kittitas CountyMultifamily - Highly ImpactedCooking Oven4 | Kittitas CountyMultifamily - Highly ImpactedCooking Oven4New | Kittitas CountyMultifamily - Highly ImpactedCooking OvenHigh Efficiency Convection Cooking OvenNew | Kittitas CountyMultifamily - Highly ImpactedCooking OvenNew | Kittitas County | Multifamily - Highly Impacted | Cooking Oven | 4 | High Efficiency Convection Cooking Oven | New | bar: 2023 to 2050
Kittitas CountyManufactured | Kittitas CountyManufacturedCooking Oven | Kittitas CountyManufacturedCooking Oven4 | Kittitas CountyManufacturedCooking Oven4Existing | Kittitas CountyManufacturedCooking OvenHigh Efficiency Convection Cooking OvenExisting | Kittitas CountyManufacturedCooking OvenExisting | Kittitas County | Manufactured | Cooking Oven | 4 | High Efficiency Convection Cooking Oven | Existing | 2.105% | 2.105% | 2.105% | 2.105% | 2.105% | 2.105% | 2.105% | 2.105% | 2.105% | 2.105% | 2.105% | 2.105% | 2.105% | 2.105% | 2.105% | 2.105% | 2.105% | 2.105% | 2.105% | 2.105% | 2.105% | 2.105% | 2.105% | 2.105% | 2.105% | 2.105% | 2.105% | 2.105%
Kittitas CountyManufactured | Kittitas CountyManufacturedCooking Oven | Kittitas CountyManufacturedCooking Oven4 | Kittitas CountyManufacturedCooking Oven4New | Kittitas CountyManufacturedCooking OvenHigh Efficiency Convection Cooking OvenNew | Kittitas CountyManufacturedCooking OvenNew | Kittitas County | Manufactured | Cooking Oven | 4 | High Efficiency Convection Cooking Oven | New | bar: 2023 to 2050
Kittitas CountyManufactured - Highly Impacted | Kittitas CountyManufactured - Highly ImpactedCooking Oven | Kittitas CountyManufactured - Highly ImpactedCooking Oven4 | Kittitas CountyManufactured - Highly ImpactedCooking Oven4Existing | Kittitas CountyManufactured - Highly ImpactedCooking OvenHigh Efficiency Convection Cooking OvenExisting | Kittitas CountyManufactured - Highly ImpactedCooking OvenExisting | Kittitas County | Manufactured - Highly Impacted | Cooking Oven | 4 | High Efficiency Convection Cooking Oven | Existing | 2.105% | 2.105% | 2.105% | 2.105% | 2.105% | 2.105% | 2.105% | 2.105% | 2.105% | 2.105% | 2.105% | 2.105% | 2.105% | 2.105% | 2.105% | 2.105% | 2.105% | 2.105% | 2.105% | 2.105% | 2.105% | 2.105% | 2.105% | 2.105% | 2.105% | 2.105% | 2.105% | 2.105%
Kittitas CountyManufactured - Highly Impacted | Kittitas CountyManufactured - Highly ImpactedCooking Oven | Kittitas CountyManufactured - Highly ImpactedCooking Oven4 | Kittitas CountyManufactured - Highly ImpactedCooking Oven4New | Kittitas CountyManufactured - Highly ImpactedCooking OvenHigh Efficiency Convection Cooking OvenNew | Kittitas CountyManufactured - Highly ImpactedCooking OvenNew | Kittitas County | Manufactured - Highly Impacted | Cooking Oven | 4 | High Efficiency Convection Cooking Oven | New | bar: 2023 to 2050
Kittitas CountySingle Family | Kittitas CountySingle FamilyCooking Range | Kittitas CountySingle FamilyCooking Range1 | Kittitas CountySingle FamilyCooking Range1Existing | Kittitas CountySingle FamilyCooking RangeFederal Standard 2012 Cooking RangeExisting | Kittitas CountySingle FamilyCooking RangeExisting | Kittitas County | Single Family | Cooking Range | 1 | Federal Standard 2012 Cooking Range | Existing | 100% | 100% | 100% | 100% | 100% | 100% | 100% | 100% | 100% | 100% | 100% | 100% | 100% | 100% | 100% | 100% | 100% | 100% | 100% | 100% | 100% | 100% | 100% | 100% | 100% | 100% | 100% | 100%
Kittitas CountySingle Family | Kittitas CountySingle FamilyCooking Range | Kittitas CountySingle FamilyCooking Range1 | Kittitas CountySingle FamilyCooking Range1New | Kittitas CountySingle FamilyCooking RangeFederal Standard 2012 Cooking RangeNew | Kittitas CountySingle FamilyCooking RangeNew | Kittitas County | Single Family | Cooking Range | 1 | Federal Standard 2012 Cooking Range | New | 100% | 100% | 100% | 100% | 100% | 100% | 100% | 100% | 100% | 100% | 100% | 100% | 100% | 100% | 100% | 100% | 100% | 100% | 100% | 100% | 100% | 100% | 100% | 100% | 100% | 100% | 100% | 100%
Kittitas CountySingle Family - Highly Impacted | Kittitas CountySingle Family - Highly ImpactedCooking Range | Kittitas CountySingle Family - Highly ImpactedCooking Range1 | Kittitas CountySingle Family - Highly ImpactedCooking Range1Existing | Kittitas CountySingle Family - Highly ImpactedCooking RangeFederal Standard 2012 Cooking RangeExisting | Kittitas CountySingle Family - Highly ImpactedCooking RangeExisting | Kittitas County | Single Family - Highly Impacted | Cooking Range | 1 | Federal Standard 2012 Cooking Range | Existing | 100% | 100% | 100% | 100% | 100% | 100% | 100% | 100% | 100% | 100% | 100% | 100% | 100% | 100% | 100% | 100% | 100% | 100% | 100% | 100% | 100% | 100% | 100% | 100% | 100% | 100% | 100% | 100%
Kittitas CountySingle Family - Highly Impacted | Kittitas CountySingle Family - Highly ImpactedCooking Range | Kittitas CountySingle Family - Highly ImpactedCooking Range1 | Kittitas CountySingle Family - Highly ImpactedCooking Range1New | Kittitas CountySingle Family - Highly ImpactedCooking RangeFederal Standard 2012 Cooking RangeNew | Kittitas CountySingle Family - Highly ImpactedCooking RangeNew | Kittitas County | Single Family - Highly Impacted | Cooking Range | 1 | Federal Standard 2012 Cooking Range | New | 100% | 100% | 100% | 100% | 100% | 100% | 100% | 100% | 100% | 100% | 100% | 100% | 100% | 100% | 100% | 100% | 100% | 100% | 100% | 100% | 100% | 100% | 100% | 100% | 100% | 100% | 100% | 100%
Kittitas CountyMultifamily | Kittitas CountyMultifamilyCooking Range | Kittitas CountyMultifamilyCooking Range1 | Kittitas CountyMultifamilyCooking Range1Existing | Kittitas CountyMultifamilyCooking RangeFederal Standard 2012 Cooking RangeExisting | Kittitas CountyMultifamilyCooking RangeExisting | Kittitas County | Multifamily | Cooking Range | 1 | Federal Standard 2012 Cooking Range | Existing | 100% | 100% | 100% | 100% | 100% | 100% | 100% | 100% | 100% | 100% | 100% | 100% | 100% | 100% | 100% | 100% | 100% | 100% | 100% | 100% | 100% | 100% | 100% | 100% | 100% | 100% | 100% | 100%
Kittitas CountyMultifamily | Kittitas CountyMultifamilyCooking Range | Kittitas CountyMultifamilyCooking Range1 | Kittitas CountyMultifamilyCooking Range1New | Kittitas CountyMultifamilyCooking RangeFederal Standard 2012 Cooking RangeNew | Kittitas CountyMultifamilyCooking RangeNew | Kittitas County | Multifamily | Cooking Range | 1 | Federal Standard 2012 Cooking Range | New | 100% | 100% | 100% | 100% | 100% | 100% | 100% | 100% | 100% | 100% | 100% | 100% | 100% | 100% | 100% | 100% | 100% | 100% | 100% | 100% | 100% | 100% | 100% | 100% | 100% | 100% | 100% | 100%
Kittitas CountyMultifamily - Highly Impacted | Kittitas CountyMultifamily - Highly ImpactedCooking Range | Kittitas CountyMultifamily - Highly ImpactedCooking Range1 | Kittitas CountyMultifamily - Highly ImpactedCooking Range1Existing | Kittitas CountyMultifamily - Highly ImpactedCooking RangeFederal Standard 2012 Cooking RangeExisting | Kittitas CountyMultifamily - Highly ImpactedCooking RangeExisting | Kittitas County | Multifamily - Highly Impacted | Cooking Range | 1 | Federal Standard 2012 Cooking Range | Existing | 100% | 100% | 100% | 100% | 100% | 100% | 100% | 100% | 100% | 100% | 100% | 100% | 100% | 100% | 100% | 100% | 100% | 100% | 100% | 100% | 100% | 100% | 100% | 100% | 100% | 100% | 100% | 100%
Kittitas CountyMultifamily - Highly Impacted | Kittitas CountyMultifamily - Highly ImpactedCooking Range | Kittitas CountyMultifamily - Highly ImpactedCooking Range1 | Kittitas CountyMultifamily - Highly ImpactedCooking Range1New | Kittitas CountyMultifamily - Highly ImpactedCooking RangeFederal Standard 2012 Cooking RangeNew | Kittitas CountyMultifamily - Highly ImpactedCooking RangeNew | Kittitas County | Multifamily - Highly Impacted | Cooking Range | 1 | Federal Standard 2012 Cooking Range | New | 100% | 100% | 100% | 100% | 100% | 100% | 100% | 100% | 100% | 100% | 100% | 100% | 100% | 100% | 100% | 100% | 100% | 100% | 100% | 100% | 100% | 100% | 100% | 100% | 100% | 100% | 100% | 100%
Kittitas CountyManufactured | Kittitas CountyManufacturedCooking Range | Kittitas CountyManufacturedCooking Range1 | Kittitas CountyManufacturedCooking Range1Existing | Kittitas CountyManufacturedCooking RangeFederal Standard 2012 Cooking RangeExisting | Kittitas CountyManufacturedCooking RangeExisting | Kittitas County | Manufactured | Cooking Range | 1 | Federal Standard 2012 Cooking Range | Existing | 100% | 100% | 100% | 100% | 100% | 100% | 100% | 100% | 100% | 100% | 100% | 100% | 100% | 100% | 100% | 100% | 100% | 100% | 100% | 100% | 100% | 100% | 100% | 100% | 100% | 100% | 100% | 100%
Kittitas CountyManufactured | Kittitas CountyManufacturedCooking Range | Kittitas CountyManufacturedCooking Range1 | Kittitas CountyManufacturedCooking Range1New | Kittitas CountyManufacturedCooking RangeFederal Standard 2012 Cooking RangeNew | Kittitas CountyManufacturedCooking RangeNew | Kittitas County | Manufactured | Cooking Range | 1 | Federal Standard 2012 Cooking Range | New | 100% | 100% | 100% | 100% | 100% | 100% | 100% | 100% | 100% | 100% | 100% | 100% | 100% | 100% | 100% | 100% | 100% | 100% | 100% | 100% | 100% | 100% | 100% | 100% | 100% | 100% | 100% | 100%
Kittitas CountyManufactured - Highly Impacted | Kittitas CountyManufactured - Highly ImpactedCooking Range | Kittitas CountyManufactured - Highly ImpactedCooking Range1 | Kittitas CountyManufactured - Highly ImpactedCooking Range1Existing | Kittitas CountyManufactured - Highly ImpactedCooking RangeFederal Standard 2012 Cooking RangeExisting | Kittitas CountyManufactured - Highly ImpactedCooking RangeExisting | Kittitas County | Manufactured - Highly Impacted | Cooking Range | 1 | Federal Standard 2012 Cooking Range | Existing | 100% | 100% | 100% | 100% | 100% | 100% | 100% | 100% | 100% | 100% | 100% | 100% | 100% | 100% | 100% | 100% | 100% | 100% | 100% | 100% | 100% | 100% | 100% | 100% | 100% | 100% | 100% | 100%
Kittitas CountyManufactured - Highly Impacted | Kittitas CountyManufactured - Highly ImpactedCooking Range | Kittitas CountyManufactured - Highly ImpactedCooking Range1 | Kittitas CountyManufactured - Highly ImpactedCooking Range1New | Kittitas CountyManufactured - Highly ImpactedCooking RangeFederal Standard 2012 Cooking RangeNew | Kittitas CountyManufactured - Highly ImpactedCooking RangeNew | Kittitas County | Manufactured - Highly Impacted | Cooking Range | 1 | Federal Standard 2012 Cooking Range | New | 100% | 100% | 100% | 100% | 100% | 100% | 100% | 100% | 100% | 100% | 100% | 100% | 100% | 100% | 100% | 100% | 100% | 100% | 100% | 100% | 100% | 100% | 100% | 100% | 100% | 100% | 100% | 100%
Kittitas CountySingle Family | Kittitas CountySingle FamilyOther | Kittitas CountySingle FamilyOther1 | Kittitas CountySingle FamilyOther1Existing | Kittitas CountySingle FamilyOtherStandard Other EquipmentExisting | Kittitas CountySingle FamilyOtherExisting | Kittitas County | Single Family | Other | 1 | Standard Other Equipment | Existing | 100% | 100% | 100% | 100% | 100% | 100% | 100% | 100% | 100% | 100% | 100% | 100% | 100% | 100% | 100% | 100% | 100% | 100% | 100% | 100% | 100% | 100% | 100% | 100% | 100% | 100% | 100% | 100%
Kittitas CountySingle Family | Kittitas CountySingle FamilyOther | Kittitas CountySingle FamilyOther1 | Kittitas CountySingle FamilyOther1New | Kittitas CountySingle FamilyOtherStandard Other EquipmentNew | Kittitas CountySingle FamilyOtherNew | Kittitas County | Single Family | Other | 1 | Standard Other Equipment | New | 100% | 100% | 100% | 100% | 100% | 100% | 100% | 100% | 100% | 100% | 100% | 100% | 100% | 100% | 100% | 100% | 100% | 100% | 100% | 100% | 100% | 100% | 100% | 100% | 100% | 100% | 100% | 100%
Kittitas CountySingle Family - Highly Impacted | Kittitas CountySingle Family - Highly ImpactedOther | Kittitas CountySingle Family - Highly ImpactedOther1 | Kittitas CountySingle Family - Highly ImpactedOther1Existing | Kittitas CountySingle Family - Highly ImpactedOtherStandard Other EquipmentExisting | Kittitas CountySingle Family - Highly ImpactedOtherExisting | Kittitas County | Single Family - Highly Impacted | Other | 1 | Standard Other Equipment | Existing | 100% | 100% | 100% | 100% | 100% | 100% | 100% | 100% | 100% | 100% | 100% | 100% | 100% | 100% | 100% | 100% | 100% | 100% | 100% | 100% | 100% | 100% | 100% | 100% | 100% | 100% | 100% | 100%
Kittitas CountySingle Family - Highly Impacted | Kittitas CountySingle Family - Highly ImpactedOther | Kittitas CountySingle Family - Highly ImpactedOther1 | Kittitas CountySingle Family - Highly ImpactedOther1New | Kittitas CountySingle Family - Highly ImpactedOtherStandard Other EquipmentNew | Kittitas CountySingle Family - Highly ImpactedOtherNew | Kittitas County | Single Family - Highly Impacted | Other | 1 | Standard Other Equipment | New | 100% | 100% | 100% | 100% | 100% | 100% | 100% | 100% | 100% | 100% | 100% | 100% | 100% | 100% | 100% | 100% | 100% | 100% | 100% | 100% | 100% | 100% | 100% | 100% | 100% | 100% | 100% | 100%
Kittitas CountyMultifamily | Kittitas CountyMultifamilyOther | Kittitas CountyMultifamilyOther1 | Kittitas CountyMultifamilyOther1Existing | Kittitas CountyMultifamilyOtherStandard Other EquipmentExisting | Kittitas CountyMultifamilyOtherExisting | Kittitas County | Multifamily | Other | 1 | Standard Other Equipment | Existing | 100% | 100% | 100% | 100% | 100% | 100% | 100% | 100% | 100% | 100% | 100% | 100% | 100% | 100% | 100% | 100% | 100% | 100% | 100% | 100% | 100% | 100% | 100% | 100% | 100% | 100% | 100% | 100%
Kittitas CountyMultifamily | Kittitas CountyMultifamilyOther | Kittitas CountyMultifamilyOther1 | Kittitas CountyMultifamilyOther1New | Kittitas CountyMultifamilyOtherStandard Other EquipmentNew | Kittitas CountyMultifamilyOtherNew | Kittitas County | Multifamily | Other | 1 | Standard Other Equipment | New | 100% | 100% | 100% | 100% | 100% | 100% | 100% | 100% | 100% | 100% | 100% | 100% | 100% | 100% | 100% | 100% | 100% | 100% | 100% | 100% | 100% | 100% | 100% | 100% | 100% | 100% | 100% | 100%
Kittitas CountyMultifamily - Highly Impacted | Kittitas CountyMultifamily - Highly ImpactedOther | Kittitas CountyMultifamily - Highly ImpactedOther1 | Kittitas CountyMultifamily - Highly ImpactedOther1Existing | Kittitas CountyMultifamily - Highly ImpactedOtherStandard Other EquipmentExisting | Kittitas CountyMultifamily - Highly ImpactedOtherExisting | Kittitas County | Multifamily - Highly Impacted | Other | 1 | Standard Other Equipment | Existing | 100% | 100% | 100% | 100% | 100% | 100% | 100% | 100% | 100% | 100% | 100% | 100% | 100% | 100% | 100% | 100% | 100% | 100% | 100% | 100% | 100% | 100% | 100% | 100% | 100% | 100% | 100% | 100%
Kittitas CountyMultifamily - Highly Impacted | Kittitas CountyMultifamily - Highly ImpactedOther | Kittitas CountyMultifamily - Highly ImpactedOther1 | Kittitas CountyMultifamily - Highly ImpactedOther1New | Kittitas CountyMultifamily - Highly ImpactedOtherStandard Other EquipmentNew | Kittitas CountyMultifamily - Highly ImpactedOtherNew | Kittitas County | Multifamily - Highly Impacted | Other | 1 | Standard Other Equipment | New | 100% | 100% | 100% | 100% | 100% | 100% | 100% | 100% | 100% | 100% | 100% | 100% | 100% | 100% | 100% | 100% | 100% | 100% | 100% | 100% | 100% | 100% | 100% | 100% | 100% | 100% | 100% | 100%
Kittitas CountyManufactured | Kittitas CountyManufacturedOther | Kittitas CountyManufacturedOther1 | Kittitas CountyManufacturedOther1Existing | Kittitas CountyManufacturedOtherStandard Other EquipmentExisting | Kittitas CountyManufacturedOtherExisting | Kittitas County | Manufactured | Other | 1 | Standard Other Equipment | Existing | 100% | 100% | 100% | 100% | 100% | 100% | 100% | 100% | 100% | 100% | 100% | 100% | 100% | 100% | 100% | 100% | 100% | 100% | 100% | 100% | 100% | 100% | 100% | 100% | 100% | 100% | 100% | 100%
Kittitas CountyManufactured | Kittitas CountyManufacturedOther | Kittitas CountyManufacturedOther1 | Kittitas CountyManufacturedOther1New | Kittitas CountyManufacturedOtherStandard Other EquipmentNew | Kittitas CountyManufacturedOtherNew | Kittitas County | Manufactured | Other | 1 | Standard Other Equipment | New | 100% | 100% | 100% | 100% | 100% | 100% | 100% | 100% | 100% | 100% | 100% | 100% | 100% | 100% | 100% | 100% | 100% | 100% | 100% | 100% | 100% | 100% | 100% | 100% | 100% | 100% | 100% | 100%
Kittitas CountyManufactured - Highly Impacted | Kittitas CountyManufactured - Highly ImpactedOther | Kittitas CountyManufactured - Highly ImpactedOther1 | Kittitas CountyManufactured - Highly ImpactedOther1Existing | Kittitas CountyManufactured - Highly ImpactedOtherStandard Other EquipmentExisting | Kittitas CountyManufactured - Highly ImpactedOtherExisting | Kittitas County | Manufactured - Highly Impacted | Other | 1 | Standard Other Equipment | Existing | 100% | 100% | 100% | 100% | 100% | 100% | 100% | 100% | 100% | 100% | 100% | 100% | 100% | 100% | 100% | 100% | 100% | 100% | 100% | 100% | 100% | 100% | 100% | 100% | 100% | 100% | 100% | 100%
Kittitas CountyManufactured - Highly Impacted | Kittitas CountyManufactured - Highly ImpactedOther | Kittitas CountyManufactured - Highly ImpactedOther1 | Kittitas CountyManufactured - Highly ImpactedOther1New | Kittitas CountyManufactured - Highly ImpactedOtherStandard Other EquipmentNew | Kittitas CountyManufactured - Highly ImpactedOtherNew | Kittitas County | Manufactured - Highly Impacted | Other | 1 | Standard Other Equipment | New | 100% | 100% | 100% | 100% | 100% | 100% | 100% | 100% | 100% | 100% | 100% | 100% | 100% | 100% | 100% | 100% | 100% | 100% | 100% | 100% | 100% | 100% | 100% | 100% | 100% | 100% | 100% | 100%
Kittitas CountySingle Family | Kittitas CountySingle FamilyDryer | Kittitas CountySingle FamilyDryer1 | Kittitas CountySingle FamilyDryer1Existing | Kittitas CountySingle FamilyDryerBelow Standard Dryer - CEF/EF 1.57/1.82 (Gas Dryer)Existing | Kittitas CountySingle FamilyDryerExisting | Kittitas County | Single Family | Dryer | 1 | Below Standard Dryer - CEF/EF 1.57/1.82 (Gas Dryer) | Existing | bar: 2023 to 2050
Kittitas CountySingle Family | Kittitas CountySingle FamilyDryer | Kittitas CountySingle FamilyDryer1 | Kittitas CountySingle FamilyDryer1New | Kittitas CountySingle FamilyDryerBelow Standard Dryer - CEF/EF 1.57/1.82 (Gas Dryer)New | Kittitas CountySingle FamilyDryerNew | Kittitas County | Single Family | Dryer | 1 | Below Standard Dryer - CEF/EF 1.57/1.82 (Gas Dryer) | New | bar: 2023 to 2050
Kittitas CountySingle Family - Highly Impacted | Kittitas CountySingle Family - Highly ImpactedDryer | Kittitas CountySingle Family - Highly ImpactedDryer1 | Kittitas CountySingle Family - Highly ImpactedDryer1Existing | Kittitas CountySingle Family - Highly ImpactedDryerBelow Standard Dryer - CEF/EF 1.57/1.82 (Gas Dryer)Existing | Kittitas CountySingle Family - Highly ImpactedDryerExisting | Kittitas County | Single Family - Highly Impacted | Dryer | 1 | Below Standard Dryer - CEF/EF 1.57/1.82 (Gas Dryer) | Existing | bar: 2023 to 2050
Kittitas CountySingle Family - Highly Impacted | Kittitas CountySingle Family - Highly ImpactedDryer | Kittitas CountySingle Family - Highly ImpactedDryer1 | Kittitas CountySingle Family - Highly ImpactedDryer1New | Kittitas CountySingle Family - Highly ImpactedDryerBelow Standard Dryer - CEF/EF 1.57/1.82 (Gas Dryer)New | Kittitas CountySingle Family - Highly ImpactedDryerNew | Kittitas County | Single Family - Highly Impacted | Dryer | 1 | Below Standard Dryer - CEF/EF 1.57/1.82 (Gas Dryer) | New | bar: 2023 to 2050
Kittitas CountyMultifamily | Kittitas CountyMultifamilyDryer | Kittitas CountyMultifamilyDryer1 | Kittitas CountyMultifamilyDryer1Existing | Kittitas CountyMultifamilyDryerBelow Standard Dryer - CEF/EF 1.57/1.82 (Gas Dryer)Existing | Kittitas CountyMultifamilyDryerExisting | Kittitas County | Multifamily | Dryer | 1 | Below Standard Dryer - CEF/EF 1.57/1.82 (Gas Dryer) | Existing | bar: 2023 to 2050
Kittitas CountyMultifamily | Kittitas CountyMultifamilyDryer | Kittitas CountyMultifamilyDryer1 | Kittitas CountyMultifamilyDryer1New | Kittitas CountyMultifamilyDryerBelow Standard Dryer - CEF/EF 1.57/1.82 (Gas Dryer)New | Kittitas CountyMultifamilyDryerNew | Kittitas County | Multifamily | Dryer | 1 | Below Standard Dryer - CEF/EF 1.57/1.82 (Gas Dryer) | New | bar: 2023 to 2050
Kittitas CountyMultifamily - Highly Impacted | Kittitas CountyMultifamily - Highly ImpactedDryer | Kittitas CountyMultifamily - Highly ImpactedDryer1 | Kittitas CountyMultifamily - Highly ImpactedDryer1Existing | Kittitas CountyMultifamily - Highly ImpactedDryerBelow Standard Dryer - CEF/EF 1.57/1.82 (Gas Dryer)Existing | Kittitas CountyMultifamily - Highly ImpactedDryerExisting | Kittitas County | Multifamily - Highly Impacted | Dryer | 1 | Below Standard Dryer - CEF/EF 1.57/1.82 (Gas Dryer) | Existing | bar: 2023 to 2050
Kittitas CountyMultifamily - Highly Impacted | Kittitas CountyMultifamily - Highly ImpactedDryer | Kittitas CountyMultifamily - Highly ImpactedDryer1 | Kittitas CountyMultifamily - Highly ImpactedDryer1New | Kittitas CountyMultifamily - Highly ImpactedDryerBelow Standard Dryer - CEF/EF 1.57/1.82 (Gas Dryer)New | Kittitas CountyMultifamily - Highly ImpactedDryerNew | Kittitas County | Multifamily - Highly Impacted | Dryer | 1 | Below Standard Dryer - CEF/EF 1.57/1.82 (Gas Dryer) | New | bar: 2023 to 2050
Kittitas CountyManufactured | Kittitas CountyManufacturedDryer | Kittitas CountyManufacturedDryer1 | Kittitas CountyManufacturedDryer1Existing | Kittitas CountyManufacturedDryerBelow Standard Dryer - CEF/EF 1.57/1.82 (Gas Dryer)Existing | Kittitas CountyManufacturedDryerExisting | Kittitas County | Manufactured | Dryer | 1 | Below Standard Dryer - CEF/EF 1.57/1.82 (Gas Dryer) | Existing | bar: 2023 to 2050
Kittitas CountyManufactured | Kittitas CountyManufacturedDryer | Kittitas CountyManufacturedDryer1 | Kittitas CountyManufacturedDryer1New | Kittitas CountyManufacturedDryerBelow Standard Dryer - CEF/EF 1.57/1.82 (Gas Dryer)New | Kittitas CountyManufacturedDryerNew | Kittitas County | Manufactured | Dryer | 1 | Below Standard Dryer - CEF/EF 1.57/1.82 (Gas Dryer) | New | bar: 2023 to 2050
Kittitas CountyManufactured - Highly Impacted | Kittitas CountyManufactured - Highly ImpactedDryer | Kittitas CountyManufactured - Highly ImpactedDryer1 | Kittitas CountyManufactured - Highly ImpactedDryer1Existing | Kittitas CountyManufactured - Highly ImpactedDryerBelow Standard Dryer - CEF/EF 1.57/1.82 (Gas Dryer)Existing | Kittitas CountyManufactured - Highly ImpactedDryerExisting | Kittitas County | Manufactured - Highly Impacted | Dryer | 1 | Below Standard Dryer - CEF/EF 1.57/1.82 (Gas Dryer) | Existing | bar: 2023 to 2050
Kittitas CountyManufactured - Highly Impacted | Kittitas CountyManufactured - Highly ImpactedDryer | Kittitas CountyManufactured - Highly ImpactedDryer1 | Kittitas CountyManufactured - Highly ImpactedDryer1New | Kittitas CountyManufactured - Highly ImpactedDryerBelow Standard Dryer - CEF/EF 1.57/1.82 (Gas Dryer)New | Kittitas CountyManufactured - Highly ImpactedDryerNew | Kittitas County | Manufactured - Highly Impacted | Dryer | 1 | Below Standard Dryer - CEF/EF 1.57/1.82 (Gas Dryer) | New | bar: 2023 to 2050
Kittitas CountySingle Family | Kittitas CountySingle FamilyDryer | Kittitas CountySingle FamilyDryer2 | Kittitas CountySingle FamilyDryer2Existing | Kittitas CountySingle FamilyDryerFederal Standard 2015 Dryer - CEF/EF 2.84/3.30 (Gas Dryer)Existing | Kittitas CountySingle FamilyDryerExisting | Kittitas County | Single Family | Dryer | 2 | Federal Standard 2015 Dryer - CEF/EF 2.84/3.30 (Gas Dryer) | Existing | 46% | 46% | 46% | 46% | 46% | 46% | 46% | 46% | 46% | 46% | 46% | 46% | 46% | 46% | 46% | 46% | 46% | 46% | 46% | 46% | 46% | 46% | 46% | 46% | 46% | 46% | 46% | 46%
Kittitas CountySingle Family | Kittitas CountySingle FamilyDryer | Kittitas CountySingle FamilyDryer2 | Kittitas CountySingle FamilyDryer2New | Kittitas CountySingle FamilyDryerFederal Standard 2015 Dryer - CEF/EF 2.84/3.30 (Gas Dryer)New | Kittitas CountySingle FamilyDryerNew | Kittitas County | Single Family | Dryer | 2 | Federal Standard 2015 Dryer - CEF/EF 2.84/3.30 (Gas Dryer) | New | 46% | 46% | 46% | 46% | 46% | 46% | 46% | 46% | 46% | 46% | 46% | 46% | 46% | 46% | 46% | 46% | 46% | 46% | 46% | 46% | 46% | 46% | 46% | 46% | 46% | 46% | 46% | 46%
Kittitas CountySingle Family - Highly Impacted | Kittitas CountySingle Family - Highly ImpactedDryer | Kittitas CountySingle Family - Highly ImpactedDryer2 | Kittitas CountySingle Family - Highly ImpactedDryer2Existing | Kittitas CountySingle Family - Highly ImpactedDryerFederal Standard 2015 Dryer - CEF/EF 2.84/3.30 (Gas Dryer)Existing | Kittitas CountySingle Family - Highly ImpactedDryerExisting | Kittitas County | Single Family - Highly Impacted | Dryer | 2 | Federal Standard 2015 Dryer - CEF/EF 2.84/3.30 (Gas Dryer) | Existing | 46% | 46% | 46% | 46% | 46% | 46% | 46% | 46% | 46% | 46% | 46% | 46% | 46% | 46% | 46% | 46% | 46% | 46% | 46% | 46% | 46% | 46% | 46% | 46% | 46% | 46% | 46% | 46%
Kittitas CountySingle Family - Highly Impacted | Kittitas CountySingle Family - Highly ImpactedDryer | Kittitas CountySingle Family - Highly ImpactedDryer2 | Kittitas CountySingle Family - Highly ImpactedDryer2New | Kittitas CountySingle Family - Highly ImpactedDryerFederal Standard 2015 Dryer - CEF/EF 2.84/3.30 (Gas Dryer)New | Kittitas CountySingle Family - Highly ImpactedDryerNew | Kittitas County | Single Family - Highly Impacted | Dryer | 2 | Federal Standard 2015 Dryer - CEF/EF 2.84/3.30 (Gas Dryer) | New | 46% | 46% | 46% | 46% | 46% | 46% | 46% | 46% | 46% | 46% | 46% | 46% | 46% | 46% | 46% | 46% | 46% | 46% | 46% | 46% | 46% | 46% | 46% | 46% | 46% | 46% | 46% | 46%
Kittitas CountyMultifamily | Kittitas CountyMultifamilyDryer | Kittitas CountyMultifamilyDryer2 | Kittitas CountyMultifamilyDryer2Existing | Kittitas CountyMultifamilyDryerFederal Standard 2015 Dryer - CEF/EF 2.84/3.30 (Gas Dryer)Existing | Kittitas CountyMultifamilyDryerExisting | Kittitas County | Multifamily | Dryer | 2 | Federal Standard 2015 Dryer - CEF/EF 2.84/3.30 (Gas Dryer) | Existing | 46% | 46% | 46% | 46% | 46% | 46% | 46% | 46% | 46% | 46% | 46% | 46% | 46% | 46% | 46% | 46% | 46% | 46% | 46% | 46% | 46% | 46% | 46% | 46% | 46% | 46% | 46% | 46%
Kittitas CountyMultifamily | Kittitas CountyMultifamilyDryer | Kittitas CountyMultifamilyDryer2 | Kittitas CountyMultifamilyDryer2New | Kittitas CountyMultifamilyDryerFederal Standard 2015 Dryer - CEF/EF 2.84/3.30 (Gas Dryer)New | Kittitas CountyMultifamilyDryerNew | Kittitas County | Multifamily | Dryer | 2 | Federal Standard 2015 Dryer - CEF/EF 2.84/3.30 (Gas Dryer) | New | 46% | 46% | 46% | 46% | 46% | 46% | 46% | 46% | 46% | 46% | 46% | 46% | 46% | 46% | 46% | 46% | 46% | 46% | 46% | 46% | 46% | 46% | 46% | 46% | 46% | 46% | 46% | 46%
Kittitas CountyMultifamily - Highly Impacted | Kittitas CountyMultifamily - Highly ImpactedDryer | Kittitas CountyMultifamily - Highly ImpactedDryer2 | Kittitas CountyMultifamily - Highly ImpactedDryer2Existing | Kittitas CountyMultifamily - Highly ImpactedDryerFederal Standard 2015 Dryer - CEF/EF 2.84/3.30 (Gas Dryer)Existing | Kittitas CountyMultifamily - Highly ImpactedDryerExisting | Kittitas County | Multifamily - Highly Impacted | Dryer | 2 | Federal Standard 2015 Dryer - CEF/EF 2.84/3.30 (Gas Dryer) | Existing | 46% | 46% | 46% | 46% | 46% | 46% | 46% | 46% | 46% | 46% | 46% | 46% | 46% | 46% | 46% | 46% | 46% | 46% | 46% | 46% | 46% | 46% | 46% | 46% | 46% | 46% | 46% | 46%
Kittitas CountyMultifamily - Highly Impacted | Kittitas CountyMultifamily - Highly ImpactedDryer | Kittitas CountyMultifamily - Highly ImpactedDryer2 | Kittitas CountyMultifamily - Highly ImpactedDryer2New | Kittitas CountyMultifamily - Highly ImpactedDryerFederal Standard 2015 Dryer - CEF/EF 2.84/3.30 (Gas Dryer)New | Kittitas CountyMultifamily - Highly ImpactedDryerNew | Kittitas County | Multifamily - Highly Impacted | Dryer | 2 | Federal Standard 2015 Dryer - CEF/EF 2.84/3.30 (Gas Dryer) | New | 46% | 46% | 46% | 46% | 46% | 46% | 46% | 46% | 46% | 46% | 46% | 46% | 46% | 46% | 46% | 46% | 46% | 46% | 46% | 46% | 46% | 46% | 46% | 46% | 46% | 46% | 46% | 46%
Kittitas CountyManufactured | Kittitas CountyManufacturedDryer | Kittitas CountyManufacturedDryer2 | Kittitas CountyManufacturedDryer2Existing | Kittitas CountyManufacturedDryerFederal Standard 2015 Dryer - CEF/EF 2.84/3.30 (Gas Dryer)Existing | Kittitas CountyManufacturedDryerExisting | Kittitas County | Manufactured | Dryer | 2 | Federal Standard 2015 Dryer - CEF/EF 2.84/3.30 (Gas Dryer) | Existing | 46% | 46% | 46% | 46% | 46% | 46% | 46% | 46% | 46% | 46% | 46% | 46% | 46% | 46% | 46% | 46% | 46% | 46% | 46% | 46% | 46% | 46% | 46% | 46% | 46% | 46% | 46% | 46%
Kittitas CountyManufactured | Kittitas CountyManufacturedDryer | Kittitas CountyManufacturedDryer2 | Kittitas CountyManufacturedDryer2New | Kittitas CountyManufacturedDryerFederal Standard 2015 Dryer - CEF/EF 2.84/3.30 (Gas Dryer)New | Kittitas CountyManufacturedDryerNew | Kittitas County | Manufactured | Dryer | 2 | Federal Standard 2015 Dryer - CEF/EF 2.84/3.30 (Gas Dryer) | New | 46% | 46% | 46% | 46% | 46% | 46% | 46% | 46% | 46% | 46% | 46% | 46% | 46% | 46% | 46% | 46% | 46% | 46% | 46% | 46% | 46% | 46% | 46% | 46% | 46% | 46% | 46% | 46%
Kittitas CountyManufactured - Highly Impacted | Kittitas CountyManufactured - Highly ImpactedDryer | Kittitas CountyManufactured - Highly ImpactedDryer2 | Kittitas CountyManufactured - Highly ImpactedDryer2Existing | Kittitas CountyManufactured - Highly ImpactedDryerFederal Standard 2015 Dryer - CEF/EF 2.84/3.30 (Gas Dryer)Existing | Kittitas CountyManufactured - Highly ImpactedDryerExisting | Kittitas County | Manufactured - Highly Impacted | Dryer | 2 | Federal Standard 2015 Dryer - CEF/EF 2.84/3.30 (Gas Dryer) | Existing | 46% | 46% | 46% | 46% | 46% | 46% | 46% | 46% | 46% | 46% | 46% | 46% | 46% | 46% | 46% | 46% | 46% | 46% | 46% | 46% | 46% | 46% | 46% | 46% | 46% | 46% | 46% | 46%
Kittitas CountyManufactured - Highly Impacted | Kittitas CountyManufactured - Highly ImpactedDryer | Kittitas CountyManufactured - Highly ImpactedDryer2 | Kittitas CountyManufactured - Highly ImpactedDryer2New | Kittitas CountyManufactured - Highly ImpactedDryerFederal Standard 2015 Dryer - CEF/EF 2.84/3.30 (Gas Dryer)New | Kittitas CountyManufactured - Highly ImpactedDryerNew | Kittitas County | Manufactured - Highly Impacted | Dryer | 2 | Federal Standard 2015 Dryer - CEF/EF 2.84/3.30 (Gas Dryer) | New | 46% | 46% | 46% | 46% | 46% | 46% | 46% | 46% | 46% | 46% | 46% | 46% | 46% | 46% | 46% | 46% | 46% | 46% | 46% | 46% | 46% | 46% | 46% | 46% | 46% | 46% | 46% | 46%
Kittitas CountySingle Family | Kittitas CountySingle FamilyDryer | Kittitas CountySingle FamilyDryer3 | Kittitas CountySingle FamilyDryer3Existing | Kittitas CountySingle FamilyDryerMarket Standard DryerExisting | Kittitas CountySingle FamilyDryerExisting | Kittitas County | Single Family | Dryer | 3 | Market Standard Dryer | Existing | bar: 2023 to 2050
Kittitas CountySingle Family | Kittitas CountySingle FamilyDryer | Kittitas CountySingle FamilyDryer3 | Kittitas CountySingle FamilyDryer3New | Kittitas CountySingle FamilyDryerMarket Standard DryerNew | Kittitas CountySingle FamilyDryerNew | Kittitas County | Single Family | Dryer | 3 | Market Standard Dryer | New | bar: 2023 to 2050
Kittitas CountySingle Family - Highly Impacted | Kittitas CountySingle Family - Highly ImpactedDryer | Kittitas CountySingle Family - Highly ImpactedDryer3 | Kittitas CountySingle Family - Highly ImpactedDryer3Existing | Kittitas CountySingle Family - Highly ImpactedDryerMarket Standard DryerExisting | Kittitas CountySingle Family - Highly ImpactedDryerExisting | Kittitas County | Single Family - Highly Impacted | Dryer | 3 | Market Standard Dryer | Existing | bar: 2023 to 2050
Kittitas CountySingle Family - Highly Impacted | Kittitas CountySingle Family - Highly ImpactedDryer | Kittitas CountySingle Family - Highly ImpactedDryer3 | Kittitas CountySingle Family - Highly ImpactedDryer3New | Kittitas CountySingle Family - Highly ImpactedDryerMarket Standard DryerNew | Kittitas CountySingle Family - Highly ImpactedDryerNew | Kittitas County | Single Family - Highly Impacted | Dryer | 3 | Market Standard Dryer | New | bar: 2023 to 2050
Kittitas CountyMultifamily | Kittitas CountyMultifamilyDryer | Kittitas CountyMultifamilyDryer3 | Kittitas CountyMultifamilyDryer3Existing | Kittitas CountyMultifamilyDryerMarket Standard DryerExisting | Kittitas CountyMultifamilyDryerExisting | Kittitas County | Multifamily | Dryer | 3 | Market Standard Dryer | Existing | bar: 2023 to 2050
Kittitas CountyMultifamily | Kittitas CountyMultifamilyDryer | Kittitas CountyMultifamilyDryer3 | Kittitas CountyMultifamilyDryer3New | Kittitas CountyMultifamilyDryerMarket Standard DryerNew | Kittitas CountyMultifamilyDryerNew | Kittitas County | Multifamily | Dryer | 3 | Market Standard Dryer | New | bar: 2023 to 2050
Kittitas CountyMultifamily - Highly Impacted | Kittitas CountyMultifamily - Highly ImpactedDryer | Kittitas CountyMultifamily - Highly ImpactedDryer3 | Kittitas CountyMultifamily - Highly ImpactedDryer3Existing | Kittitas CountyMultifamily - Highly ImpactedDryerMarket Standard DryerExisting | Kittitas CountyMultifamily - Highly ImpactedDryerExisting | Kittitas County | Multifamily - Highly Impacted | Dryer | 3 | Market Standard Dryer | Existing | bar: 2023 to 2050
Kittitas CountyMultifamily - Highly Impacted | Kittitas CountyMultifamily - Highly ImpactedDryer | Kittitas CountyMultifamily - Highly ImpactedDryer3 | Kittitas CountyMultifamily - Highly ImpactedDryer3New | Kittitas CountyMultifamily - Highly ImpactedDryerMarket Standard DryerNew | Kittitas CountyMultifamily - Highly ImpactedDryerNew | Kittitas County | Multifamily - Highly Impacted | Dryer | 3 | Market Standard Dryer | New | bar: 2023 to 2050
Kittitas CountyManufactured | Kittitas CountyManufacturedDryer | Kittitas CountyManufacturedDryer3 | Kittitas CountyManufacturedDryer3Existing | Kittitas CountyManufacturedDryerMarket Standard DryerExisting | Kittitas CountyManufacturedDryerExisting | Kittitas County | Manufactured | Dryer | 3 | Market Standard Dryer | Existing | bar: 2023 to 2050
Kittitas CountyManufactured | Kittitas CountyManufacturedDryer | Kittitas CountyManufacturedDryer3 | Kittitas CountyManufacturedDryer3New | Kittitas CountyManufacturedDryerMarket Standard DryerNew | Kittitas CountyManufacturedDryerNew | Kittitas County | Manufactured | Dryer | 3 | Market Standard Dryer | New | bar: 2023 to 2050
Kittitas CountyManufactured - Highly Impacted | Kittitas CountyManufactured - Highly ImpactedDryer | Kittitas CountyManufactured - Highly ImpactedDryer3 | Kittitas CountyManufactured - Highly ImpactedDryer3Existing | Kittitas CountyManufactured - Highly ImpactedDryerMarket Standard DryerExisting | Kittitas CountyManufactured - Highly ImpactedDryerExisting | Kittitas County | Manufactured - Highly Impacted | Dryer | 3 | Market Standard Dryer | Existing | bar: 2023 to 2050
Kittitas CountyManufactured - Highly Impacted | Kittitas CountyManufactured - Highly ImpactedDryer | Kittitas CountyManufactured - Highly ImpactedDryer3 | Kittitas CountyManufactured - Highly ImpactedDryer3New | Kittitas CountyManufactured - Highly ImpactedDryerMarket Standard DryerNew | Kittitas CountyManufactured - Highly ImpactedDryerNew | Kittitas County | Manufactured - Highly Impacted | Dryer | 3 | Market Standard Dryer | New | bar: 2023 to 2050
Kittitas CountySingle Family | Kittitas CountySingle FamilyDryer | Kittitas CountySingle FamilyDryer4 | Kittitas CountySingle FamilyDryer4Existing | Kittitas CountySingle FamilyDryerENERGY STAR Dryer - CEF 3.48 (Gas Dryer)Existing | Kittitas CountySingle FamilyDryerExisting | Kittitas County | Single Family | Dryer | 4 | ENERGY STAR Dryer - CEF 3.48 (Gas Dryer) | Existing | 51.7% | 51.7% | 51.7% | 51.7% | 51.7% | 51.7% | 51.7% | 51.7% | 51.7% | 51.7% | 51.7% | 51.7% | 51.7% | 51.7% | 51.7% | 51.7% | 51.7% | 51.7% | 51.7% | 51.7% | 51.7% | 51.7% | 51.7% | 51.7% | 51.7% | 51.7% | 51.7% | 51.7%
Kittitas CountySingle Family | Kittitas CountySingle FamilyDryer | Kittitas CountySingle FamilyDryer4 | Kittitas CountySingle FamilyDryer4New | Kittitas CountySingle FamilyDryerENERGY STAR Dryer - CEF 3.48 (Gas Dryer)New | Kittitas CountySingle FamilyDryerNew | Kittitas County | Single Family | Dryer | 4 | ENERGY STAR Dryer - CEF 3.48 (Gas Dryer) | New | 51.7% | 51.7% | 51.7% | 51.7% | 51.7% | 51.7% | 51.7% | 51.7% | 51.7% | 51.7% | 51.7% | 51.7% | 51.7% | 51.7% | 51.7% | 51.7% | 51.7% | 51.7% | 51.7% | 51.7% | 51.7% | 51.7% | 51.7% | 51.7% | 51.7% | 51.7% | 51.7% | 51.7%
Kittitas CountySingle Family - Highly Impacted | Kittitas CountySingle Family - Highly ImpactedDryer | Kittitas CountySingle Family - Highly ImpactedDryer4 | Kittitas CountySingle Family - Highly ImpactedDryer4Existing | Kittitas CountySingle Family - Highly ImpactedDryerENERGY STAR Dryer - CEF 3.48 (Gas Dryer)Existing | Kittitas CountySingle Family - Highly ImpactedDryerExisting | Kittitas County | Single Family - Highly Impacted | Dryer | 4 | ENERGY STAR Dryer - CEF 3.48 (Gas Dryer) | Existing | 51.7% | 51.7% | 51.7% | 51.7% | 51.7% | 51.7% | 51.7% | 51.7% | 51.7% | 51.7% | 51.7% | 51.7% | 51.7% | 51.7% | 51.7% | 51.7% | 51.7% | 51.7% | 51.7% | 51.7% | 51.7% | 51.7% | 51.7% | 51.7% | 51.7% | 51.7% | 51.7% | 51.7%
Kittitas CountySingle Family - Highly Impacted | Kittitas CountySingle Family - Highly ImpactedDryer | Kittitas CountySingle Family - Highly ImpactedDryer4 | Kittitas CountySingle Family - Highly ImpactedDryer4New | Kittitas CountySingle Family - Highly ImpactedDryerENERGY STAR Dryer - CEF 3.48 (Gas Dryer)New | Kittitas CountySingle Family - Highly ImpactedDryerNew | Kittitas County | Single Family - Highly Impacted | Dryer | 4 | ENERGY STAR Dryer - CEF 3.48 (Gas Dryer) | New | 51.7% | 51.7% | 51.7% | 51.7% | 51.7% | 51.7% | 51.7% | 51.7% | 51.7% | 51.7% | 51.7% | 51.7% | 51.7% | 51.7% | 51.7% | 51.7% | 51.7% | 51.7% | 51.7% | 51.7% | 51.7% | 51.7% | 51.7% | 51.7% | 51.7% | 51.7% | 51.7% | 51.7%
Kittitas CountyMultifamily | Kittitas CountyMultifamilyDryer | Kittitas CountyMultifamilyDryer4 | Kittitas CountyMultifamilyDryer4Existing | Kittitas CountyMultifamilyDryerENERGY STAR Dryer - CEF 3.48 (Gas Dryer)Existing | Kittitas CountyMultifamilyDryerExisting | Kittitas County | Multifamily | Dryer | 4 | ENERGY STAR Dryer - CEF 3.48 (Gas Dryer) | Existing | 51.7% | 51.7% | 51.7% | 51.7% | 51.7% | 51.7% | 51.7% | 51.7% | 51.7% | 51.7% | 51.7% | 51.7% | 51.7% | 51.7% | 51.7% | 51.7% | 51.7% | 51.7% | 51.7% | 51.7% | 51.7% | 51.7% | 51.7% | 51.7% | 51.7% | 51.7% | 51.7% | 51.7%
Kittitas CountyMultifamily | Kittitas CountyMultifamilyDryer | Kittitas CountyMultifamilyDryer4 | Kittitas CountyMultifamilyDryer4New | Kittitas CountyMultifamilyDryerENERGY STAR Dryer - CEF 3.48 (Gas Dryer)New | Kittitas CountyMultifamilyDryerNew | Kittitas County | Multifamily | Dryer | 4 | ENERGY STAR Dryer - CEF 3.48 (Gas Dryer) | New | 51.7% | 51.7% | 51.7% | 51.7% | 51.7% | 51.7% | 51.7% | 51.7% | 51.7% | 51.7% | 51.7% | 51.7% | 51.7% | 51.7% | 51.7% | 51.7% | 51.7% | 51.7% | 51.7% | 51.7% | 51.7% | 51.7% | 51.7% | 51.7% | 51.7% | 51.7% | 51.7% | 51.7%
Kittitas CountyMultifamily - Highly Impacted | Kittitas CountyMultifamily - Highly ImpactedDryer | Kittitas CountyMultifamily - Highly ImpactedDryer4 | Kittitas CountyMultifamily - Highly ImpactedDryer4Existing | Kittitas CountyMultifamily - Highly ImpactedDryerENERGY STAR Dryer - CEF 3.48 (Gas Dryer)Existing | Kittitas CountyMultifamily - Highly ImpactedDryerExisting | Kittitas County | Multifamily - Highly Impacted | Dryer | 4 | ENERGY STAR Dryer - CEF 3.48 (Gas Dryer) | Existing | 51.7% | 51.7% | 51.7% | 51.7% | 51.7% | 51.7% | 51.7% | 51.7% | 51.7% | 51.7% | 51.7% | 51.7% | 51.7% | 51.7% | 51.7% | 51.7% | 51.7% | 51.7% | 51.7% | 51.7% | 51.7% | 51.7% | 51.7% | 51.7% | 51.7% | 51.7% | 51.7% | 51.7%
Kittitas CountyMultifamily - Highly Impacted | Kittitas CountyMultifamily - Highly ImpactedDryer | Kittitas CountyMultifamily - Highly ImpactedDryer4 | Kittitas CountyMultifamily - Highly ImpactedDryer4New | Kittitas CountyMultifamily - Highly ImpactedDryerENERGY STAR Dryer - CEF 3.48 (Gas Dryer)New | Kittitas CountyMultifamily - Highly ImpactedDryerNew | Kittitas County | Multifamily - Highly Impacted | Dryer | 4 | ENERGY STAR Dryer - CEF 3.48 (Gas Dryer) | New | 51.7% | 51.7% | 51.7% | 51.7% | 51.7% | 51.7% | 51.7% | 51.7% | 51.7% | 51.7% | 51.7% | 51.7% | 51.7% | 51.7% | 51.7% | 51.7% | 51.7% | 51.7% | 51.7% | 51.7% | 51.7% | 51.7% | 51.7% | 51.7% | 51.7% | 51.7% | 51.7% | 51.7%
Kittitas CountyManufactured | Kittitas CountyManufacturedDryer | Kittitas CountyManufacturedDryer4 | Kittitas CountyManufacturedDryer4Existing | Kittitas CountyManufacturedDryerENERGY STAR Dryer - CEF 3.48 (Gas Dryer)Existing | Kittitas CountyManufacturedDryerExisting | Kittitas County | Manufactured | Dryer | 4 | ENERGY STAR Dryer - CEF 3.48 (Gas Dryer) | Existing | 51.7% | 51.7% | 51.7% | 51.7% | 51.7% | 51.7% | 51.7% | 51.7% | 51.7% | 51.7% | 51.7% | 51.7% | 51.7% | 51.7% | 51.7% | 51.7% | 51.7% | 51.7% | 51.7% | 51.7% | 51.7% | 51.7% | 51.7% | 51.7% | 51.7% | 51.7% | 51.7% | 51.7%
Kittitas CountyManufactured | Kittitas CountyManufacturedDryer | Kittitas CountyManufacturedDryer4 | Kittitas CountyManufacturedDryer4New | Kittitas CountyManufacturedDryerENERGY STAR Dryer - CEF 3.48 (Gas Dryer)New | Kittitas CountyManufacturedDryerNew | Kittitas County | Manufactured | Dryer | 4 | ENERGY STAR Dryer - CEF 3.48 (Gas Dryer) | New | 51.7% | 51.7% | 51.7% | 51.7% | 51.7% | 51.7% | 51.7% | 51.7% | 51.7% | 51.7% | 51.7% | 51.7% | 51.7% | 51.7% | 51.7% | 51.7% | 51.7% | 51.7% | 51.7% | 51.7% | 51.7% | 51.7% | 51.7% | 51.7% | 51.7% | 51.7% | 51.7% | 51.7%
Kittitas CountyManufactured - Highly Impacted | Kittitas CountyManufactured - Highly ImpactedDryer | Kittitas CountyManufactured - Highly ImpactedDryer4 | Kittitas CountyManufactured - Highly ImpactedDryer4Existing | Kittitas CountyManufactured - Highly ImpactedDryerENERGY STAR Dryer - CEF 3.48 (Gas Dryer)Existing | Kittitas CountyManufactured - Highly ImpactedDryerExisting | Kittitas County | Manufactured - Highly Impacted | Dryer | 4 | ENERGY STAR Dryer - CEF 3.48 (Gas Dryer) | Existing | 51.7% | 51.7% | 51.7% | 51.7% | 51.7% | 51.7% | 51.7% | 51.7% | 51.7% | 51.7% | 51.7% | 51.7% | 51.7% | 51.7% | 51.7% | 51.7% | 51.7% | 51.7% | 51.7% | 51.7% | 51.7% | 51.7% | 51.7% | 51.7% | 51.7% | 51.7% | 51.7% | 51.7%
Kittitas CountyManufactured - Highly Impacted | Kittitas CountyManufactured - Highly ImpactedDryer | Kittitas CountyManufactured - Highly ImpactedDryer4 | Kittitas CountyManufactured - Highly ImpactedDryer4New | Kittitas CountyManufactured - Highly ImpactedDryerENERGY STAR Dryer - CEF 3.48 (Gas Dryer)New | Kittitas CountyManufactured - Highly ImpactedDryerNew | Kittitas County | Manufactured - Highly Impacted | Dryer | 4 | ENERGY STAR Dryer - CEF 3.48 (Gas Dryer) | New | 51.7% | 51.7% | 51.7% | 51.7% | 51.7% | 51.7% | 51.7% | 51.7% | 51.7% | 51.7% | 51.7% | 51.7% | 51.7% | 51.7% | 51.7% | 51.7% | 51.7% | 51.7% | 51.7% | 51.7% | 51.7% | 51.7% | 51.7% | 51.7% | 51.7% | 51.7% | 51.7% | 51.7%
Kittitas CountySingle Family | Kittitas CountySingle FamilyDryer | Kittitas CountySingle FamilyDryer5 | Kittitas CountySingle FamilyDryer5Existing | Kittitas CountySingle FamilyDryerAdvanced Efficiency Dryer - CEF 3.8 (Gas Dryer)Existing | Kittitas CountySingle FamilyDryerExisting | Kittitas County | Single Family | Dryer | 5 | Advanced Efficiency Dryer - CEF 3.8 (Gas Dryer) | Existing | 2.3% | 2.3% | 2.3% | 2.3% | 2.3% | 2.3% | 2.3% | 2.3% | 2.3% | 2.3% | 2.3% | 2.3% | 2.3% | 2.3% | 2.3% | 2.3% | 2.3% | 2.3% | 2.3% | 2.3% | 2.3% | 2.3% | 2.3% | 2.3% | 2.3% | 2.3% | 2.3% | 2.3%
Kittitas CountySingle Family | Kittitas CountySingle FamilyDryer | Kittitas CountySingle FamilyDryer5 | Kittitas CountySingle FamilyDryer5New | Kittitas CountySingle FamilyDryerAdvanced Efficiency Dryer - CEF 3.8 (Gas Dryer)New | Kittitas CountySingle FamilyDryerNew | Kittitas County | Single Family | Dryer | 5 | Advanced Efficiency Dryer - CEF 3.8 (Gas Dryer) | New | 2.3% | 2.3% | 2.3% | 2.3% | 2.3% | 2.3% | 2.3% | 2.3% | 2.3% | 2.3% | 2.3% | 2.3% | 2.3% | 2.3% | 2.3% | 2.3% | 2.3% | 2.3% | 2.3% | 2.3% | 2.3% | 2.3% | 2.3% | 2.3% | 2.3% | 2.3% | 2.3% | 2.3%
Kittitas CountySingle Family - Highly Impacted | Kittitas CountySingle Family - Highly ImpactedDryer | Kittitas CountySingle Family - Highly ImpactedDryer5 | Kittitas CountySingle Family - Highly ImpactedDryer5Existing | Kittitas CountySingle Family - Highly ImpactedDryerAdvanced Efficiency Dryer - CEF 3.8 (Gas Dryer)Existing | Kittitas CountySingle Family - Highly ImpactedDryerExisting | Kittitas County | Single Family - Highly Impacted | Dryer | 5 | Advanced Efficiency Dryer - CEF 3.8 (Gas Dryer) | Existing | 2.3% | 2.3% | 2.3% | 2.3% | 2.3% | 2.3% | 2.3% | 2.3% | 2.3% | 2.3% | 2.3% | 2.3% | 2.3% | 2.3% | 2.3% | 2.3% | 2.3% | 2.3% | 2.3% | 2.3% | 2.3% | 2.3% | 2.3% | 2.3% | 2.3% | 2.3% | 2.3% | 2.3%
Kittitas CountySingle Family - Highly Impacted | Kittitas CountySingle Family - Highly ImpactedDryer | Kittitas CountySingle Family - Highly ImpactedDryer5 | Kittitas CountySingle Family - Highly ImpactedDryer5New | Kittitas CountySingle Family - Highly ImpactedDryerAdvanced Efficiency Dryer - CEF 3.8 (Gas Dryer)New | Kittitas CountySingle Family - Highly ImpactedDryerNew | Kittitas County | Single Family - Highly Impacted | Dryer | 5 | Advanced Efficiency Dryer - CEF 3.8 (Gas Dryer) | New | 2.3% | 2.3% | 2.3% | 2.3% | 2.3% | 2.3% | 2.3% | 2.3% | 2.3% | 2.3% | 2.3% | 2.3% | 2.3% | 2.3% | 2.3% | 2.3% | 2.3% | 2.3% | 2.3% | 2.3% | 2.3% | 2.3% | 2.3% | 2.3% | 2.3% | 2.3% | 2.3% | 2.3%
Kittitas CountyMultifamily | Kittitas CountyMultifamilyDryer | Kittitas CountyMultifamilyDryer5 | Kittitas CountyMultifamilyDryer5Existing | Kittitas CountyMultifamilyDryerAdvanced Efficiency Dryer - CEF 3.8 (Gas Dryer)Existing | Kittitas CountyMultifamilyDryerExisting | Kittitas County | Multifamily | Dryer | 5 | Advanced Efficiency Dryer - CEF 3.8 (Gas Dryer) | Existing | 2.3% | 2.3% | 2.3% | 2.3% | 2.3% | 2.3% | 2.3% | 2.3% | 2.3% | 2.3% | 2.3% | 2.3% | 2.3% | 2.3% | 2.3% | 2.3% | 2.3% | 2.3% | 2.3% | 2.3% | 2.3% | 2.3% | 2.3% | 2.3% | 2.3% | 2.3% | 2.3% | 2.3%
Kittitas CountyMultifamily | Kittitas CountyMultifamilyDryer | Kittitas CountyMultifamilyDryer5 | Kittitas CountyMultifamilyDryer5New | Kittitas CountyMultifamilyDryerAdvanced Efficiency Dryer - CEF 3.8 (Gas Dryer)New | Kittitas CountyMultifamilyDryerNew | Kittitas County | Multifamily | Dryer | 5 | Advanced Efficiency Dryer - CEF 3.8 (Gas Dryer) | New | 2.3% | 2.3% | 2.3% | 2.3% | 2.3% | 2.3% | 2.3% | 2.3% | 2.3% | 2.3% | 2.3% | 2.3% | 2.3% | 2.3% | 2.3% | 2.3% | 2.3% | 2.3% | 2.3% | 2.3% | 2.3% | 2.3% | 2.3% | 2.3% | 2.3% | 2.3% | 2.3% | 2.3%
Kittitas CountyMultifamily - Highly Impacted | Kittitas CountyMultifamily - Highly ImpactedDryer | Kittitas CountyMultifamily - Highly ImpactedDryer5 | Kittitas CountyMultifamily - Highly ImpactedDryer5Existing | Kittitas CountyMultifamily - Highly ImpactedDryerAdvanced Efficiency Dryer - CEF 3.8 (Gas Dryer)Existing | Kittitas CountyMultifamily - Highly ImpactedDryerExisting | Kittitas County | Multifamily - Highly Impacted | Dryer | 5 | Advanced Efficiency Dryer - CEF 3.8 (Gas Dryer) | Existing | 2.3% | 2.3% | 2.3% | 2.3% | 2.3% | 2.3% | 2.3% | 2.3% | 2.3% | 2.3% | 2.3% | 2.3% | 2.3% | 2.3% | 2.3% | 2.3% | 2.3% | 2.3% | 2.3% | 2.3% | 2.3% | 2.3% | 2.3% | 2.3% | 2.3% | 2.3% | 2.3% | 2.3%
Kittitas CountyMultifamily - Highly Impacted | Kittitas CountyMultifamily - Highly ImpactedDryer | Kittitas CountyMultifamily - Highly ImpactedDryer5 | Kittitas CountyMultifamily - Highly ImpactedDryer5New | Kittitas CountyMultifamily - Highly ImpactedDryerAdvanced Efficiency Dryer - CEF 3.8 (Gas Dryer)New | Kittitas CountyMultifamily - Highly ImpactedDryerNew | Kittitas County | Multifamily - Highly Impacted | Dryer | 5 | Advanced Efficiency Dryer - CEF 3.8 (Gas Dryer) | New | 2.3% | 2.3% | 2.3% | 2.3% | 2.3% | 2.3% | 2.3% | 2.3% | 2.3% | 2.3% | 2.3% | 2.3% | 2.3% | 2.3% | 2.3% | 2.3% | 2.3% | 2.3% | 2.3% | 2.3% | 2.3% | 2.3% | 2.3% | 2.3% | 2.3% | 2.3% | 2.3% | 2.3%
Kittitas CountyManufactured | Kittitas CountyManufacturedDryer | Kittitas CountyManufacturedDryer5 | Kittitas CountyManufacturedDryer5Existing | Kittitas CountyManufacturedDryerAdvanced Efficiency Dryer - CEF 3.8 (Gas Dryer)Existing | Kittitas CountyManufacturedDryerExisting | Kittitas County | Manufactured | Dryer | 5 | Advanced Efficiency Dryer - CEF 3.8 (Gas Dryer) | Existing | 2.3% | 2.3% | 2.3% | 2.3% | 2.3% | 2.3% | 2.3% | 2.3% | 2.3% | 2.3% | 2.3% | 2.3% | 2.3% | 2.3% | 2.3% | 2.3% | 2.3% | 2.3% | 2.3% | 2.3% | 2.3% | 2.3% | 2.3% | 2.3% | 2.3% | 2.3% | 2.3% | 2.3%
Kittitas CountyManufactured | Kittitas CountyManufacturedDryer | Kittitas CountyManufacturedDryer5 | Kittitas CountyManufacturedDryer5New | Kittitas CountyManufacturedDryerAdvanced Efficiency Dryer - CEF 3.8 (Gas Dryer)New | Kittitas CountyManufacturedDryerNew | Kittitas County | Manufactured | Dryer | 5 | Advanced Efficiency Dryer - CEF 3.8 (Gas Dryer) | New | 2.3% | 2.3% | 2.3% | 2.3% | 2.3% | 2.3% | 2.3% | 2.3% | 2.3% | 2.3% | 2.3% | 2.3% | 2.3% | 2.3% | 2.3% | 2.3% | 2.3% | 2.3% | 2.3% | 2.3% | 2.3% | 2.3% | 2.3% | 2.3% | 2.3% | 2.3% | 2.3% | 2.3%
Kittitas CountyManufactured - Highly Impacted | Kittitas CountyManufactured - Highly ImpactedDryer | Kittitas CountyManufactured - Highly ImpactedDryer5 | Kittitas CountyManufactured - Highly ImpactedDryer5Existing | Kittitas CountyManufactured - Highly ImpactedDryerAdvanced Efficiency Dryer - CEF 3.8 (Gas Dryer)Existing | Kittitas CountyManufactured - Highly ImpactedDryerExisting | Kittitas County | Manufactured - Highly Impacted | Dryer | 5 | Advanced Efficiency Dryer - CEF 3.8 (Gas Dryer) | Existing | 2.3% | 2.3% | 2.3% | 2.3% | 2.3% | 2.3% | 2.3% | 2.3% | 2.3% | 2.3% | 2.3% | 2.3% | 2.3% | 2.3% | 2.3% | 2.3% | 2.3% | 2.3% | 2.3% | 2.3% | 2.3% | 2.3% | 2.3% | 2.3% | 2.3% | 2.3% | 2.3% | 2.3%
Kittitas CountyManufactured - Highly Impacted | Kittitas CountyManufactured - Highly ImpactedDryer | Kittitas CountyManufactured - Highly ImpactedDryer5 | Kittitas CountyManufactured - Highly ImpactedDryer5New | Kittitas CountyManufactured - Highly ImpactedDryerAdvanced Efficiency Dryer - CEF 3.8 (Gas Dryer)New | Kittitas CountyManufactured - Highly ImpactedDryerNew | Kittitas County | Manufactured - Highly Impacted | Dryer | 5 | Advanced Efficiency Dryer - CEF 3.8 (Gas Dryer) | New | 2.3% | 2.3% | 2.3% | 2.3% | 2.3% | 2.3% | 2.3% | 2.3% | 2.3% | 2.3% | 2.3% | 2.3% | 2.3% | 2.3% | 2.3% | 2.3% | 2.3% | 2.3% | 2.3% | 2.3% | 2.3% | 2.3% | 2.3% | 2.3% | 2.3% | 2.3% | 2.3% | 2.3%
Kittitas CountySingle Family | Kittitas CountySingle FamilyHeat Central Gas Boiler | Kittitas CountySingle FamilyHeat Central Gas Boiler1 | Kittitas CountySingle FamilyHeat Central Gas Boiler1Existing | Kittitas CountySingle FamilyHeat Central Gas BoilerBelow Standard Boiler - 78% AFUE (Low Income)Existing | Kittitas CountySingle FamilyHeat Central Gas BoilerExisting | Kittitas County | Single Family | Heat Central Gas Boiler | 1 | Below Standard Boiler - 78% AFUE (Low Income) | Existing | 59.68% | 59.68% | 59.68% | 59.68% | 59.68% | 59.68% | 59.68% | 59.68% | 59.68% | 59.68% | 59.68% | 59.68% | 59.68% | 59.68% | 59.68% | 59.68% | 59.68% | 59.68% | 59.68% | 59.68% | 59.68% | 59.68% | 59.68% | 59.68% | 59.68% | 59.68% | 59.68% | 59.68%
Kittitas CountySingle Family | Kittitas CountySingle FamilyHeat Central Gas Boiler | Kittitas CountySingle FamilyHeat Central Gas Boiler1 | Kittitas CountySingle FamilyHeat Central Gas Boiler1New | Kittitas CountySingle FamilyHeat Central Gas BoilerBelow Standard Boiler - 78% AFUE (Low Income)New | Kittitas CountySingle FamilyHeat Central Gas BoilerNew | Kittitas County | Single Family | Heat Central Gas Boiler | 1 | Below Standard Boiler - 78% AFUE (Low Income) | New | bar: 2023 to 2050
Kittitas CountySingle Family - Highly Impacted | Kittitas CountySingle Family - Highly ImpactedHeat Central Gas Boiler | Kittitas CountySingle Family - Highly ImpactedHeat Central Gas Boiler1 | Kittitas CountySingle Family - Highly ImpactedHeat Central Gas Boiler1Existing | Kittitas CountySingle Family - Highly ImpactedHeat Central Gas BoilerBelow Standard Boiler - 78% AFUE (Low Income)Existing | Kittitas CountySingle Family - Highly ImpactedHeat Central Gas BoilerExisting | Kittitas County | Single Family - Highly Impacted | Heat Central Gas Boiler | 1 | Below Standard Boiler - 78% AFUE (Low Income) | Existing | 59.68% | 59.68% | 59.68% | 59.68% | 59.68% | 59.68% | 59.68% | 59.68% | 59.68% | 59.68% | 59.68% | 59.68% | 59.68% | 59.68% | 59.68% | 59.68% | 59.68% | 59.68% | 59.68% | 59.68% | 59.68% | 59.68% | 59.68% | 59.68% | 59.68% | 59.68% | 59.68% | 59.68%
Kittitas CountySingle Family - Highly Impacted | Kittitas CountySingle Family - Highly ImpactedHeat Central Gas Boiler | Kittitas CountySingle Family - Highly ImpactedHeat Central Gas Boiler1 | Kittitas CountySingle Family - Highly ImpactedHeat Central Gas Boiler1New | Kittitas CountySingle Family - Highly ImpactedHeat Central Gas BoilerBelow Standard Boiler - 78% AFUE (Low Income)New | Kittitas CountySingle Family - Highly ImpactedHeat Central Gas BoilerNew | Kittitas County | Single Family - Highly Impacted | Heat Central Gas Boiler | 1 | Below Standard Boiler - 78% AFUE (Low Income) | New | bar: 2023 to 2050
Kittitas CountyMultifamily | Kittitas CountyMultifamilyHeat Central Gas Boiler | Kittitas CountyMultifamilyHeat Central Gas Boiler1 | Kittitas CountyMultifamilyHeat Central Gas Boiler1Existing | Kittitas CountyMultifamilyHeat Central Gas BoilerBelow Standard Boiler - 78% AFUE (Low Income)Existing | Kittitas CountyMultifamilyHeat Central Gas BoilerExisting | Kittitas County | Multifamily | Heat Central Gas Boiler | 1 | Below Standard Boiler - 78% AFUE (Low Income) | Existing | 59.68% | 59.68% | 59.68% | 59.68% | 59.68% | 59.68% | 59.68% | 59.68% | 59.68% | 59.68% | 59.68% | 59.68% | 59.68% | 59.68% | 59.68% | 59.68% | 59.68% | 59.68% | 59.68% | 59.68% | 59.68% | 59.68% | 59.68% | 59.68% | 59.68% | 59.68% | 59.68% | 59.68%
Kittitas CountyMultifamily | Kittitas CountyMultifamilyHeat Central Gas Boiler | Kittitas CountyMultifamilyHeat Central Gas Boiler1 | Kittitas CountyMultifamilyHeat Central Gas Boiler1New | Kittitas CountyMultifamilyHeat Central Gas BoilerBelow Standard Boiler - 78% AFUE (Low Income)New | Kittitas CountyMultifamilyHeat Central Gas BoilerNew | Kittitas County | Multifamily | Heat Central Gas Boiler | 1 | Below Standard Boiler - 78% AFUE (Low Income) | New | bar: 2023 to 2050
Kittitas CountyMultifamily - Highly Impacted | Kittitas CountyMultifamily - Highly ImpactedHeat Central Gas Boiler | Kittitas CountyMultifamily - Highly ImpactedHeat Central Gas Boiler1 | Kittitas CountyMultifamily - Highly ImpactedHeat Central Gas Boiler1Existing | Kittitas CountyMultifamily - Highly ImpactedHeat Central Gas BoilerBelow Standard Boiler - 78% AFUE (Low Income)Existing | Kittitas CountyMultifamily - Highly ImpactedHeat Central Gas BoilerExisting | Kittitas County | Multifamily - Highly Impacted | Heat Central Gas Boiler | 1 | Below Standard Boiler - 78% AFUE (Low Income) | Existing | 59.68% | 59.68% | 59.68% | 59.68% | 59.68% | 59.68% | 59.68% | 59.68% | 59.68% | 59.68% | 59.68% | 59.68% | 59.68% | 59.68% | 59.68% | 59.68% | 59.68% | 59.68% | 59.68% | 59.68% | 59.68% | 59.68% | 59.68% | 59.68% | 59.68% | 59.68% | 59.68% | 59.68%
Kittitas CountyMultifamily - Highly Impacted | Kittitas CountyMultifamily - Highly ImpactedHeat Central Gas Boiler | Kittitas CountyMultifamily - Highly ImpactedHeat Central Gas Boiler1 | Kittitas CountyMultifamily - Highly ImpactedHeat Central Gas Boiler1New | Kittitas CountyMultifamily - Highly ImpactedHeat Central Gas BoilerBelow Standard Boiler - 78% AFUE (Low Income)New | Kittitas CountyMultifamily - Highly ImpactedHeat Central Gas BoilerNew | Kittitas County | Multifamily - Highly Impacted | Heat Central Gas Boiler | 1 | Below Standard Boiler - 78% AFUE (Low Income) | New | bar: 2023 to 2050
Kittitas CountyManufactured | Kittitas CountyManufacturedHeat Central Gas Boiler | Kittitas CountyManufacturedHeat Central Gas Boiler1 | Kittitas CountyManufacturedHeat Central Gas Boiler1Existing | Kittitas CountyManufacturedHeat Central Gas BoilerBelow Standard Boiler - 78% AFUE (Low Income)Existing | Kittitas CountyManufacturedHeat Central Gas BoilerExisting | Kittitas County | Manufactured | Heat Central Gas Boiler | 1 | Below Standard Boiler - 78% AFUE (Low Income) | Existing | 59.68% | 59.68% | 59.68% | 59.68% | 59.68% | 59.68% | 59.68% | 59.68% | 59.68% | 59.68% | 59.68% | 59.68% | 59.68% | 59.68% | 59.68% | 59.68% | 59.68% | 59.68% | 59.68% | 59.68% | 59.68% | 59.68% | 59.68% | 59.68% | 59.68% | 59.68% | 59.68% | 59.68%
Kittitas CountyManufactured | Kittitas CountyManufacturedHeat Central Gas Boiler | Kittitas CountyManufacturedHeat Central Gas Boiler1 | Kittitas CountyManufacturedHeat Central Gas Boiler1New | Kittitas CountyManufacturedHeat Central Gas BoilerBelow Standard Boiler - 78% AFUE (Low Income)New | Kittitas CountyManufacturedHeat Central Gas BoilerNew | Kittitas County | Manufactured | Heat Central Gas Boiler | 1 | Below Standard Boiler - 78% AFUE (Low Income) | New | bar: 2023 to 2050
Kittitas CountyManufactured - Highly Impacted | Kittitas CountyManufactured - Highly ImpactedHeat Central Gas Boiler | Kittitas CountyManufactured - Highly ImpactedHeat Central Gas Boiler1 | Kittitas CountyManufactured - Highly ImpactedHeat Central Gas Boiler1Existing | Kittitas CountyManufactured - Highly ImpactedHeat Central Gas BoilerBelow Standard Boiler - 78% AFUE (Low Income)Existing | Kittitas CountyManufactured - Highly ImpactedHeat Central Gas BoilerExisting | Kittitas County | Manufactured - Highly Impacted | Heat Central Gas Boiler | 1 | Below Standard Boiler - 78% AFUE (Low Income) | Existing | 59.68% | 59.68% | 59.68% | 59.68% | 59.68% | 59.68% | 59.68% | 59.68% | 59.68% | 59.68% | 59.68% | 59.68% | 59.68% | 59.68% | 59.68% | 59.68% | 59.68% | 59.68% | 59.68% | 59.68% | 59.68% | 59.68% | 59.68% | 59.68% | 59.68% | 59.68% | 59.68% | 59.68%
Kittitas CountyManufactured - Highly Impacted | Kittitas CountyManufactured - Highly ImpactedHeat Central Gas Boiler | Kittitas CountyManufactured - Highly ImpactedHeat Central Gas Boiler1 | Kittitas CountyManufactured - Highly ImpactedHeat Central Gas Boiler1New | Kittitas CountyManufactured - Highly ImpactedHeat Central Gas BoilerBelow Standard Boiler - 78% AFUE (Low Income)New | Kittitas CountyManufactured - Highly ImpactedHeat Central Gas BoilerNew | Kittitas County | Manufactured - Highly Impacted | Heat Central Gas Boiler | 1 | Below Standard Boiler - 78% AFUE (Low Income) | New | bar: 2023 to 2050
Kittitas CountySingle Family | Kittitas CountySingle FamilyHeat Central Gas Boiler | Kittitas CountySingle FamilyHeat Central Gas Boiler2 | Kittitas CountySingle FamilyHeat Central Gas Boiler2Existing | Kittitas CountySingle FamilyHeat Central Gas BoilerFederal Standard 2022 Boiler - 84% AFUEExisting | Kittitas CountySingle FamilyHeat Central Gas BoilerExisting | Kittitas County | Single Family | Heat Central Gas Boiler | 2 | Federal Standard 2022 Boiler - 84% AFUE | Existing | 25.71% | 25.71% | 25.71% | 25.71% | 25.71% | 25.71% | 25.71% | 25.71% | 25.71% | 25.71% | 25.71% | 25.71% | 25.71% | 25.71% | 25.71% | 25.71% | 25.71% | 25.71% | 25.71% | 25.71% | 25.71% | 25.71% | 25.71% | 25.71% | 25.71% | 25.71% | 25.71% | 25.71%
Kittitas CountySingle Family | Kittitas CountySingle FamilyHeat Central Gas Boiler | Kittitas CountySingle FamilyHeat Central Gas Boiler2 | Kittitas CountySingle FamilyHeat Central Gas Boiler2New | Kittitas CountySingle FamilyHeat Central Gas BoilerFederal Standard 2022 Boiler - 84% AFUENew | Kittitas CountySingle FamilyHeat Central Gas BoilerNew | Kittitas County | Single Family | Heat Central Gas Boiler | 2 | Federal Standard 2022 Boiler - 84% AFUE | New | 85.39% | 85.39% | 85.39% | 85.39% | 85.39% | 85.39% | 85.39% | 85.39% | 85.39% | 85.39% | 85.39% | 85.39% | 85.39% | 85.39% | 85.39% | 85.39% | 85.39% | 85.39% | 85.39% | 85.39% | 85.39% | 85.39% | 85.39% | 85.39% | 85.39% | 85.39% | 85.39% | 85.39%
Kittitas CountySingle Family - Highly Impacted | Kittitas CountySingle Family - Highly ImpactedHeat Central Gas Boiler | Kittitas CountySingle Family - Highly ImpactedHeat Central Gas Boiler2 | Kittitas CountySingle Family - Highly ImpactedHeat Central Gas Boiler2Existing | Kittitas CountySingle Family - Highly ImpactedHeat Central Gas BoilerFederal Standard 2022 Boiler - 84% AFUEExisting | Kittitas CountySingle Family - Highly ImpactedHeat Central Gas BoilerExisting | Kittitas County | Single Family - Highly Impacted | Heat Central Gas Boiler | 2 | Federal Standard 2022 Boiler - 84% AFUE | Existing | 25.71% | 25.71% | 25.71% | 25.71% | 25.71% | 25.71% | 25.71% | 25.71% | 25.71% | 25.71% | 25.71% | 25.71% | 25.71% | 25.71% | 25.71% | 25.71% | 25.71% | 25.71% | 25.71% | 25.71% | 25.71% | 25.71% | 25.71% | 25.71% | 25.71% | 25.71% | 25.71% | 25.71%
Kittitas CountySingle Family - Highly Impacted | Kittitas CountySingle Family - Highly ImpactedHeat Central Gas Boiler | Kittitas CountySingle Family - Highly ImpactedHeat Central Gas Boiler2 | Kittitas CountySingle Family - Highly ImpactedHeat Central Gas Boiler2New | Kittitas CountySingle Family - Highly ImpactedHeat Central Gas BoilerFederal Standard 2022 Boiler - 84% AFUENew | Kittitas CountySingle Family - Highly ImpactedHeat Central Gas BoilerNew | Kittitas County | Single Family - Highly Impacted | Heat Central Gas Boiler | 2 | Federal Standard 2022 Boiler - 84% AFUE | New | 85.39% | 85.39% | 85.39% | 85.39% | 85.39% | 85.39% | 85.39% | 85.39% | 85.39% | 85.39% | 85.39% | 85.39% | 85.39% | 85.39% | 85.39% | 85.39% | 85.39% | 85.39% | 85.39% | 85.39% | 85.39% | 85.39% | 85.39% | 85.39% | 85.39% | 85.39% | 85.39% | 85.39%
Kittitas CountyMultifamily | Kittitas CountyMultifamilyHeat Central Gas Boiler | Kittitas CountyMultifamilyHeat Central Gas Boiler2 | Kittitas CountyMultifamilyHeat Central Gas Boiler2Existing | Kittitas CountyMultifamilyHeat Central Gas BoilerFederal Standard 2022 Boiler - 84% AFUEExisting | Kittitas CountyMultifamilyHeat Central Gas BoilerExisting | Kittitas County | Multifamily | Heat Central Gas Boiler | 2 | Federal Standard 2022 Boiler - 84% AFUE | Existing | 25.71% | 25.71% | 25.71% | 25.71% | 25.71% | 25.71% | 25.71% | 25.71% | 25.71% | 25.71% | 25.71% | 25.71% | 25.71% | 25.71% | 25.71% | 25.71% | 25.71% | 25.71% | 25.71% | 25.71% | 25.71% | 25.71% | 25.71% | 25.71% | 25.71% | 25.71% | 25.71% | 25.71%
Kittitas CountyMultifamily | Kittitas CountyMultifamilyHeat Central Gas Boiler | Kittitas CountyMultifamilyHeat Central Gas Boiler2 | Kittitas CountyMultifamilyHeat Central Gas Boiler2New | Kittitas CountyMultifamilyHeat Central Gas BoilerFederal Standard 2022 Boiler - 84% AFUENew | Kittitas CountyMultifamilyHeat Central Gas BoilerNew | Kittitas County | Multifamily | Heat Central Gas Boiler | 2 | Federal Standard 2022 Boiler - 84% AFUE | New | 85.39% | 85.39% | 85.39% | 85.39% | 85.39% | 85.39% | 85.39% | 85.39% | 85.39% | 85.39% | 85.39% | 85.39% | 85.39% | 85.39% | 85.39% | 85.39% | 85.39% | 85.39% | 85.39% | 85.39% | 85.39% | 85.39% | 85.39% | 85.39% | 85.39% | 85.39% | 85.39% | 85.39%
Kittitas CountyMultifamily - Highly Impacted | Kittitas CountyMultifamily - Highly ImpactedHeat Central Gas Boiler | Kittitas CountyMultifamily - Highly ImpactedHeat Central Gas Boiler2 | Kittitas CountyMultifamily - Highly ImpactedHeat Central Gas Boiler2Existing | Kittitas CountyMultifamily - Highly ImpactedHeat Central Gas BoilerFederal Standard 2022 Boiler - 84% AFUEExisting | Kittitas CountyMultifamily - Highly ImpactedHeat Central Gas BoilerExisting | Kittitas County | Multifamily - Highly Impacted | Heat Central Gas Boiler | 2 | Federal Standard 2022 Boiler - 84% AFUE | Existing | 25.71% | 25.71% | 25.71% | 25.71% | 25.71% | 25.71% | 25.71% | 25.71% | 25.71% | 25.71% | 25.71% | 25.71% | 25.71% | 25.71% | 25.71% | 25.71% | 25.71% | 25.71% | 25.71% | 25.71% | 25.71% | 25.71% | 25.71% | 25.71% | 25.71% | 25.71% | 25.71% | 25.71%
Kittitas CountyMultifamily - Highly Impacted | Kittitas CountyMultifamily - Highly ImpactedHeat Central Gas Boiler | Kittitas CountyMultifamily - Highly ImpactedHeat Central Gas Boiler2 | Kittitas CountyMultifamily - Highly ImpactedHeat Central Gas Boiler2New | Kittitas CountyMultifamily - Highly ImpactedHeat Central Gas BoilerFederal Standard 2022 Boiler - 84% AFUENew | Kittitas CountyMultifamily - Highly ImpactedHeat Central Gas BoilerNew | Kittitas County | Multifamily - Highly Impacted | Heat Central Gas Boiler | 2 | Federal Standard 2022 Boiler - 84% AFUE | New | 85.39% | 85.39% | 85.39% | 85.39% | 85.39% | 85.39% | 85.39% | 85.39% | 85.39% | 85.39% | 85.39% | 85.39% | 85.39% | 85.39% | 85.39% | 85.39% | 85.39% | 85.39% | 85.39% | 85.39% | 85.39% | 85.39% | 85.39% | 85.39% | 85.39% | 85.39% | 85.39% | 85.39%
Kittitas CountyManufactured | Kittitas CountyManufacturedHeat Central Gas Boiler | Kittitas CountyManufacturedHeat Central Gas Boiler2 | Kittitas CountyManufacturedHeat Central Gas Boiler2Existing | Kittitas CountyManufacturedHeat Central Gas BoilerFederal Standard 2022 Boiler - 84% AFUEExisting | Kittitas CountyManufacturedHeat Central Gas BoilerExisting | Kittitas County | Manufactured | Heat Central Gas Boiler | 2 | Federal Standard 2022 Boiler - 84% AFUE | Existing | 25.71% | 25.71% | 25.71% | 25.71% | 25.71% | 25.71% | 25.71% | 25.71% | 25.71% | 25.71% | 25.71% | 25.71% | 25.71% | 25.71% | 25.71% | 25.71% | 25.71% | 25.71% | 25.71% | 25.71% | 25.71% | 25.71% | 25.71% | 25.71% | 25.71% | 25.71% | 25.71% | 25.71%
Kittitas CountyManufactured | Kittitas CountyManufacturedHeat Central Gas Boiler | Kittitas CountyManufacturedHeat Central Gas Boiler2 | Kittitas CountyManufacturedHeat Central Gas Boiler2New | Kittitas CountyManufacturedHeat Central Gas BoilerFederal Standard 2022 Boiler - 84% AFUENew | Kittitas CountyManufacturedHeat Central Gas BoilerNew | Kittitas County | Manufactured | Heat Central Gas Boiler | 2 | Federal Standard 2022 Boiler - 84% AFUE | New | 85.39% | 85.39% | 85.39% | 85.39% | 85.39% | 85.39% | 85.39% | 85.39% | 85.39% | 85.39% | 85.39% | 85.39% | 85.39% | 85.39% | 85.39% | 85.39% | 85.39% | 85.39% | 85.39% | 85.39% | 85.39% | 85.39% | 85.39% | 85.39% | 85.39% | 85.39% | 85.39% | 85.39%
Kittitas CountyManufactured - Highly Impacted | Kittitas CountyManufactured - Highly ImpactedHeat Central Gas Boiler | Kittitas CountyManufactured - Highly ImpactedHeat Central Gas Boiler2 | Kittitas CountyManufactured - Highly ImpactedHeat Central Gas Boiler2Existing | Kittitas CountyManufactured - Highly ImpactedHeat Central Gas BoilerFederal Standard 2022 Boiler - 84% AFUEExisting | Kittitas CountyManufactured - Highly ImpactedHeat Central Gas BoilerExisting | Kittitas County | Manufactured - Highly Impacted | Heat Central Gas Boiler | 2 | Federal Standard 2022 Boiler - 84% AFUE | Existing | 25.71% | 25.71% | 25.71% | 25.71% | 25.71% | 25.71% | 25.71% | 25.71% | 25.71% | 25.71% | 25.71% | 25.71% | 25.71% | 25.71% | 25.71% | 25.71% | 25.71% | 25.71% | 25.71% | 25.71% | 25.71% | 25.71% | 25.71% | 25.71% | 25.71% | 25.71% | 25.71% | 25.71%
Kittitas CountyManufactured - Highly Impacted | Kittitas CountyManufactured - Highly ImpactedHeat Central Gas Boiler | Kittitas CountyManufactured - Highly ImpactedHeat Central Gas Boiler2 | Kittitas CountyManufactured - Highly ImpactedHeat Central Gas Boiler2New | Kittitas CountyManufactured - Highly ImpactedHeat Central Gas BoilerFederal Standard 2022 Boiler - 84% AFUENew | Kittitas CountyManufactured - Highly ImpactedHeat Central Gas BoilerNew | Kittitas County | Manufactured - Highly Impacted | Heat Central Gas Boiler | 2 | Federal Standard 2022 Boiler - 84% AFUE | New | 85.39% | 85.39% | 85.39% | 85.39% | 85.39% | 85.39% | 85.39% | 85.39% | 85.39% | 85.39% | 85.39% | 85.39% | 85.39% | 85.39% | 85.39% | 85.39% | 85.39% | 85.39% | 85.39% | 85.39% | 85.39% | 85.39% | 85.39% | 85.39% | 85.39% | 85.39% | 85.39% | 85.39%
Kittitas CountySingle Family | Kittitas CountySingle FamilyHeat Central Gas Boiler | Kittitas CountySingle FamilyHeat Central Gas Boiler3 | Kittitas CountySingle FamilyHeat Central Gas Boiler3Existing | Kittitas CountySingle FamilyHeat Central Gas BoilerMarket Standard BoilerExisting | Kittitas CountySingle FamilyHeat Central Gas BoilerExisting | Kittitas County | Single Family | Heat Central Gas Boiler | 3 | Market Standard Boiler | Existing | bar: 2023 to 2050
Kittitas CountySingle Family | Kittitas CountySingle FamilyHeat Central Gas Boiler | Kittitas CountySingle FamilyHeat Central Gas Boiler3 | Kittitas CountySingle FamilyHeat Central Gas Boiler3New | Kittitas CountySingle FamilyHeat Central Gas BoilerMarket Standard BoilerNew | Kittitas CountySingle FamilyHeat Central Gas BoilerNew | Kittitas County | Single Family | Heat Central Gas Boiler | 3 | Market Standard Boiler | New | bar: 2023 to 2050
Kittitas CountySingle Family - Highly Impacted | Kittitas CountySingle Family - Highly ImpactedHeat Central Gas Boiler | Kittitas CountySingle Family - Highly ImpactedHeat Central Gas Boiler3 | Kittitas CountySingle Family - Highly ImpactedHeat Central Gas Boiler3Existing | Kittitas CountySingle Family - Highly ImpactedHeat Central Gas BoilerMarket Standard BoilerExisting | Kittitas CountySingle Family - Highly ImpactedHeat Central Gas BoilerExisting | Kittitas County | Single Family - Highly Impacted | Heat Central Gas Boiler | 3 | Market Standard Boiler | Existing | bar: 2023 to 2050
Kittitas CountySingle Family - Highly Impacted | Kittitas CountySingle Family - Highly ImpactedHeat Central Gas Boiler | Kittitas CountySingle Family - Highly ImpactedHeat Central Gas Boiler3 | Kittitas CountySingle Family - Highly ImpactedHeat Central Gas Boiler3New | Kittitas CountySingle Family - Highly ImpactedHeat Central Gas BoilerMarket Standard BoilerNew | Kittitas CountySingle Family - Highly ImpactedHeat Central Gas BoilerNew | Kittitas County | Single Family - Highly Impacted | Heat Central Gas Boiler | 3 | Market Standard Boiler | New | bar: 2023 to 2050
Kittitas CountyMultifamily | Kittitas CountyMultifamilyHeat Central Gas Boiler | Kittitas CountyMultifamilyHeat Central Gas Boiler3 | Kittitas CountyMultifamilyHeat Central Gas Boiler3Existing | Kittitas CountyMultifamilyHeat Central Gas BoilerMarket Standard BoilerExisting | Kittitas CountyMultifamilyHeat Central Gas BoilerExisting | Kittitas County | Multifamily | Heat Central Gas Boiler | 3 | Market Standard Boiler | Existing | bar: 2023 to 2050
Kittitas CountyMultifamily | Kittitas CountyMultifamilyHeat Central Gas Boiler | Kittitas CountyMultifamilyHeat Central Gas Boiler3 | Kittitas CountyMultifamilyHeat Central Gas Boiler3New | Kittitas CountyMultifamilyHeat Central Gas BoilerMarket Standard BoilerNew | Kittitas CountyMultifamilyHeat Central Gas BoilerNew | Kittitas County | Multifamily | Heat Central Gas Boiler | 3 | Market Standard Boiler | New | bar: 2023 to 2050
Kittitas CountyMultifamily - Highly Impacted | Kittitas CountyMultifamily - Highly ImpactedHeat Central Gas Boiler | Kittitas CountyMultifamily - Highly ImpactedHeat Central Gas Boiler3 | Kittitas CountyMultifamily - Highly ImpactedHeat Central Gas Boiler3Existing | Kittitas CountyMultifamily - Highly ImpactedHeat Central Gas BoilerMarket Standard BoilerExisting | Kittitas CountyMultifamily - Highly ImpactedHeat Central Gas BoilerExisting | Kittitas County | Multifamily - Highly Impacted | Heat Central Gas Boiler | 3 | Market Standard Boiler | Existing | bar: 2023 to 2050
Kittitas CountyMultifamily - Highly Impacted | Kittitas CountyMultifamily - Highly ImpactedHeat Central Gas Boiler | Kittitas CountyMultifamily - Highly ImpactedHeat Central Gas Boiler3 | Kittitas CountyMultifamily - Highly ImpactedHeat Central Gas Boiler3New | Kittitas CountyMultifamily - Highly ImpactedHeat Central Gas BoilerMarket Standard BoilerNew | Kittitas CountyMultifamily - Highly ImpactedHeat Central Gas BoilerNew | Kittitas County | Multifamily - Highly Impacted | Heat Central Gas Boiler | 3 | Market Standard Boiler | New | bar: 2023 to 2050
Kittitas CountyManufactured | Kittitas CountyManufacturedHeat Central Gas Boiler | Kittitas CountyManufacturedHeat Central Gas Boiler3 | Kittitas CountyManufacturedHeat Central Gas Boiler3Existing | Kittitas CountyManufacturedHeat Central Gas BoilerMarket Standard BoilerExisting | Kittitas CountyManufacturedHeat Central Gas BoilerExisting | Kittitas County | Manufactured | Heat Central Gas Boiler | 3 | Market Standard Boiler | Existing | bar: 2023 to 2050
Kittitas CountyManufactured | Kittitas CountyManufacturedHeat Central Gas Boiler | Kittitas CountyManufacturedHeat Central Gas Boiler3 | Kittitas CountyManufacturedHeat Central Gas Boiler3New | Kittitas CountyManufacturedHeat Central Gas BoilerMarket Standard BoilerNew | Kittitas CountyManufacturedHeat Central Gas BoilerNew | Kittitas County | Manufactured | Heat Central Gas Boiler | 3 | Market Standard Boiler | New | bar: 2023 to 2050
Kittitas CountyManufactured - Highly Impacted | Kittitas CountyManufactured - Highly ImpactedHeat Central Gas Boiler | Kittitas CountyManufactured - Highly ImpactedHeat Central Gas Boiler3 | Kittitas CountyManufactured - Highly ImpactedHeat Central Gas Boiler3Existing | Kittitas CountyManufactured - Highly ImpactedHeat Central Gas BoilerMarket Standard BoilerExisting | Kittitas CountyManufactured - Highly ImpactedHeat Central Gas BoilerExisting | Kittitas County | Manufactured - Highly Impacted | Heat Central Gas Boiler | 3 | Market Standard Boiler | Existing | bar: 2023 to 2050
Kittitas CountyManufactured - Highly Impacted | Kittitas CountyManufactured - Highly ImpactedHeat Central Gas Boiler | Kittitas CountyManufactured - Highly ImpactedHeat Central Gas Boiler3 | Kittitas CountyManufactured - Highly ImpactedHeat Central Gas Boiler3New | Kittitas CountyManufactured - Highly ImpactedHeat Central Gas BoilerMarket Standard BoilerNew | Kittitas CountyManufactured - Highly ImpactedHeat Central Gas BoilerNew | Kittitas County | Manufactured - Highly Impacted | Heat Central Gas Boiler | 3 | Market Standard Boiler | New | bar: 2023 to 2050
Kittitas CountySingle Family | Kittitas CountySingle FamilyHeat Central Gas Boiler | Kittitas CountySingle FamilyHeat Central Gas Boiler4 | Kittitas CountySingle FamilyHeat Central Gas Boiler4Existing | Kittitas CountySingle FamilyHeat Central Gas BoilerAdvanced Efficiency Boiler - 93% AFUEExisting | Kittitas CountySingle FamilyHeat Central Gas BoilerExisting | Kittitas County | Single Family | Heat Central Gas Boiler | 4 | Advanced Efficiency Boiler - 93% AFUE | Existing | 9.29% | 9.29% | 9.29% | 9.29% | 9.29% | 9.29% | 9.29% | 9.29% | 9.29% | 9.29% | 9.29% | 9.29% | 9.29% | 9.29% | 9.29% | 9.29% | 9.29% | 9.29% | 9.29% | 9.29% | 9.29% | 9.29% | 9.29% | 9.29% | 9.29% | 9.29% | 9.29% | 9.29%
Kittitas CountySingle Family | Kittitas CountySingle FamilyHeat Central Gas Boiler | Kittitas CountySingle FamilyHeat Central Gas Boiler4 | Kittitas CountySingle FamilyHeat Central Gas Boiler4New | Kittitas CountySingle FamilyHeat Central Gas BoilerAdvanced Efficiency Boiler - 93% AFUENew | Kittitas CountySingle FamilyHeat Central Gas BoilerNew | Kittitas County | Single Family | Heat Central Gas Boiler | 4 | Advanced Efficiency Boiler - 93% AFUE | New | 9.29% | 9.29% | 9.29% | 9.29% | 9.29% | 9.29% | 9.29% | 9.29% | 9.29% | 9.29% | 9.29% | 9.29% | 9.29% | 9.29% | 9.29% | 9.29% | 9.29% | 9.29% | 9.29% | 9.29% | 9.29% | 9.29% | 9.29% | 9.29% | 9.29% | 9.29% | 9.29% | 9.29%
Kittitas CountySingle Family - Highly Impacted | Kittitas CountySingle Family - Highly ImpactedHeat Central Gas Boiler | Kittitas CountySingle Family - Highly ImpactedHeat Central Gas Boiler4 | Kittitas CountySingle Family - Highly ImpactedHeat Central Gas Boiler4Existing | Kittitas CountySingle Family - Highly ImpactedHeat Central Gas BoilerAdvanced Efficiency Boiler - 93% AFUEExisting | Kittitas CountySingle Family - Highly ImpactedHeat Central Gas BoilerExisting | Kittitas County | Single Family - Highly Impacted | Heat Central Gas Boiler | 4 | Advanced Efficiency Boiler - 93% AFUE | Existing | 9.29% | 9.29% | 9.29% | 9.29% | 9.29% | 9.29% | 9.29% | 9.29% | 9.29% | 9.29% | 9.29% | 9.29% | 9.29% | 9.29% | 9.29% | 9.29% | 9.29% | 9.29% | 9.29% | 9.29% | 9.29% | 9.29% | 9.29% | 9.29% | 9.29% | 9.29% | 9.29% | 9.29%
Kittitas CountySingle Family - Highly Impacted | Kittitas CountySingle Family - Highly ImpactedHeat Central Gas Boiler | Kittitas CountySingle Family - Highly ImpactedHeat Central Gas Boiler4 | Kittitas CountySingle Family - Highly ImpactedHeat Central Gas Boiler4New | Kittitas CountySingle Family - Highly ImpactedHeat Central Gas BoilerAdvanced Efficiency Boiler - 93% AFUENew | Kittitas CountySingle Family - Highly ImpactedHeat Central Gas BoilerNew | Kittitas County | Single Family - Highly Impacted | Heat Central Gas Boiler | 4 | Advanced Efficiency Boiler - 93% AFUE | New | 9.29% | 9.29% | 9.29% | 9.29% | 9.29% | 9.29% | 9.29% | 9.29% | 9.29% | 9.29% | 9.29% | 9.29% | 9.29% | 9.29% | 9.29% | 9.29% | 9.29% | 9.29% | 9.29% | 9.29% | 9.29% | 9.29% | 9.29% | 9.29% | 9.29% | 9.29% | 9.29% | 9.29%
Kittitas CountyMultifamily | Kittitas CountyMultifamilyHeat Central Gas Boiler | Kittitas CountyMultifamilyHeat Central Gas Boiler4 | Kittitas CountyMultifamilyHeat Central Gas Boiler4Existing | Kittitas CountyMultifamilyHeat Central Gas BoilerAdvanced Efficiency Boiler - 93% AFUEExisting | Kittitas CountyMultifamilyHeat Central Gas BoilerExisting | Kittitas County | Multifamily | Heat Central Gas Boiler | 4 | Advanced Efficiency Boiler - 93% AFUE | Existing | 9.29% | 9.29% | 9.29% | 9.29% | 9.29% | 9.29% | 9.29% | 9.29% | 9.29% | 9.29% | 9.29% | 9.29% | 9.29% | 9.29% | 9.29% | 9.29% | 9.29% | 9.29% | 9.29% | 9.29% | 9.29% | 9.29% | 9.29% | 9.29% | 9.29% | 9.29% | 9.29% | 9.29%
Kittitas CountyMultifamily | Kittitas CountyMultifamilyHeat Central Gas Boiler | Kittitas CountyMultifamilyHeat Central Gas Boiler4 | Kittitas CountyMultifamilyHeat Central Gas Boiler4New | Kittitas CountyMultifamilyHeat Central Gas BoilerAdvanced Efficiency Boiler - 93% AFUENew | Kittitas CountyMultifamilyHeat Central Gas BoilerNew | Kittitas County | Multifamily | Heat Central Gas Boiler | 4 | Advanced Efficiency Boiler - 93% AFUE | New | 9.29% | 9.29% | 9.29% | 9.29% | 9.29% | 9.29% | 9.29% | 9.29% | 9.29% | 9.29% | 9.29% | 9.29% | 9.29% | 9.29% | 9.29% | 9.29% | 9.29% | 9.29% | 9.29% | 9.29% | 9.29% | 9.29% | 9.29% | 9.29% | 9.29% | 9.29% | 9.29% | 9.29%
Kittitas CountyMultifamily - Highly Impacted | Kittitas CountyMultifamily - Highly ImpactedHeat Central Gas Boiler | Kittitas CountyMultifamily - Highly ImpactedHeat Central Gas Boiler4 | Kittitas CountyMultifamily - Highly ImpactedHeat Central Gas Boiler4Existing | Kittitas CountyMultifamily - Highly ImpactedHeat Central Gas BoilerAdvanced Efficiency Boiler - 93% AFUEExisting | Kittitas CountyMultifamily - Highly ImpactedHeat Central Gas BoilerExisting | Kittitas County | Multifamily - Highly Impacted | Heat Central Gas Boiler | 4 | Advanced Efficiency Boiler - 93% AFUE | Existing | 9.29% | 9.29% | 9.29% | 9.29% | 9.29% | 9.29% | 9.29% | 9.29% | 9.29% | 9.29% | 9.29% | 9.29% | 9.29% | 9.29% | 9.29% | 9.29% | 9.29% | 9.29% | 9.29% | 9.29% | 9.29% | 9.29% | 9.29% | 9.29% | 9.29% | 9.29% | 9.29% | 9.29%
Kittitas CountyMultifamily - Highly Impacted | Kittitas CountyMultifamily - Highly ImpactedHeat Central Gas Boiler | Kittitas CountyMultifamily - Highly ImpactedHeat Central Gas Boiler4 | Kittitas CountyMultifamily - Highly ImpactedHeat Central Gas Boiler4New | Kittitas CountyMultifamily - Highly ImpactedHeat Central Gas BoilerAdvanced Efficiency Boiler - 93% AFUENew | Kittitas CountyMultifamily - Highly ImpactedHeat Central Gas BoilerNew | Kittitas County | Multifamily - Highly Impacted | Heat Central Gas Boiler | 4 | Advanced Efficiency Boiler - 93% AFUE | New | 9.29% | 9.29% | 9.29% | 9.29% | 9.29% | 9.29% | 9.29% | 9.29% | 9.29% | 9.29% | 9.29% | 9.29% | 9.29% | 9.29% | 9.29% | 9.29% | 9.29% | 9.29% | 9.29% | 9.29% | 9.29% | 9.29% | 9.29% | 9.29% | 9.29% | 9.29% | 9.29% | 9.29%
Kittitas CountyManufactured | Kittitas CountyManufacturedHeat Central Gas Boiler | Kittitas CountyManufacturedHeat Central Gas Boiler4 | Kittitas CountyManufacturedHeat Central Gas Boiler4Existing | Kittitas CountyManufacturedHeat Central Gas BoilerAdvanced Efficiency Boiler - 93% AFUEExisting | Kittitas CountyManufacturedHeat Central Gas BoilerExisting | Kittitas County | Manufactured | Heat Central Gas Boiler | 4 | Advanced Efficiency Boiler - 93% AFUE | Existing | 9.29% | 9.29% | 9.29% | 9.29% | 9.29% | 9.29% | 9.29% | 9.29% | 9.29% | 9.29% | 9.29% | 9.29% | 9.29% | 9.29% | 9.29% | 9.29% | 9.29% | 9.29% | 9.29% | 9.29% | 9.29% | 9.29% | 9.29% | 9.29% | 9.29% | 9.29% | 9.29% | 9.29%
Kittitas CountyManufactured | Kittitas CountyManufacturedHeat Central Gas Boiler | Kittitas CountyManufacturedHeat Central Gas Boiler4 | Kittitas CountyManufacturedHeat Central Gas Boiler4New | Kittitas CountyManufacturedHeat Central Gas BoilerAdvanced Efficiency Boiler - 93% AFUENew | Kittitas CountyManufacturedHeat Central Gas BoilerNew | Kittitas County | Manufactured | Heat Central Gas Boiler | 4 | Advanced Efficiency Boiler - 93% AFUE | New | 9.29% | 9.29% | 9.29% | 9.29% | 9.29% | 9.29% | 9.29% | 9.29% | 9.29% | 9.29% | 9.29% | 9.29% | 9.29% | 9.29% | 9.29% | 9.29% | 9.29% | 9.29% | 9.29% | 9.29% | 9.29% | 9.29% | 9.29% | 9.29% | 9.29% | 9.29% | 9.29% | 9.29%
Kittitas CountyManufactured - Highly Impacted | Kittitas CountyManufactured - Highly ImpactedHeat Central Gas Boiler | Kittitas CountyManufactured - Highly ImpactedHeat Central Gas Boiler4 | Kittitas CountyManufactured - Highly ImpactedHeat Central Gas Boiler4Existing | Kittitas CountyManufactured - Highly ImpactedHeat Central Gas BoilerAdvanced Efficiency Boiler - 93% AFUEExisting | Kittitas CountyManufactured - Highly ImpactedHeat Central Gas BoilerExisting | Kittitas County | Manufactured - Highly Impacted | Heat Central Gas Boiler | 4 | Advanced Efficiency Boiler - 93% AFUE | Existing | 9.29% | 9.29% | 9.29% | 9.29% | 9.29% | 9.29% | 9.29% | 9.29% | 9.29% | 9.29% | 9.29% | 9.29% | 9.29% | 9.29% | 9.29% | 9.29% | 9.29% | 9.29% | 9.29% | 9.29% | 9.29% | 9.29% | 9.29% | 9.29% | 9.29% | 9.29% | 9.29% | 9.29%
Kittitas CountyManufactured - Highly Impacted | Kittitas CountyManufactured - Highly ImpactedHeat Central Gas Boiler | Kittitas CountyManufactured - Highly ImpactedHeat Central Gas Boiler4 | Kittitas CountyManufactured - Highly ImpactedHeat Central Gas Boiler4New | Kittitas CountyManufactured - Highly ImpactedHeat Central Gas BoilerAdvanced Efficiency Boiler - 93% AFUENew | Kittitas CountyManufactured - Highly ImpactedHeat Central Gas BoilerNew | Kittitas County | Manufactured - Highly Impacted | Heat Central Gas Boiler | 4 | Advanced Efficiency Boiler - 93% AFUE | New | 9.29% | 9.29% | 9.29% | 9.29% | 9.29% | 9.29% | 9.29% | 9.29% | 9.29% | 9.29% | 9.29% | 9.29% | 9.29% | 9.29% | 9.29% | 9.29% | 9.29% | 9.29% | 9.29% | 9.29% | 9.29% | 9.29% | 9.29% | 9.29% | 9.29% | 9.29% | 9.29% | 9.29%
Kittitas CountySingle Family | Kittitas CountySingle FamilyHeat Central Gas Boiler | Kittitas CountySingle FamilyHeat Central Gas Boiler5 | Kittitas CountySingle FamilyHeat Central Gas Boiler5Existing | Kittitas CountySingle FamilyHeat Central Gas BoilerPremium Efficiency Boiler - 95% AFUEExisting | Kittitas CountySingle FamilyHeat Central Gas BoilerExisting | Kittitas County | Single Family | Heat Central Gas Boiler | 5 | Premium Efficiency Boiler - 95% AFUE | Existing | 5.321% | 5.321% | 5.321% | 5.321% | 5.321% | 5.321% | 5.321% | 5.321% | 5.321% | 5.321% | 5.321% | 5.321% | 5.321% | 5.321% | 5.321% | 5.321% | 5.321% | 5.321% | 5.321% | 5.321% | 5.321% | 5.321% | 5.321% | 5.321% | 5.321% | 5.321% | 5.321% | 5.321%
Kittitas CountySingle Family | Kittitas CountySingle FamilyHeat Central Gas Boiler | Kittitas CountySingle FamilyHeat Central Gas Boiler5 | Kittitas CountySingle FamilyHeat Central Gas Boiler5New | Kittitas CountySingle FamilyHeat Central Gas BoilerPremium Efficiency Boiler - 95% AFUENew | Kittitas CountySingle FamilyHeat Central Gas BoilerNew | Kittitas County | Single Family | Heat Central Gas Boiler | 5 | Premium Efficiency Boiler - 95% AFUE | New | 5.321% | 5.321% | 5.321% | 5.321% | 5.321% | 5.321% | 5.321% | 5.321% | 5.321% | 5.321% | 5.321% | 5.321% | 5.321% | 5.321% | 5.321% | 5.321% | 5.321% | 5.321% | 5.321% | 5.321% | 5.321% | 5.321% | 5.321% | 5.321% | 5.321% | 5.321% | 5.321% | 5.321%
Kittitas CountySingle Family - Highly Impacted | Kittitas CountySingle Family - Highly ImpactedHeat Central Gas Boiler | Kittitas CountySingle Family - Highly ImpactedHeat Central Gas Boiler5 | Kittitas CountySingle Family - Highly ImpactedHeat Central Gas Boiler5Existing | Kittitas CountySingle Family - Highly ImpactedHeat Central Gas BoilerPremium Efficiency Boiler - 95% AFUEExisting | Kittitas CountySingle Family - Highly ImpactedHeat Central Gas BoilerExisting | Kittitas County | Single Family - Highly Impacted | Heat Central Gas Boiler | 5 | Premium Efficiency Boiler - 95% AFUE | Existing | 5.321% | 5.321% | 5.321% | 5.321% | 5.321% | 5.321% | 5.321% | 5.321% | 5.321% | 5.321% | 5.321% | 5.321% | 5.321% | 5.321% | 5.321% | 5.321% | 5.321% | 5.321% | 5.321% | 5.321% | 5.321% | 5.321% | 5.321% | 5.321% | 5.321% | 5.321% | 5.321% | 5.321%
Kittitas CountySingle Family - Highly Impacted | Kittitas CountySingle Family - Highly ImpactedHeat Central Gas Boiler | Kittitas CountySingle Family - Highly ImpactedHeat Central Gas Boiler5 | Kittitas CountySingle Family - Highly ImpactedHeat Central Gas Boiler5New | Kittitas CountySingle Family - Highly ImpactedHeat Central Gas BoilerPremium Efficiency Boiler - 95% AFUENew | Kittitas CountySingle Family - Highly ImpactedHeat Central Gas BoilerNew | Kittitas County | Single Family - Highly Impacted | Heat Central Gas Boiler | 5 | Premium Efficiency Boiler - 95% AFUE | New | 5.321% | 5.321% | 5.321% | 5.321% | 5.321% | 5.321% | 5.321% | 5.321% | 5.321% | 5.321% | 5.321% | 5.321% | 5.321% | 5.321% | 5.321% | 5.321% | 5.321% | 5.321% | 5.321% | 5.321% | 5.321% | 5.321% | 5.321% | 5.321% | 5.321% | 5.321% | 5.321% | 5.321%
Kittitas CountyMultifamily | Kittitas CountyMultifamilyHeat Central Gas Boiler | Kittitas CountyMultifamilyHeat Central Gas Boiler5 | Kittitas CountyMultifamilyHeat Central Gas Boiler5Existing | Kittitas CountyMultifamilyHeat Central Gas BoilerPremium Efficiency Boiler - 95% AFUEExisting | Kittitas CountyMultifamilyHeat Central Gas BoilerExisting | Kittitas County | Multifamily | Heat Central Gas Boiler | 5 | Premium Efficiency Boiler - 95% AFUE | Existing | 5.321% | 5.321% | 5.321% | 5.321% | 5.321% | 5.321% | 5.321% | 5.321% | 5.321% | 5.321% | 5.321% | 5.321% | 5.321% | 5.321% | 5.321% | 5.321% | 5.321% | 5.321% | 5.321% | 5.321% | 5.321% | 5.321% | 5.321% | 5.321% | 5.321% | 5.321% | 5.321% | 5.321%
Kittitas CountyMultifamily | Kittitas CountyMultifamilyHeat Central Gas Boiler | Kittitas CountyMultifamilyHeat Central Gas Boiler5 | Kittitas CountyMultifamilyHeat Central Gas Boiler5New | Kittitas CountyMultifamilyHeat Central Gas BoilerPremium Efficiency Boiler - 95% AFUENew | Kittitas CountyMultifamilyHeat Central Gas BoilerNew | Kittitas County | Multifamily | Heat Central Gas Boiler | 5 | Premium Efficiency Boiler - 95% AFUE | New | 5.321% | 5.321% | 5.321% | 5.321% | 5.321% | 5.321% | 5.321% | 5.321% | 5.321% | 5.321% | 5.321% | 5.321% | 5.321% | 5.321% | 5.321% | 5.321% | 5.321% | 5.321% | 5.321% | 5.321% | 5.321% | 5.321% | 5.321% | 5.321% | 5.321% | 5.321% | 5.321% | 5.321%
Kittitas CountyMultifamily - Highly Impacted | Kittitas CountyMultifamily - Highly ImpactedHeat Central Gas Boiler | Kittitas CountyMultifamily - Highly ImpactedHeat Central Gas Boiler5 | Kittitas CountyMultifamily - Highly ImpactedHeat Central Gas Boiler5Existing | Kittitas CountyMultifamily - Highly ImpactedHeat Central Gas BoilerPremium Efficiency Boiler - 95% AFUEExisting | Kittitas CountyMultifamily - Highly ImpactedHeat Central Gas BoilerExisting | Kittitas County | Multifamily - Highly Impacted | Heat Central Gas Boiler | 5 | Premium Efficiency Boiler - 95% AFUE | Existing | 5.321% | 5.321% | 5.321% | 5.321% | 5.321% | 5.321% | 5.321% | 5.321% | 5.321% | 5.321% | 5.321% | 5.321% | 5.321% | 5.321% | 5.321% | 5.321% | 5.321% | 5.321% | 5.321% | 5.321% | 5.321% | 5.321% | 5.321% | 5.321% | 5.321% | 5.321% | 5.321% | 5.321%
Kittitas CountyMultifamily - Highly Impacted | Kittitas CountyMultifamily - Highly ImpactedHeat Central Gas Boiler | Kittitas CountyMultifamily - Highly ImpactedHeat Central Gas Boiler5 | Kittitas CountyMultifamily - Highly ImpactedHeat Central Gas Boiler5New | Kittitas CountyMultifamily - Highly ImpactedHeat Central Gas BoilerPremium Efficiency Boiler - 95% AFUENew | Kittitas CountyMultifamily - Highly ImpactedHeat Central Gas BoilerNew | Kittitas County | Multifamily - Highly Impacted | Heat Central Gas Boiler | 5 | Premium Efficiency Boiler - 95% AFUE | New | 5.321% | 5.321% | 5.321% | 5.321% | 5.321% | 5.321% | 5.321% | 5.321% | 5.321% | 5.321% | 5.321% | 5.321% | 5.321% | 5.321% | 5.321% | 5.321% | 5.321% | 5.321% | 5.321% | 5.321% | 5.321% | 5.321% | 5.321% | 5.321% | 5.321% | 5.321% | 5.321% | 5.321%
Kittitas CountyManufactured | Kittitas CountyManufacturedHeat Central Gas Boiler | Kittitas CountyManufacturedHeat Central Gas Boiler5 | Kittitas CountyManufacturedHeat Central Gas Boiler5Existing | Kittitas CountyManufacturedHeat Central Gas BoilerPremium Efficiency Boiler - 95% AFUEExisting | Kittitas CountyManufacturedHeat Central Gas BoilerExisting | Kittitas County | Manufactured | Heat Central Gas Boiler | 5 | Premium Efficiency Boiler - 95% AFUE | Existing | 5.321% | 5.321% | 5.321% | 5.321% | 5.321% | 5.321% | 5.321% | 5.321% | 5.321% | 5.321% | 5.321% | 5.321% | 5.321% | 5.321% | 5.321% | 5.321% | 5.321% | 5.321% | 5.321% | 5.321% | 5.321% | 5.321% | 5.321% | 5.321% | 5.321% | 5.321% | 5.321% | 5.321%
Kittitas CountyManufactured | Kittitas CountyManufacturedHeat Central Gas Boiler | Kittitas CountyManufacturedHeat Central Gas Boiler5 | Kittitas CountyManufacturedHeat Central Gas Boiler5New | Kittitas CountyManufacturedHeat Central Gas BoilerPremium Efficiency Boiler - 95% AFUENew | Kittitas CountyManufacturedHeat Central Gas BoilerNew | Kittitas County | Manufactured | Heat Central Gas Boiler | 5 | Premium Efficiency Boiler - 95% AFUE | New | 5.321% | 5.321% | 5.321% | 5.321% | 5.321% | 5.321% | 5.321% | 5.321% | 5.321% | 5.321% | 5.321% | 5.321% | 5.321% | 5.321% | 5.321% | 5.321% | 5.321% | 5.321% | 5.321% | 5.321% | 5.321% | 5.321% | 5.321% | 5.321% | 5.321% | 5.321% | 5.321% | 5.321%
Kittitas CountyManufactured - Highly Impacted | Kittitas CountyManufactured - Highly ImpactedHeat Central Gas Boiler | Kittitas CountyManufactured - Highly ImpactedHeat Central Gas Boiler5 | Kittitas CountyManufactured - Highly ImpactedHeat Central Gas Boiler5Existing | Kittitas CountyManufactured - Highly ImpactedHeat Central Gas BoilerPremium Efficiency Boiler - 95% AFUEExisting | Kittitas CountyManufactured - Highly ImpactedHeat Central Gas BoilerExisting | Kittitas County | Manufactured - Highly Impacted | Heat Central Gas Boiler | 5 | Premium Efficiency Boiler - 95% AFUE | Existing | 5.321% | 5.321% | 5.321% | 5.321% | 5.321% | 5.321% | 5.321% | 5.321% | 5.321% | 5.321% | 5.321% | 5.321% | 5.321% | 5.321% | 5.321% | 5.321% | 5.321% | 5.321% | 5.321% | 5.321% | 5.321% | 5.321% | 5.321% | 5.321% | 5.321% | 5.321% | 5.321% | 5.321%
Kittitas CountyManufactured - Highly Impacted | Kittitas CountyManufactured - Highly ImpactedHeat Central Gas Boiler | Kittitas CountyManufactured - Highly ImpactedHeat Central Gas Boiler5 | Kittitas CountyManufactured - Highly ImpactedHeat Central Gas Boiler5New | Kittitas CountyManufactured - Highly ImpactedHeat Central Gas BoilerPremium Efficiency Boiler - 95% AFUENew | Kittitas CountyManufactured - Highly ImpactedHeat Central Gas BoilerNew | Kittitas County | Manufactured - Highly Impacted | Heat Central Gas Boiler | 5 | Premium Efficiency Boiler - 95% AFUE | New | 5.321% | 5.321% | 5.321% | 5.321% | 5.321% | 5.321% | 5.321% | 5.321% | 5.321% | 5.321% | 5.321% | 5.321% | 5.321% | 5.321% | 5.321% | 5.321% | 5.321% | 5.321% | 5.321% | 5.321% | 5.321% | 5.321% | 5.321% | 5.321% | 5.321% | 5.321% | 5.321% | 5.321%
Kittitas CountySingle Family | Kittitas CountySingle FamilyHeat Central Gas Furnace | Kittitas CountySingle FamilyHeat Central Gas Furnace1 | Kittitas CountySingle FamilyHeat Central Gas Furnace1Existing | Kittitas CountySingle FamilyHeat Central Gas FurnaceBelow Standard Furnace - 76% AFUE (Low Income)Existing | Kittitas CountySingle FamilyHeat Central Gas FurnaceExisting | Kittitas County | Single Family | Heat Central Gas Furnace | 1 | Below Standard Furnace - 76% AFUE (Low Income) | Existing | 5.295% | 5.295% | 5.295% | 5.295% | 5.295% | 5.295% | 5.295% | 5.295% | 5.295% | 5.295% | 5.295% | 5.295% | 5.295% | 5.295% | 5.295% | 5.295% | 5.295% | 5.295% | 5.295% | 5.295% | 5.295% | 5.295% | 5.295% | 5.295% | 5.295% | 5.295% | 5.295% | 5.295%
Kittitas CountySingle Family | Kittitas CountySingle FamilyHeat Central Gas Furnace | Kittitas CountySingle FamilyHeat Central Gas Furnace1 | Kittitas CountySingle FamilyHeat Central Gas Furnace1New | Kittitas CountySingle FamilyHeat Central Gas FurnaceBelow Standard Furnace - 76% AFUE (Low Income)New | Kittitas CountySingle FamilyHeat Central Gas FurnaceNew | Kittitas County | Single Family | Heat Central Gas Furnace | 1 | Below Standard Furnace - 76% AFUE (Low Income) | New | bar: 2023 to 2050
Kittitas CountySingle Family - Highly Impacted | Kittitas CountySingle Family - Highly ImpactedHeat Central Gas Furnace | Kittitas CountySingle Family - Highly ImpactedHeat Central Gas Furnace1 | Kittitas CountySingle Family - Highly ImpactedHeat Central Gas Furnace1Existing | Kittitas CountySingle Family - Highly ImpactedHeat Central Gas FurnaceBelow Standard Furnace - 76% AFUE (Low Income)Existing | Kittitas CountySingle Family - Highly ImpactedHeat Central Gas FurnaceExisting | Kittitas County | Single Family - Highly Impacted | Heat Central Gas Furnace | 1 | Below Standard Furnace - 76% AFUE (Low Income) | Existing | 5.295% | 5.295% | 5.295% | 5.295% | 5.295% | 5.295% | 5.295% | 5.295% | 5.295% | 5.295% | 5.295% | 5.295% | 5.295% | 5.295% | 5.295% | 5.295% | 5.295% | 5.295% | 5.295% | 5.295% | 5.295% | 5.295% | 5.295% | 5.295% | 5.295% | 5.295% | 5.295% | 5.295%
Kittitas CountySingle Family - Highly Impacted | Kittitas CountySingle Family - Highly ImpactedHeat Central Gas Furnace | Kittitas CountySingle Family - Highly ImpactedHeat Central Gas Furnace1 | Kittitas CountySingle Family - Highly ImpactedHeat Central Gas Furnace1New | Kittitas CountySingle Family - Highly ImpactedHeat Central Gas FurnaceBelow Standard Furnace - 76% AFUE (Low Income)New | Kittitas CountySingle Family - Highly ImpactedHeat Central Gas FurnaceNew | Kittitas County | Single Family - Highly Impacted | Heat Central Gas Furnace | 1 | Below Standard Furnace - 76% AFUE (Low Income) | New | bar: 2023 to 2050
Kittitas CountyMultifamily | Kittitas CountyMultifamilyHeat Central Gas Furnace | Kittitas CountyMultifamilyHeat Central Gas Furnace1 | Kittitas CountyMultifamilyHeat Central Gas Furnace1Existing | Kittitas CountyMultifamilyHeat Central Gas FurnaceBelow Standard Furnace - 76% AFUE (Low Income)Existing | Kittitas CountyMultifamilyHeat Central Gas FurnaceExisting | Kittitas County | Multifamily | Heat Central Gas Furnace | 1 | Below Standard Furnace - 76% AFUE (Low Income) | Existing | 5.295% | 5.295% | 5.295% | 5.295% | 5.295% | 5.295% | 5.295% | 5.295% | 5.295% | 5.295% | 5.295% | 5.295% | 5.295% | 5.295% | 5.295% | 5.295% | 5.295% | 5.295% | 5.295% | 5.295% | 5.295% | 5.295% | 5.295% | 5.295% | 5.295% | 5.295% | 5.295% | 5.295%
Kittitas CountyMultifamily | Kittitas CountyMultifamilyHeat Central Gas Furnace | Kittitas CountyMultifamilyHeat Central Gas Furnace1 | Kittitas CountyMultifamilyHeat Central Gas Furnace1New | Kittitas CountyMultifamilyHeat Central Gas FurnaceBelow Standard Furnace - 76% AFUE (Low Income)New | Kittitas CountyMultifamilyHeat Central Gas FurnaceNew | Kittitas County | Multifamily | Heat Central Gas Furnace | 1 | Below Standard Furnace - 76% AFUE (Low Income) | New | bar: 2023 to 2050
Kittitas CountyMultifamily - Highly Impacted | Kittitas CountyMultifamily - Highly ImpactedHeat Central Gas Furnace | Kittitas CountyMultifamily - Highly ImpactedHeat Central Gas Furnace1 | Kittitas CountyMultifamily - Highly ImpactedHeat Central Gas Furnace1Existing | Kittitas CountyMultifamily - Highly ImpactedHeat Central Gas FurnaceBelow Standard Furnace - 76% AFUE (Low Income)Existing | Kittitas CountyMultifamily - Highly ImpactedHeat Central Gas FurnaceExisting | Kittitas County | Multifamily - Highly Impacted | Heat Central Gas Furnace | 1 | Below Standard Furnace - 76% AFUE (Low Income) | Existing | 5.295% | 5.295% | 5.295% | 5.295% | 5.295% | 5.295% | 5.295% | 5.295% | 5.295% | 5.295% | 5.295% | 5.295% | 5.295% | 5.295% | 5.295% | 5.295% | 5.295% | 5.295% | 5.295% | 5.295% | 5.295% | 5.295% | 5.295% | 5.295% | 5.295% | 5.295% | 5.295% | 5.295%
Kittitas CountyMultifamily - Highly Impacted | Kittitas CountyMultifamily - Highly ImpactedHeat Central Gas Furnace | Kittitas CountyMultifamily - Highly ImpactedHeat Central Gas Furnace1 | Kittitas CountyMultifamily - Highly ImpactedHeat Central Gas Furnace1New | Kittitas CountyMultifamily - Highly ImpactedHeat Central Gas FurnaceBelow Standard Furnace - 76% AFUE (Low Income)New | Kittitas CountyMultifamily - Highly ImpactedHeat Central Gas FurnaceNew | Kittitas County | Multifamily - Highly Impacted | Heat Central Gas Furnace | 1 | Below Standard Furnace - 76% AFUE (Low Income) | New | bar: 2023 to 2050
Kittitas CountyManufactured | Kittitas CountyManufacturedHeat Central Gas Furnace | Kittitas CountyManufacturedHeat Central Gas Furnace1 | Kittitas CountyManufacturedHeat Central Gas Furnace1Existing | Kittitas CountyManufacturedHeat Central Gas FurnaceBelow Standard Furnace - 76% AFUE (Low Income)Existing | Kittitas CountyManufacturedHeat Central Gas FurnaceExisting | Kittitas County | Manufactured | Heat Central Gas Furnace | 1 | Below Standard Furnace - 76% AFUE (Low Income) | Existing | 5.295% | 5.295% | 5.295% | 5.295% | 5.295% | 5.295% | 5.295% | 5.295% | 5.295% | 5.295% | 5.295% | 5.295% | 5.295% | 5.295% | 5.295% | 5.295% | 5.295% | 5.295% | 5.295% | 5.295% | 5.295% | 5.295% | 5.295% | 5.295% | 5.295% | 5.295% | 5.295% | 5.295%
Kittitas CountyManufactured | Kittitas CountyManufacturedHeat Central Gas Furnace | Kittitas CountyManufacturedHeat Central Gas Furnace1 | Kittitas CountyManufacturedHeat Central Gas Furnace1New | Kittitas CountyManufacturedHeat Central Gas FurnaceBelow Standard Furnace - 76% AFUE (Low Income)New | Kittitas CountyManufacturedHeat Central Gas FurnaceNew | Kittitas County | Manufactured | Heat Central Gas Furnace | 1 | Below Standard Furnace - 76% AFUE (Low Income) | New | bar: 2023 to 2050
Kittitas CountyManufactured - Highly Impacted | Kittitas CountyManufactured - Highly ImpactedHeat Central Gas Furnace | Kittitas CountyManufactured - Highly ImpactedHeat Central Gas Furnace1 | Kittitas CountyManufactured - Highly ImpactedHeat Central Gas Furnace1Existing | Kittitas CountyManufactured - Highly ImpactedHeat Central Gas FurnaceBelow Standard Furnace - 76% AFUE (Low Income)Existing | Kittitas CountyManufactured - Highly ImpactedHeat Central Gas FurnaceExisting | Kittitas County | Manufactured - Highly Impacted | Heat Central Gas Furnace | 1 | Below Standard Furnace - 76% AFUE (Low Income) | Existing | 5.295% | 5.295% | 5.295% | 5.295% | 5.295% | 5.295% | 5.295% | 5.295% | 5.295% | 5.295% | 5.295% | 5.295% | 5.295% | 5.295% | 5.295% | 5.295% | 5.295% | 5.295% | 5.295% | 5.295% | 5.295% | 5.295% | 5.295% | 5.295% | 5.295% | 5.295% | 5.295% | 5.295%
Kittitas CountyManufactured - Highly Impacted | Kittitas CountyManufactured - Highly ImpactedHeat Central Gas Furnace | Kittitas CountyManufactured - Highly ImpactedHeat Central Gas Furnace1 | Kittitas CountyManufactured - Highly ImpactedHeat Central Gas Furnace1New | Kittitas CountyManufactured - Highly ImpactedHeat Central Gas FurnaceBelow Standard Furnace - 76% AFUE (Low Income)New | Kittitas CountyManufactured - Highly ImpactedHeat Central Gas FurnaceNew | Kittitas County | Manufactured - Highly Impacted | Heat Central Gas Furnace | 1 | Below Standard Furnace - 76% AFUE (Low Income) | New | bar: 2023 to 2050
Kittitas CountySingle Family | Kittitas CountySingle FamilyHeat Central Gas Furnace | Kittitas CountySingle FamilyHeat Central Gas Furnace2 | Kittitas CountySingle FamilyHeat Central Gas Furnace2Existing | Kittitas CountySingle FamilyHeat Central Gas FurnaceFederal Standard 2016 Furnace - 80% AFUEExisting | Kittitas CountySingle FamilyHeat Central Gas FurnaceExisting | Kittitas County | Single Family | Heat Central Gas Furnace | 2 | Federal Standard 2016 Furnace - 80% AFUE | Existing | 54.88% | 54.88% | 54.88% | 54.88% | 54.88% | 54.88% | 54.88% | 54.88% | 54.88% | 54.88% | 54.88% | 54.88% | 54.88% | 54.88% | 54.88% | 54.88% | 54.88% | 54.88% | 54.88% | 54.88% | 54.88% | 54.88% | 54.88% | 54.88% | 54.88% | 54.88% | 54.88% | 54.88%
Kittitas CountySingle Family | Kittitas CountySingle FamilyHeat Central Gas Furnace | Kittitas CountySingle FamilyHeat Central Gas Furnace2 | Kittitas CountySingle FamilyHeat Central Gas Furnace2New | Kittitas CountySingle FamilyHeat Central Gas FurnaceFederal Standard 2016 Furnace - 80% AFUENew | Kittitas CountySingle FamilyHeat Central Gas FurnaceNew | Kittitas County | Single Family | Heat Central Gas Furnace | 2 | Federal Standard 2016 Furnace - 80% AFUE | New | bar: 2023 to 2050
Kittitas CountySingle Family - Highly Impacted | Kittitas CountySingle Family - Highly ImpactedHeat Central Gas Furnace | Kittitas CountySingle Family - Highly ImpactedHeat Central Gas Furnace2 | Kittitas CountySingle Family - Highly ImpactedHeat Central Gas Furnace2Existing | Kittitas CountySingle Family - Highly ImpactedHeat Central Gas FurnaceFederal Standard 2016 Furnace - 80% AFUEExisting | Kittitas CountySingle Family - Highly ImpactedHeat Central Gas FurnaceExisting | Kittitas County | Single Family - Highly Impacted | Heat Central Gas Furnace | 2 | Federal Standard 2016 Furnace - 80% AFUE | Existing | 54.88% | 54.88% | 54.88% | 54.88% | 54.88% | 54.88% | 54.88% | 54.88% | 54.88% | 54.88% | 54.88% | 54.88% | 54.88% | 54.88% | 54.88% | 54.88% | 54.88% | 54.88% | 54.88% | 54.88% | 54.88% | 54.88% | 54.88% | 54.88% | 54.88% | 54.88% | 54.88% | 54.88%
Kittitas CountySingle Family - Highly Impacted | Kittitas CountySingle Family - Highly ImpactedHeat Central Gas Furnace | Kittitas CountySingle Family - Highly ImpactedHeat Central Gas Furnace2 | Kittitas CountySingle Family - Highly ImpactedHeat Central Gas Furnace2New | Kittitas CountySingle Family - Highly ImpactedHeat Central Gas FurnaceFederal Standard 2016 Furnace - 80% AFUENew | Kittitas CountySingle Family - Highly ImpactedHeat Central Gas FurnaceNew | Kittitas County | Single Family - Highly Impacted | Heat Central Gas Furnace | 2 | Federal Standard 2016 Furnace - 80% AFUE | New | bar: 2023 to 2050
Kittitas CountyMultifamily | Kittitas CountyMultifamilyHeat Central Gas Furnace | Kittitas CountyMultifamilyHeat Central Gas Furnace2 | Kittitas CountyMultifamilyHeat Central Gas Furnace2Existing | Kittitas CountyMultifamilyHeat Central Gas FurnaceFederal Standard 2016 Furnace - 80% AFUEExisting | Kittitas CountyMultifamilyHeat Central Gas FurnaceExisting | Kittitas County | Multifamily | Heat Central Gas Furnace | 2 | Federal Standard 2016 Furnace - 80% AFUE | Existing | 54.88% | 54.88% | 54.88% | 54.88% | 54.88% | 54.88% | 54.88% | 54.88% | 54.88% | 54.88% | 54.88% | 54.88% | 54.88% | 54.88% | 54.88% | 54.88% | 54.88% | 54.88% | 54.88% | 54.88% | 54.88% | 54.88% | 54.88% | 54.88% | 54.88% | 54.88% | 54.88% | 54.88%
Kittitas CountyMultifamily | Kittitas CountyMultifamilyHeat Central Gas Furnace | Kittitas CountyMultifamilyHeat Central Gas Furnace2 | Kittitas CountyMultifamilyHeat Central Gas Furnace2New | Kittitas CountyMultifamilyHeat Central Gas FurnaceFederal Standard 2016 Furnace - 80% AFUENew | Kittitas CountyMultifamilyHeat Central Gas FurnaceNew | Kittitas County | Multifamily | Heat Central Gas Furnace | 2 | Federal Standard 2016 Furnace - 80% AFUE | New | bar: 2023 to 2050
Kittitas CountyMultifamily - Highly Impacted | Kittitas CountyMultifamily - Highly ImpactedHeat Central Gas Furnace | Kittitas CountyMultifamily - Highly ImpactedHeat Central Gas Furnace2 | Kittitas CountyMultifamily - Highly ImpactedHeat Central Gas Furnace2Existing | Kittitas CountyMultifamily - Highly ImpactedHeat Central Gas FurnaceFederal Standard 2016 Furnace - 80% AFUEExisting | Kittitas CountyMultifamily - Highly ImpactedHeat Central Gas FurnaceExisting | Kittitas County | Multifamily - Highly Impacted | Heat Central Gas Furnace | 2 | Federal Standard 2016 Furnace - 80% AFUE | Existing | 54.88% | 54.88% | 54.88% | 54.88% | 54.88% | 54.88% | 54.88% | 54.88% | 54.88% | 54.88% | 54.88% | 54.88% | 54.88% | 54.88% | 54.88% | 54.88% | 54.88% | 54.88% | 54.88% | 54.88% | 54.88% | 54.88% | 54.88% | 54.88% | 54.88% | 54.88% | 54.88% | 54.88%
Kittitas CountyMultifamily - Highly Impacted | Kittitas CountyMultifamily - Highly ImpactedHeat Central Gas Furnace | Kittitas CountyMultifamily - Highly ImpactedHeat Central Gas Furnace2 | Kittitas CountyMultifamily - Highly ImpactedHeat Central Gas Furnace2New | Kittitas CountyMultifamily - Highly ImpactedHeat Central Gas FurnaceFederal Standard 2016 Furnace - 80% AFUENew | Kittitas CountyMultifamily - Highly ImpactedHeat Central Gas FurnaceNew | Kittitas County | Multifamily - Highly Impacted | Heat Central Gas Furnace | 2 | Federal Standard 2016 Furnace - 80% AFUE | New | bar: 2023 to 2050
Kittitas CountyManufactured | Kittitas CountyManufacturedHeat Central Gas Furnace | Kittitas CountyManufacturedHeat Central Gas Furnace2 | Kittitas CountyManufacturedHeat Central Gas Furnace2Existing | Kittitas CountyManufacturedHeat Central Gas FurnaceFederal Standard 2016 Furnace - 80% AFUEExisting | Kittitas CountyManufacturedHeat Central Gas FurnaceExisting | Kittitas County | Manufactured | Heat Central Gas Furnace | 2 | Federal Standard 2016 Furnace - 80% AFUE | Existing | 54.88% | 54.88% | 54.88% | 54.88% | 54.88% | 54.88% | 54.88% | 54.88% | 54.88% | 54.88% | 54.88% | 54.88% | 54.88% | 54.88% | 54.88% | 54.88% | 54.88% | 54.88% | 54.88% | 54.88% | 54.88% | 54.88% | 54.88% | 54.88% | 54.88% | 54.88% | 54.88% | 54.88%
Kittitas CountyManufactured | Kittitas CountyManufacturedHeat Central Gas Furnace | Kittitas CountyManufacturedHeat Central Gas Furnace2 | Kittitas CountyManufacturedHeat Central Gas Furnace2New | Kittitas CountyManufacturedHeat Central Gas FurnaceFederal Standard 2016 Furnace - 80% AFUENew | Kittitas CountyManufacturedHeat Central Gas FurnaceNew | Kittitas County | Manufactured | Heat Central Gas Furnace | 2 | Federal Standard 2016 Furnace - 80% AFUE | New | bar: 2023 to 2050
Kittitas CountyManufactured - Highly Impacted | Kittitas CountyManufactured - Highly ImpactedHeat Central Gas Furnace | Kittitas CountyManufactured - Highly ImpactedHeat Central Gas Furnace2 | Kittitas CountyManufactured - Highly ImpactedHeat Central Gas Furnace2Existing | Kittitas CountyManufactured - Highly ImpactedHeat Central Gas FurnaceFederal Standard 2016 Furnace - 80% AFUEExisting | Kittitas CountyManufactured - Highly ImpactedHeat Central Gas FurnaceExisting | Kittitas County | Manufactured - Highly Impacted | Heat Central Gas Furnace | 2 | Federal Standard 2016 Furnace - 80% AFUE | Existing | 54.88% | 54.88% | 54.88% | 54.88% | 54.88% | 54.88% | 54.88% | 54.88% | 54.88% | 54.88% | 54.88% | 54.88% | 54.88% | 54.88% | 54.88% | 54.88% | 54.88% | 54.88% | 54.88% | 54.88% | 54.88% | 54.88% | 54.88% | 54.88% | 54.88% | 54.88% | 54.88% | 54.88%
Kittitas CountyManufactured - Highly Impacted | Kittitas CountyManufactured - Highly ImpactedHeat Central Gas Furnace | Kittitas CountyManufactured - Highly ImpactedHeat Central Gas Furnace2 | Kittitas CountyManufactured - Highly ImpactedHeat Central Gas Furnace2New | Kittitas CountyManufactured - Highly ImpactedHeat Central Gas FurnaceFederal Standard 2016 Furnace - 80% AFUENew | Kittitas CountyManufactured - Highly ImpactedHeat Central Gas FurnaceNew | Kittitas County | Manufactured - Highly Impacted | Heat Central Gas Furnace | 2 | Federal Standard 2016 Furnace - 80% AFUE | New | bar: 2023 to 2050
Kittitas CountySingle Family | Kittitas CountySingle FamilyHeat Central Gas Furnace | Kittitas CountySingle FamilyHeat Central Gas Furnace3 | Kittitas CountySingle FamilyHeat Central Gas Furnace3Existing | Kittitas CountySingle FamilyHeat Central Gas FurnaceMarket Standard FurnaceExisting | Kittitas CountySingle FamilyHeat Central Gas FurnaceExisting | Kittitas County | Single Family | Heat Central Gas Furnace | 3 | Market Standard Furnace | Existing | bar: 2023 to 2050
Kittitas CountySingle Family | Kittitas CountySingle FamilyHeat Central Gas Furnace | Kittitas CountySingle FamilyHeat Central Gas Furnace3 | Kittitas CountySingle FamilyHeat Central Gas Furnace3New | Kittitas CountySingle FamilyHeat Central Gas FurnaceMarket Standard FurnaceNew | Kittitas CountySingle FamilyHeat Central Gas FurnaceNew | Kittitas County | Single Family | Heat Central Gas Furnace | 3 | Market Standard Furnace | New | bar: 2023 to 2050
Kittitas CountySingle Family - Highly Impacted | Kittitas CountySingle Family - Highly ImpactedHeat Central Gas Furnace | Kittitas CountySingle Family - Highly ImpactedHeat Central Gas Furnace3 | Kittitas CountySingle Family - Highly ImpactedHeat Central Gas Furnace3Existing | Kittitas CountySingle Family - Highly ImpactedHeat Central Gas FurnaceMarket Standard FurnaceExisting | Kittitas CountySingle Family - Highly ImpactedHeat Central Gas FurnaceExisting | Kittitas County | Single Family - Highly Impacted | Heat Central Gas Furnace | 3 | Market Standard Furnace | Existing | bar: 2023 to 2050
Kittitas CountySingle Family - Highly Impacted | Kittitas CountySingle Family - Highly ImpactedHeat Central Gas Furnace | Kittitas CountySingle Family - Highly ImpactedHeat Central Gas Furnace3 | Kittitas CountySingle Family - Highly ImpactedHeat Central Gas Furnace3New | Kittitas CountySingle Family - Highly ImpactedHeat Central Gas FurnaceMarket Standard FurnaceNew | Kittitas CountySingle Family - Highly ImpactedHeat Central Gas FurnaceNew | Kittitas County | Single Family - Highly Impacted | Heat Central Gas Furnace | 3 | Market Standard Furnace | New | bar: 2023 to 2050
Kittitas CountyMultifamily | Kittitas CountyMultifamilyHeat Central Gas Furnace | Kittitas CountyMultifamilyHeat Central Gas Furnace3 | Kittitas CountyMultifamilyHeat Central Gas Furnace3Existing | Kittitas CountyMultifamilyHeat Central Gas FurnaceMarket Standard FurnaceExisting | Kittitas CountyMultifamilyHeat Central Gas FurnaceExisting | Kittitas County | Multifamily | Heat Central Gas Furnace | 3 | Market Standard Furnace | Existing | bar: 2023 to 2050
Kittitas CountyMultifamily | Kittitas CountyMultifamilyHeat Central Gas Furnace | Kittitas CountyMultifamilyHeat Central Gas Furnace3 | Kittitas CountyMultifamilyHeat Central Gas Furnace3New | Kittitas CountyMultifamilyHeat Central Gas FurnaceMarket Standard FurnaceNew | Kittitas CountyMultifamilyHeat Central Gas FurnaceNew | Kittitas County | Multifamily | Heat Central Gas Furnace | 3 | Market Standard Furnace | New | bar: 2023 to 2050
Kittitas CountyMultifamily - Highly Impacted | Kittitas CountyMultifamily - Highly ImpactedHeat Central Gas Furnace | Kittitas CountyMultifamily - Highly ImpactedHeat Central Gas Furnace3 | Kittitas CountyMultifamily - Highly ImpactedHeat Central Gas Furnace3Existing | Kittitas CountyMultifamily - Highly ImpactedHeat Central Gas FurnaceMarket Standard FurnaceExisting | Kittitas CountyMultifamily - Highly ImpactedHeat Central Gas FurnaceExisting | Kittitas County | Multifamily - Highly Impacted | Heat Central Gas Furnace | 3 | Market Standard Furnace | Existing | bar: 2023 to 2050
Kittitas CountyMultifamily - Highly Impacted | Kittitas CountyMultifamily - Highly ImpactedHeat Central Gas Furnace | Kittitas CountyMultifamily - Highly ImpactedHeat Central Gas Furnace3 | Kittitas CountyMultifamily - Highly ImpactedHeat Central Gas Furnace3New | Kittitas CountyMultifamily - Highly ImpactedHeat Central Gas FurnaceMarket Standard FurnaceNew | Kittitas CountyMultifamily - Highly ImpactedHeat Central Gas FurnaceNew | Kittitas County | Multifamily - Highly Impacted | Heat Central Gas Furnace | 3 | Market Standard Furnace | New | bar: 2023 to 2050
Kittitas CountyManufactured | Kittitas CountyManufacturedHeat Central Gas Furnace | Kittitas CountyManufacturedHeat Central Gas Furnace3 | Kittitas CountyManufacturedHeat Central Gas Furnace3Existing | Kittitas CountyManufacturedHeat Central Gas FurnaceMarket Standard FurnaceExisting | Kittitas CountyManufacturedHeat Central Gas FurnaceExisting | Kittitas County | Manufactured | Heat Central Gas Furnace | 3 | Market Standard Furnace | Existing | bar: 2023 to 2050
Kittitas CountyManufactured | Kittitas CountyManufacturedHeat Central Gas Furnace | Kittitas CountyManufacturedHeat Central Gas Furnace3 | Kittitas CountyManufacturedHeat Central Gas Furnace3New | Kittitas CountyManufacturedHeat Central Gas FurnaceMarket Standard FurnaceNew | Kittitas CountyManufacturedHeat Central Gas FurnaceNew | Kittitas County | Manufactured | Heat Central Gas Furnace | 3 | Market Standard Furnace | New | bar: 2023 to 2050
Kittitas CountyManufactured - Highly Impacted | Kittitas CountyManufactured - Highly ImpactedHeat Central Gas Furnace | Kittitas CountyManufactured - Highly ImpactedHeat Central Gas Furnace3 | Kittitas CountyManufactured - Highly ImpactedHeat Central Gas Furnace3Existing | Kittitas CountyManufactured - Highly ImpactedHeat Central Gas FurnaceMarket Standard FurnaceExisting | Kittitas CountyManufactured - Highly ImpactedHeat Central Gas FurnaceExisting | Kittitas County | Manufactured - Highly Impacted | Heat Central Gas Furnace | 3 | Market Standard Furnace | Existing | bar: 2023 to 2050
Kittitas CountyManufactured - Highly Impacted | Kittitas CountyManufactured - Highly ImpactedHeat Central Gas Furnace | Kittitas CountyManufactured - Highly ImpactedHeat Central Gas Furnace3 | Kittitas CountyManufactured - Highly ImpactedHeat Central Gas Furnace3New | Kittitas CountyManufactured - Highly ImpactedHeat Central Gas FurnaceMarket Standard FurnaceNew | Kittitas CountyManufactured - Highly ImpactedHeat Central Gas FurnaceNew | Kittitas County | Manufactured - Highly Impacted | Heat Central Gas Furnace | 3 | Market Standard Furnace | New | bar: 2023 to 2050
Kittitas CountySingle Family | Kittitas CountySingle FamilyHeat Central Gas Furnace | Kittitas CountySingle FamilyHeat Central Gas Furnace4 | Kittitas CountySingle FamilyHeat Central Gas Furnace4Existing | Kittitas CountySingle FamilyHeat Central Gas FurnaceENERGY STAR Furnace - 95% AFUEExisting | Kittitas CountySingle FamilyHeat Central Gas FurnaceExisting | Kittitas County | Single Family | Heat Central Gas Furnace | 4 | ENERGY STAR Furnace - 95% AFUE | Existing | 36.81% | 36.81% | 36.81% | 36.81% | 36.81% | 36.81% | 36.81% | 36.81% | 36.81% | 36.81% | 36.81% | 36.81% | 36.81% | 36.81% | 36.81% | 36.81% | 36.81% | 36.81% | 36.81% | 36.81% | 36.81% | 36.81% | 36.81% | 36.81% | 36.81% | 36.81% | 36.81% | 36.81%
Kittitas CountySingle Family | Kittitas CountySingle FamilyHeat Central Gas Furnace | Kittitas CountySingle FamilyHeat Central Gas Furnace4 | Kittitas CountySingle FamilyHeat Central Gas Furnace4New | Kittitas CountySingle FamilyHeat Central Gas FurnaceENERGY STAR Furnace - 95% AFUENew | Kittitas CountySingle FamilyHeat Central Gas FurnaceNew | Kittitas County | Single Family | Heat Central Gas Furnace | 4 | ENERGY STAR Furnace - 95% AFUE | New | 85.68% | 85.68% | 85.68% | 85.68% | 85.68% | 85.68% | 85.68% | 85.68% | 85.68% | 85.68% | 85.68% | 85.68% | 85.68% | 85.68% | 85.68% | 85.68% | 85.68% | 85.68% | 85.68% | 85.68% | 85.68% | 85.68% | 85.68% | 85.68% | 85.68% | 85.68% | 85.68% | 85.68%
Kittitas CountySingle Family - Highly Impacted | Kittitas CountySingle Family - Highly ImpactedHeat Central Gas Furnace | Kittitas CountySingle Family - Highly ImpactedHeat Central Gas Furnace4 | Kittitas CountySingle Family - Highly ImpactedHeat Central Gas Furnace4Existing | Kittitas CountySingle Family - Highly ImpactedHeat Central Gas FurnaceENERGY STAR Furnace - 95% AFUEExisting | Kittitas CountySingle Family - Highly ImpactedHeat Central Gas FurnaceExisting | Kittitas County | Single Family - Highly Impacted | Heat Central Gas Furnace | 4 | ENERGY STAR Furnace - 95% AFUE | Existing | 36.81% | 36.81% | 36.81% | 36.81% | 36.81% | 36.81% | 36.81% | 36.81% | 36.81% | 36.81% | 36.81% | 36.81% | 36.81% | 36.81% | 36.81% | 36.81% | 36.81% | 36.81% | 36.81% | 36.81% | 36.81% | 36.81% | 36.81% | 36.81% | 36.81% | 36.81% | 36.81% | 36.81%
Kittitas CountySingle Family - Highly Impacted | Kittitas CountySingle Family - Highly ImpactedHeat Central Gas Furnace | Kittitas CountySingle Family - Highly ImpactedHeat Central Gas Furnace4 | Kittitas CountySingle Family - Highly ImpactedHeat Central Gas Furnace4New | Kittitas CountySingle Family - Highly ImpactedHeat Central Gas FurnaceENERGY STAR Furnace - 95% AFUENew | Kittitas CountySingle Family - Highly ImpactedHeat Central Gas FurnaceNew | Kittitas County | Single Family - Highly Impacted | Heat Central Gas Furnace | 4 | ENERGY STAR Furnace - 95% AFUE | New | 85.68% | 85.68% | 85.68% | 85.68% | 85.68% | 85.68% | 85.68% | 85.68% | 85.68% | 85.68% | 85.68% | 85.68% | 85.68% | 85.68% | 85.68% | 85.68% | 85.68% | 85.68% | 85.68% | 85.68% | 85.68% | 85.68% | 85.68% | 85.68% | 85.68% | 85.68% | 85.68% | 85.68%
Kittitas CountyMultifamily | Kittitas CountyMultifamilyHeat Central Gas Furnace | Kittitas CountyMultifamilyHeat Central Gas Furnace4 | Kittitas CountyMultifamilyHeat Central Gas Furnace4Existing | Kittitas CountyMultifamilyHeat Central Gas FurnaceENERGY STAR Furnace - 95% AFUEExisting | Kittitas CountyMultifamilyHeat Central Gas FurnaceExisting | Kittitas County | Multifamily | Heat Central Gas Furnace | 4 | ENERGY STAR Furnace - 95% AFUE | Existing | 36.81% | 36.81% | 36.81% | 36.81% | 36.81% | 36.81% | 36.81% | 36.81% | 36.81% | 36.81% | 36.81% | 36.81% | 36.81% | 36.81% | 36.81% | 36.81% | 36.81% | 36.81% | 36.81% | 36.81% | 36.81% | 36.81% | 36.81% | 36.81% | 36.81% | 36.81% | 36.81% | 36.81%
Kittitas CountyMultifamily | Kittitas CountyMultifamilyHeat Central Gas Furnace | Kittitas CountyMultifamilyHeat Central Gas Furnace4 | Kittitas CountyMultifamilyHeat Central Gas Furnace4New | Kittitas CountyMultifamilyHeat Central Gas FurnaceENERGY STAR Furnace - 95% AFUENew | Kittitas CountyMultifamilyHeat Central Gas FurnaceNew | Kittitas County | Multifamily | Heat Central Gas Furnace | 4 | ENERGY STAR Furnace - 95% AFUE | New | 85.68% | 85.68% | 85.68% | 85.68% | 85.68% | 85.68% | 85.68% | 85.68% | 85.68% | 85.68% | 85.68% | 85.68% | 85.68% | 85.68% | 85.68% | 85.68% | 85.68% | 85.68% | 85.68% | 85.68% | 85.68% | 85.68% | 85.68% | 85.68% | 85.68% | 85.68% | 85.68% | 85.68%
Kittitas CountyMultifamily - Highly Impacted | Kittitas CountyMultifamily - Highly ImpactedHeat Central Gas Furnace | Kittitas CountyMultifamily - Highly ImpactedHeat Central Gas Furnace4 | Kittitas CountyMultifamily - Highly ImpactedHeat Central Gas Furnace4Existing | Kittitas CountyMultifamily - Highly ImpactedHeat Central Gas FurnaceENERGY STAR Furnace - 95% AFUEExisting | Kittitas CountyMultifamily - Highly ImpactedHeat Central Gas FurnaceExisting | Kittitas County | Multifamily - Highly Impacted | Heat Central Gas Furnace | 4 | ENERGY STAR Furnace - 95% AFUE | Existing | 36.81% | 36.81% | 36.81% | 36.81% | 36.81% | 36.81% | 36.81% | 36.81% | 36.81% | 36.81% | 36.81% | 36.81% | 36.81% | 36.81% | 36.81% | 36.81% | 36.81% | 36.81% | 36.81% | 36.81% | 36.81% | 36.81% | 36.81% | 36.81% | 36.81% | 36.81% | 36.81% | 36.81%
Kittitas CountyMultifamily - Highly Impacted | Kittitas CountyMultifamily - Highly ImpactedHeat Central Gas Furnace | Kittitas CountyMultifamily - Highly ImpactedHeat Central Gas Furnace4 | Kittitas CountyMultifamily - Highly ImpactedHeat Central Gas Furnace4New | Kittitas CountyMultifamily - Highly ImpactedHeat Central Gas FurnaceENERGY STAR Furnace - 95% AFUENew | Kittitas CountyMultifamily - Highly ImpactedHeat Central Gas FurnaceNew | Kittitas County | Multifamily - Highly Impacted | Heat Central Gas Furnace | 4 | ENERGY STAR Furnace - 95% AFUE | New | 85.68% | 85.68% | 85.68% | 85.68% | 85.68% | 85.68% | 85.68% | 85.68% | 85.68% | 85.68% | 85.68% | 85.68% | 85.68% | 85.68% | 85.68% | 85.68% | 85.68% | 85.68% | 85.68% | 85.68% | 85.68% | 85.68% | 85.68% | 85.68% | 85.68% | 85.68% | 85.68% | 85.68%
Kittitas CountyManufactured | Kittitas CountyManufacturedHeat Central Gas Furnace | Kittitas CountyManufacturedHeat Central Gas Furnace4 | Kittitas CountyManufacturedHeat Central Gas Furnace4Existing | Kittitas CountyManufacturedHeat Central Gas FurnaceENERGY STAR Furnace - 95% AFUEExisting | Kittitas CountyManufacturedHeat Central Gas FurnaceExisting | Kittitas County | Manufactured | Heat Central Gas Furnace | 4 | ENERGY STAR Furnace - 95% AFUE | Existing | 36.81% | 36.81% | 36.81% | 36.81% | 36.81% | 36.81% | 36.81% | 36.81% | 36.81% | 36.81% | 36.81% | 36.81% | 36.81% | 36.81% | 36.81% | 36.81% | 36.81% | 36.81% | 36.81% | 36.81% | 36.81% | 36.81% | 36.81% | 36.81% | 36.81% | 36.81% | 36.81% | 36.81%
Kittitas CountyManufactured | Kittitas CountyManufacturedHeat Central Gas Furnace | Kittitas CountyManufacturedHeat Central Gas Furnace4 | Kittitas CountyManufacturedHeat Central Gas Furnace4New | Kittitas CountyManufacturedHeat Central Gas FurnaceENERGY STAR Furnace - 95% AFUENew | Kittitas CountyManufacturedHeat Central Gas FurnaceNew | Kittitas County | Manufactured | Heat Central Gas Furnace | 4 | ENERGY STAR Furnace - 95% AFUE | New | 85.68% | 85.68% | 85.68% | 85.68% | 85.68% | 85.68% | 85.68% | 85.68% | 85.68% | 85.68% | 85.68% | 85.68% | 85.68% | 85.68% | 85.68% | 85.68% | 85.68% | 85.68% | 85.68% | 85.68% | 85.68% | 85.68% | 85.68% | 85.68% | 85.68% | 85.68% | 85.68% | 85.68%
Kittitas CountyManufactured - Highly Impacted | Kittitas CountyManufactured - Highly ImpactedHeat Central Gas Furnace | Kittitas CountyManufactured - Highly ImpactedHeat Central Gas Furnace4 | Kittitas CountyManufactured - Highly ImpactedHeat Central Gas Furnace4Existing | Kittitas CountyManufactured - Highly ImpactedHeat Central Gas FurnaceENERGY STAR Furnace - 95% AFUEExisting | Kittitas CountyManufactured - Highly ImpactedHeat Central Gas FurnaceExisting | Kittitas County | Manufactured - Highly Impacted | Heat Central Gas Furnace | 4 | ENERGY STAR Furnace - 95% AFUE | Existing | 36.81% | 36.81% | 36.81% | 36.81% | 36.81% | 36.81% | 36.81% | 36.81% | 36.81% | 36.81% | 36.81% | 36.81% | 36.81% | 36.81% | 36.81% | 36.81% | 36.81% | 36.81% | 36.81% | 36.81% | 36.81% | 36.81% | 36.81% | 36.81% | 36.81% | 36.81% | 36.81% | 36.81%
Kittitas CountyManufactured - Highly Impacted | Kittitas CountyManufactured - Highly ImpactedHeat Central Gas Furnace | Kittitas CountyManufactured - Highly ImpactedHeat Central Gas Furnace4 | Kittitas CountyManufactured - Highly ImpactedHeat Central Gas Furnace4New | Kittitas CountyManufactured - Highly ImpactedHeat Central Gas FurnaceENERGY STAR Furnace - 95% AFUENew | Kittitas CountyManufactured - Highly ImpactedHeat Central Gas FurnaceNew | Kittitas County | Manufactured - Highly Impacted | Heat Central Gas Furnace | 4 | ENERGY STAR Furnace - 95% AFUE | New | 85.68% | 85.68% | 85.68% | 85.68% | 85.68% | 85.68% | 85.68% | 85.68% | 85.68% | 85.68% | 85.68% | 85.68% | 85.68% | 85.68% | 85.68% | 85.68% | 85.68% | 85.68% | 85.68% | 85.68% | 85.68% | 85.68% | 85.68% | 85.68% | 85.68% | 85.68% | 85.68% | 85.68%
Kittitas CountySingle Family | Kittitas CountySingle FamilyHeat Central Gas Furnace | Kittitas CountySingle FamilyHeat Central Gas Furnace5 | Kittitas CountySingle FamilyHeat Central Gas Furnace5Existing | Kittitas CountySingle FamilyHeat Central Gas FurnaceAdvanced Efficiency Furnace - 97% AFUEExisting | Kittitas CountySingle FamilyHeat Central Gas FurnaceExisting | Kittitas County | Single Family | Heat Central Gas Furnace | 5 | Advanced Efficiency Furnace - 97% AFUE | Existing | 2.963% | 2.963% | 2.963% | 2.963% | 2.963% | 2.963% | 2.963% | 2.963% | 2.963% | 2.963% | 2.963% | 2.963% | 2.963% | 2.963% | 2.963% | 2.963% | 2.963% | 2.963% | 2.963% | 2.963% | 2.963% | 2.963% | 2.963% | 2.963% | 2.963% | 2.963% | 2.963% | 2.963%
Kittitas CountySingle Family | Kittitas CountySingle FamilyHeat Central Gas Furnace | Kittitas CountySingle FamilyHeat Central Gas Furnace5 | Kittitas CountySingle FamilyHeat Central Gas Furnace5New | Kittitas CountySingle FamilyHeat Central Gas FurnaceAdvanced Efficiency Furnace - 97% AFUENew | Kittitas CountySingle FamilyHeat Central Gas FurnaceNew | Kittitas County | Single Family | Heat Central Gas Furnace | 5 | Advanced Efficiency Furnace - 97% AFUE | New | 14.07% | 14.07% | 14.07% | 14.07% | 14.07% | 14.07% | 14.07% | 14.07% | 14.07% | 14.07% | 14.07% | 14.07% | 14.07% | 14.07% | 14.07% | 14.07% | 14.07% | 14.07% | 14.07% | 14.07% | 14.07% | 14.07% | 14.07% | 14.07% | 14.07% | 14.07% | 14.07% | 14.07%
Kittitas CountySingle Family - Highly Impacted | Kittitas CountySingle Family - Highly ImpactedHeat Central Gas Furnace | Kittitas CountySingle Family - Highly ImpactedHeat Central Gas Furnace5 | Kittitas CountySingle Family - Highly ImpactedHeat Central Gas Furnace5Existing | Kittitas CountySingle Family - Highly ImpactedHeat Central Gas FurnaceAdvanced Efficiency Furnace - 97% AFUEExisting | Kittitas CountySingle Family - Highly ImpactedHeat Central Gas FurnaceExisting | Kittitas County | Single Family - Highly Impacted | Heat Central Gas Furnace | 5 | Advanced Efficiency Furnace - 97% AFUE | Existing | 2.963% | 2.963% | 2.963% | 2.963% | 2.963% | 2.963% | 2.963% | 2.963% | 2.963% | 2.963% | 2.963% | 2.963% | 2.963% | 2.963% | 2.963% | 2.963% | 2.963% | 2.963% | 2.963% | 2.963% | 2.963% | 2.963% | 2.963% | 2.963% | 2.963% | 2.963% | 2.963% | 2.963%
Kittitas CountySingle Family - Highly Impacted | Kittitas CountySingle Family - Highly ImpactedHeat Central Gas Furnace | Kittitas CountySingle Family - Highly ImpactedHeat Central Gas Furnace5 | Kittitas CountySingle Family - Highly ImpactedHeat Central Gas Furnace5New | Kittitas CountySingle Family - Highly ImpactedHeat Central Gas FurnaceAdvanced Efficiency Furnace - 97% AFUENew | Kittitas CountySingle Family - Highly ImpactedHeat Central Gas FurnaceNew | Kittitas County | Single Family - Highly Impacted | Heat Central Gas Furnace | 5 | Advanced Efficiency Furnace - 97% AFUE | New | 14.07% | 14.07% | 14.07% | 14.07% | 14.07% | 14.07% | 14.07% | 14.07% | 14.07% | 14.07% | 14.07% | 14.07% | 14.07% | 14.07% | 14.07% | 14.07% | 14.07% | 14.07% | 14.07% | 14.07% | 14.07% | 14.07% | 14.07% | 14.07% | 14.07% | 14.07% | 14.07% | 14.07%
Kittitas CountyMultifamily | Kittitas CountyMultifamilyHeat Central Gas Furnace | Kittitas CountyMultifamilyHeat Central Gas Furnace5 | Kittitas CountyMultifamilyHeat Central Gas Furnace5Existing | Kittitas CountyMultifamilyHeat Central Gas FurnaceAdvanced Efficiency Furnace - 97% AFUEExisting | Kittitas CountyMultifamilyHeat Central Gas FurnaceExisting | Kittitas County | Multifamily | Heat Central Gas Furnace | 5 | Advanced Efficiency Furnace - 97% AFUE | Existing | 2.963% | 2.963% | 2.963% | 2.963% | 2.963% | 2.963% | 2.963% | 2.963% | 2.963% | 2.963% | 2.963% | 2.963% | 2.963% | 2.963% | 2.963% | 2.963% | 2.963% | 2.963% | 2.963% | 2.963% | 2.963% | 2.963% | 2.963% | 2.963% | 2.963% | 2.963% | 2.963% | 2.963%
Kittitas CountyMultifamily | Kittitas CountyMultifamilyHeat Central Gas Furnace | Kittitas CountyMultifamilyHeat Central Gas Furnace5 | Kittitas CountyMultifamilyHeat Central Gas Furnace5New | Kittitas CountyMultifamilyHeat Central Gas FurnaceAdvanced Efficiency Furnace - 97% AFUENew | Kittitas CountyMultifamilyHeat Central Gas FurnaceNew | Kittitas County | Multifamily | Heat Central Gas Furnace | 5 | Advanced Efficiency Furnace - 97% AFUE | New | 14.07% | 14.07% | 14.07% | 14.07% | 14.07% | 14.07% | 14.07% | 14.07% | 14.07% | 14.07% | 14.07% | 14.07% | 14.07% | 14.07% | 14.07% | 14.07% | 14.07% | 14.07% | 14.07% | 14.07% | 14.07% | 14.07% | 14.07% | 14.07% | 14.07% | 14.07% | 14.07% | 14.07%
Kittitas CountyMultifamily - Highly Impacted | Kittitas CountyMultifamily - Highly ImpactedHeat Central Gas Furnace | Kittitas CountyMultifamily - Highly ImpactedHeat Central Gas Furnace5 | Kittitas CountyMultifamily - Highly ImpactedHeat Central Gas Furnace5Existing | Kittitas CountyMultifamily - Highly ImpactedHeat Central Gas FurnaceAdvanced Efficiency Furnace - 97% AFUEExisting | Kittitas CountyMultifamily - Highly ImpactedHeat Central Gas FurnaceExisting | Kittitas County | Multifamily - Highly Impacted | Heat Central Gas Furnace | 5 | Advanced Efficiency Furnace - 97% AFUE | Existing | 2.963% | 2.963% | 2.963% | 2.963% | 2.963% | 2.963% | 2.963% | 2.963% | 2.963% | 2.963% | 2.963% | 2.963% | 2.963% | 2.963% | 2.963% | 2.963% | 2.963% | 2.963% | 2.963% | 2.963% | 2.963% | 2.963% | 2.963% | 2.963% | 2.963% | 2.963% | 2.963% | 2.963%
Kittitas CountyMultifamily - Highly Impacted | Kittitas CountyMultifamily - Highly ImpactedHeat Central Gas Furnace | Kittitas CountyMultifamily - Highly ImpactedHeat Central Gas Furnace5 | Kittitas CountyMultifamily - Highly ImpactedHeat Central Gas Furnace5New | Kittitas CountyMultifamily - Highly ImpactedHeat Central Gas FurnaceAdvanced Efficiency Furnace - 97% AFUENew | Kittitas CountyMultifamily - Highly ImpactedHeat Central Gas FurnaceNew | Kittitas County | Multifamily - Highly Impacted | Heat Central Gas Furnace | 5 | Advanced Efficiency Furnace - 97% AFUE | New | 14.07% | 14.07% | 14.07% | 14.07% | 14.07% | 14.07% | 14.07% | 14.07% | 14.07% | 14.07% | 14.07% | 14.07% | 14.07% | 14.07% | 14.07% | 14.07% | 14.07% | 14.07% | 14.07% | 14.07% | 14.07% | 14.07% | 14.07% | 14.07% | 14.07% | 14.07% | 14.07% | 14.07%
Kittitas CountyManufactured | Kittitas CountyManufacturedHeat Central Gas Furnace | Kittitas CountyManufacturedHeat Central Gas Furnace5 | Kittitas CountyManufacturedHeat Central Gas Furnace5Existing | Kittitas CountyManufacturedHeat Central Gas FurnaceAdvanced Efficiency Furnace - 97% AFUEExisting | Kittitas CountyManufacturedHeat Central Gas FurnaceExisting | Kittitas County | Manufactured | Heat Central Gas Furnace | 5 | Advanced Efficiency Furnace - 97% AFUE | Existing | 2.963% | 2.963% | 2.963% | 2.963% | 2.963% | 2.963% | 2.963% | 2.963% | 2.963% | 2.963% | 2.963% | 2.963% | 2.963% | 2.963% | 2.963% | 2.963% | 2.963% | 2.963% | 2.963% | 2.963% | 2.963% | 2.963% | 2.963% | 2.963% | 2.963% | 2.963% | 2.963% | 2.963%
Kittitas CountyManufactured | Kittitas CountyManufacturedHeat Central Gas Furnace | Kittitas CountyManufacturedHeat Central Gas Furnace5 | Kittitas CountyManufacturedHeat Central Gas Furnace5New | Kittitas CountyManufacturedHeat Central Gas FurnaceAdvanced Efficiency Furnace - 97% AFUENew | Kittitas CountyManufacturedHeat Central Gas FurnaceNew | Kittitas County | Manufactured | Heat Central Gas Furnace | 5 | Advanced Efficiency Furnace - 97% AFUE | New | 14.07% | 14.07% | 14.07% | 14.07% | 14.07% | 14.07% | 14.07% | 14.07% | 14.07% | 14.07% | 14.07% | 14.07% | 14.07% | 14.07% | 14.07% | 14.07% | 14.07% | 14.07% | 14.07% | 14.07% | 14.07% | 14.07% | 14.07% | 14.07% | 14.07% | 14.07% | 14.07% | 14.07%
Kittitas CountyManufactured - Highly Impacted | Kittitas CountyManufactured - Highly ImpactedHeat Central Gas Furnace | Kittitas CountyManufactured - Highly ImpactedHeat Central Gas Furnace5 | Kittitas CountyManufactured - Highly ImpactedHeat Central Gas Furnace5Existing | Kittitas CountyManufactured - Highly ImpactedHeat Central Gas FurnaceAdvanced Efficiency Furnace - 97% AFUEExisting | Kittitas CountyManufactured - Highly ImpactedHeat Central Gas FurnaceExisting | Kittitas County | Manufactured - Highly Impacted | Heat Central Gas Furnace | 5 | Advanced Efficiency Furnace - 97% AFUE | Existing | 2.963% | 2.963% | 2.963% | 2.963% | 2.963% | 2.963% | 2.963% | 2.963% | 2.963% | 2.963% | 2.963% | 2.963% | 2.963% | 2.963% | 2.963% | 2.963% | 2.963% | 2.963% | 2.963% | 2.963% | 2.963% | 2.963% | 2.963% | 2.963% | 2.963% | 2.963% | 2.963% | 2.963%
Kittitas CountyManufactured - Highly Impacted | Kittitas CountyManufactured - Highly ImpactedHeat Central Gas Furnace | Kittitas CountyManufactured - Highly ImpactedHeat Central Gas Furnace5 | Kittitas CountyManufactured - Highly ImpactedHeat Central Gas Furnace5New | Kittitas CountyManufactured - Highly ImpactedHeat Central Gas FurnaceAdvanced Efficiency Furnace - 97% AFUENew | Kittitas CountyManufactured - Highly ImpactedHeat Central Gas FurnaceNew | Kittitas County | Manufactured - Highly Impacted | Heat Central Gas Furnace | 5 | Advanced Efficiency Furnace - 97% AFUE | New | 14.07% | 14.07% | 14.07% | 14.07% | 14.07% | 14.07% | 14.07% | 14.07% | 14.07% | 14.07% | 14.07% | 14.07% | 14.07% | 14.07% | 14.07% | 14.07% | 14.07% | 14.07% | 14.07% | 14.07% | 14.07% | 14.07% | 14.07% | 14.07% | 14.07% | 14.07% | 14.07% | 14.07%
Kittitas CountySingle Family | Kittitas CountySingle FamilyHeat Central Gas Furnace | Kittitas CountySingle FamilyHeat Central Gas Furnace6 | Kittitas CountySingle FamilyHeat Central Gas Furnace6Existing | Kittitas CountySingle FamilyHeat Central Gas FurnacePremium Efficiency Furnace - 98% AFUEExisting | Kittitas CountySingle FamilyHeat Central Gas FurnaceExisting | Kittitas County | Single Family | Heat Central Gas Furnace | 6 | Premium Efficiency Furnace - 98% AFUE | Existing | 0.05273% | 0.05273% | 0.05273% | 0.05273% | 0.05273% | 0.05273% | 0.05273% | 0.05273% | 0.05273% | 0.05273% | 0.05273% | 0.05273% | 0.05273% | 0.05273% | 0.05273% | 0.05273% | 0.05273% | 0.05273% | 0.05273% | 0.05273% | 0.05273% | 0.05273% | 0.05273% | 0.05273% | 0.05273% | 0.05273% | 0.05273% | 0.05273%
Kittitas CountySingle Family | Kittitas CountySingle FamilyHeat Central Gas Furnace | Kittitas CountySingle FamilyHeat Central Gas Furnace6 | Kittitas CountySingle FamilyHeat Central Gas Furnace6New | Kittitas CountySingle FamilyHeat Central Gas FurnacePremium Efficiency Furnace - 98% AFUENew | Kittitas CountySingle FamilyHeat Central Gas FurnaceNew | Kittitas County | Single Family | Heat Central Gas Furnace | 6 | Premium Efficiency Furnace - 98% AFUE | New | 0.2504% | 0.2504% | 0.2504% | 0.2504% | 0.2504% | 0.2504% | 0.2504% | 0.2504% | 0.2504% | 0.2504% | 0.2504% | 0.2504% | 0.2504% | 0.2504% | 0.2504% | 0.2504% | 0.2504% | 0.2504% | 0.2504% | 0.2504% | 0.2504% | 0.2504% | 0.2504% | 0.2504% | 0.2504% | 0.2504% | 0.2504% | 0.2504%
Kittitas CountySingle Family - Highly Impacted | Kittitas CountySingle Family - Highly ImpactedHeat Central Gas Furnace | Kittitas CountySingle Family - Highly ImpactedHeat Central Gas Furnace6 | Kittitas CountySingle Family - Highly ImpactedHeat Central Gas Furnace6Existing | Kittitas CountySingle Family - Highly ImpactedHeat Central Gas FurnacePremium Efficiency Furnace - 98% AFUEExisting | Kittitas CountySingle Family - Highly ImpactedHeat Central Gas FurnaceExisting | Kittitas County | Single Family - Highly Impacted | Heat Central Gas Furnace | 6 | Premium Efficiency Furnace - 98% AFUE | Existing | 0.05273% | 0.05273% | 0.05273% | 0.05273% | 0.05273% | 0.05273% | 0.05273% | 0.05273% | 0.05273% | 0.05273% | 0.05273% | 0.05273% | 0.05273% | 0.05273% | 0.05273% | 0.05273% | 0.05273% | 0.05273% | 0.05273% | 0.05273% | 0.05273% | 0.05273% | 0.05273% | 0.05273% | 0.05273% | 0.05273% | 0.05273% | 0.05273%
Kittitas CountySingle Family - Highly Impacted | Kittitas CountySingle Family - Highly ImpactedHeat Central Gas Furnace | Kittitas CountySingle Family - Highly ImpactedHeat Central Gas Furnace6 | Kittitas CountySingle Family - Highly ImpactedHeat Central Gas Furnace6New | Kittitas CountySingle Family - Highly ImpactedHeat Central Gas FurnacePremium Efficiency Furnace - 98% AFUENew | Kittitas CountySingle Family - Highly ImpactedHeat Central Gas FurnaceNew | Kittitas County | Single Family - Highly Impacted | Heat Central Gas Furnace | 6 | Premium Efficiency Furnace - 98% AFUE | New | 0.2504% | 0.2504% | 0.2504% | 0.2504% | 0.2504% | 0.2504% | 0.2504% | 0.2504% | 0.2504% | 0.2504% | 0.2504% | 0.2504% | 0.2504% | 0.2504% | 0.2504% | 0.2504% | 0.2504% | 0.2504% | 0.2504% | 0.2504% | 0.2504% | 0.2504% | 0.2504% | 0.2504% | 0.2504% | 0.2504% | 0.2504% | 0.2504%
Kittitas CountyMultifamily | Kittitas CountyMultifamilyHeat Central Gas Furnace | Kittitas CountyMultifamilyHeat Central Gas Furnace6 | Kittitas CountyMultifamilyHeat Central Gas Furnace6Existing | Kittitas CountyMultifamilyHeat Central Gas FurnacePremium Efficiency Furnace - 98% AFUEExisting | Kittitas CountyMultifamilyHeat Central Gas FurnaceExisting | Kittitas County | Multifamily | Heat Central Gas Furnace | 6 | Premium Efficiency Furnace - 98% AFUE | Existing | 0.05273% | 0.05273% | 0.05273% | 0.05273% | 0.05273% | 0.05273% | 0.05273% | 0.05273% | 0.05273% | 0.05273% | 0.05273% | 0.05273% | 0.05273% | 0.05273% | 0.05273% | 0.05273% | 0.05273% | 0.05273% | 0.05273% | 0.05273% | 0.05273% | 0.05273% | 0.05273% | 0.05273% | 0.05273% | 0.05273% | 0.05273% | 0.05273%
Kittitas CountyMultifamily | Kittitas CountyMultifamilyHeat Central Gas Furnace | Kittitas CountyMultifamilyHeat Central Gas Furnace6 | Kittitas CountyMultifamilyHeat Central Gas Furnace6New | Kittitas CountyMultifamilyHeat Central Gas FurnacePremium Efficiency Furnace - 98% AFUENew | Kittitas CountyMultifamilyHeat Central Gas FurnaceNew | Kittitas County | Multifamily | Heat Central Gas Furnace | 6 | Premium Efficiency Furnace - 98% AFUE | New | 0.2504% | 0.2504% | 0.2504% | 0.2504% | 0.2504% | 0.2504% | 0.2504% | 0.2504% | 0.2504% | 0.2504% | 0.2504% | 0.2504% | 0.2504% | 0.2504% | 0.2504% | 0.2504% | 0.2504% | 0.2504% | 0.2504% | 0.2504% | 0.2504% | 0.2504% | 0.2504% | 0.2504% | 0.2504% | 0.2504% | 0.2504% | 0.2504%
Kittitas CountyMultifamily - Highly Impacted | Kittitas CountyMultifamily - Highly ImpactedHeat Central Gas Furnace | Kittitas CountyMultifamily - Highly ImpactedHeat Central Gas Furnace6 | Kittitas CountyMultifamily - Highly ImpactedHeat Central Gas Furnace6Existing | Kittitas CountyMultifamily - Highly ImpactedHeat Central Gas FurnacePremium Efficiency Furnace - 98% AFUEExisting | Kittitas CountyMultifamily - Highly ImpactedHeat Central Gas FurnaceExisting | Kittitas County | Multifamily - Highly Impacted | Heat Central Gas Furnace | 6 | Premium Efficiency Furnace - 98% AFUE | Existing | 0.05273% | 0.05273% | 0.05273% | 0.05273% | 0.05273% | 0.05273% | 0.05273% | 0.05273% | 0.05273% | 0.05273% | 0.05273% | 0.05273% | 0.05273% | 0.05273% | 0.05273% | 0.05273% | 0.05273% | 0.05273% | 0.05273% | 0.05273% | 0.05273% | 0.05273% | 0.05273% | 0.05273% | 0.05273% | 0.05273% | 0.05273% | 0.05273%
Kittitas CountyMultifamily - Highly Impacted | Kittitas CountyMultifamily - Highly ImpactedHeat Central Gas Furnace | Kittitas CountyMultifamily - Highly ImpactedHeat Central Gas Furnace6 | Kittitas CountyMultifamily - Highly ImpactedHeat Central Gas Furnace6New | Kittitas CountyMultifamily - Highly ImpactedHeat Central Gas FurnacePremium Efficiency Furnace - 98% AFUENew | Kittitas CountyMultifamily - Highly ImpactedHeat Central Gas FurnaceNew | Kittitas County | Multifamily - Highly Impacted | Heat Central Gas Furnace | 6 | Premium Efficiency Furnace - 98% AFUE | New | 0.2504% | 0.2504% | 0.2504% | 0.2504% | 0.2504% | 0.2504% | 0.2504% | 0.2504% | 0.2504% | 0.2504% | 0.2504% | 0.2504% | 0.2504% | 0.2504% | 0.2504% | 0.2504% | 0.2504% | 0.2504% | 0.2504% | 0.2504% | 0.2504% | 0.2504% | 0.2504% | 0.2504% | 0.2504% | 0.2504% | 0.2504% | 0.2504%
Kittitas CountyManufactured | Kittitas CountyManufacturedHeat Central Gas Furnace | Kittitas CountyManufacturedHeat Central Gas Furnace6 | Kittitas CountyManufacturedHeat Central Gas Furnace6Existing | Kittitas CountyManufacturedHeat Central Gas FurnacePremium Efficiency Furnace - 98% AFUEExisting | Kittitas CountyManufacturedHeat Central Gas FurnaceExisting | Kittitas County | Manufactured | Heat Central Gas Furnace | 6 | Premium Efficiency Furnace - 98% AFUE | Existing | 0.05273% | 0.05273% | 0.05273% | 0.05273% | 0.05273% | 0.05273% | 0.05273% | 0.05273% | 0.05273% | 0.05273% | 0.05273% | 0.05273% | 0.05273% | 0.05273% | 0.05273% | 0.05273% | 0.05273% | 0.05273% | 0.05273% | 0.05273% | 0.05273% | 0.05273% | 0.05273% | 0.05273% | 0.05273% | 0.05273% | 0.05273% | 0.05273%
Kittitas CountyManufactured | Kittitas CountyManufacturedHeat Central Gas Furnace | Kittitas CountyManufacturedHeat Central Gas Furnace6 | Kittitas CountyManufacturedHeat Central Gas Furnace6New | Kittitas CountyManufacturedHeat Central Gas FurnacePremium Efficiency Furnace - 98% AFUENew | Kittitas CountyManufacturedHeat Central Gas FurnaceNew | Kittitas County | Manufactured | Heat Central Gas Furnace | 6 | Premium Efficiency Furnace - 98% AFUE | New | 0.2504% | 0.2504% | 0.2504% | 0.2504% | 0.2504% | 0.2504% | 0.2504% | 0.2504% | 0.2504% | 0.2504% | 0.2504% | 0.2504% | 0.2504% | 0.2504% | 0.2504% | 0.2504% | 0.2504% | 0.2504% | 0.2504% | 0.2504% | 0.2504% | 0.2504% | 0.2504% | 0.2504% | 0.2504% | 0.2504% | 0.2504% | 0.2504%
Kittitas CountyManufactured - Highly Impacted | Kittitas CountyManufactured - Highly ImpactedHeat Central Gas Furnace | Kittitas CountyManufactured - Highly ImpactedHeat Central Gas Furnace6 | Kittitas CountyManufactured - Highly ImpactedHeat Central Gas Furnace6Existing | Kittitas CountyManufactured - Highly ImpactedHeat Central Gas FurnacePremium Efficiency Furnace - 98% AFUEExisting | Kittitas CountyManufactured - Highly ImpactedHeat Central Gas FurnaceExisting | Kittitas County | Manufactured - Highly Impacted | Heat Central Gas Furnace | 6 | Premium Efficiency Furnace - 98% AFUE | Existing | 0.05273% | 0.05273% | 0.05273% | 0.05273% | 0.05273% | 0.05273% | 0.05273% | 0.05273% | 0.05273% | 0.05273% | 0.05273% | 0.05273% | 0.05273% | 0.05273% | 0.05273% | 0.05273% | 0.05273% | 0.05273% | 0.05273% | 0.05273% | 0.05273% | 0.05273% | 0.05273% | 0.05273% | 0.05273% | 0.05273% | 0.05273% | 0.05273%
Kittitas CountyManufactured - Highly Impacted | Kittitas CountyManufactured - Highly ImpactedHeat Central Gas Furnace | Kittitas CountyManufactured - Highly ImpactedHeat Central Gas Furnace6 | Kittitas CountyManufactured - Highly ImpactedHeat Central Gas Furnace6New | Kittitas CountyManufactured - Highly ImpactedHeat Central Gas FurnacePremium Efficiency Furnace - 98% AFUENew | Kittitas CountyManufactured - Highly ImpactedHeat Central Gas FurnaceNew | Kittitas County | Manufactured - Highly Impacted | Heat Central Gas Furnace | 6 | Premium Efficiency Furnace - 98% AFUE | New | 0.2504% | 0.2504% | 0.2504% | 0.2504% | 0.2504% | 0.2504% | 0.2504% | 0.2504% | 0.2504% | 0.2504% | 0.2504% | 0.2504% | 0.2504% | 0.2504% | 0.2504% | 0.2504% | 0.2504% | 0.2504% | 0.2504% | 0.2504% | 0.2504% | 0.2504% | 0.2504% | 0.2504% | 0.2504% | 0.2504% | 0.2504% | 0.2504%
Kittitas CountySingle Family | Kittitas CountySingle FamilyHeat Room Gas | Kittitas CountySingle FamilyHeat Room Gas1 | Kittitas CountySingle FamilyHeat Room Gas1Existing | Kittitas CountySingle FamilyHeat Room GasMarket Standard Gas Room HeatExisting | Kittitas CountySingle FamilyHeat Room GasExisting | Kittitas County | Single Family | Heat Room Gas | 1 | Market Standard Gas Room Heat | Existing | 100% | 100% | 100% | 100% | 100% | 100% | 100% | 100% | 100% | 100% | 100% | 100% | 100% | 100% | 100% | 100% | 100% | 100% | 100% | 100% | 100% | 100% | 100% | 100% | 100% | 100% | 100% | 100%
Kittitas CountySingle Family | Kittitas CountySingle FamilyHeat Room Gas | Kittitas CountySingle FamilyHeat Room Gas1 | Kittitas CountySingle FamilyHeat Room Gas1New | Kittitas CountySingle FamilyHeat Room GasMarket Standard Gas Room HeatNew | Kittitas CountySingle FamilyHeat Room GasNew | Kittitas County | Single Family | Heat Room Gas | 1 | Market Standard Gas Room Heat | New | 100% | 100% | 100% | 100% | 100% | 100% | 100% | 100% | 100% | 100% | 100% | 100% | 100% | 100% | 100% | 100% | 100% | 100% | 100% | 100% | 100% | 100% | 100% | 100% | 100% | 100% | 100% | 100%
Kittitas CountySingle Family - Highly Impacted | Kittitas CountySingle Family - Highly ImpactedHeat Room Gas | Kittitas CountySingle Family - Highly ImpactedHeat Room Gas1 | Kittitas CountySingle Family - Highly ImpactedHeat Room Gas1Existing | Kittitas CountySingle Family - Highly ImpactedHeat Room GasMarket Standard Gas Room HeatExisting | Kittitas CountySingle Family - Highly ImpactedHeat Room GasExisting | Kittitas County | Single Family - Highly Impacted | Heat Room Gas | 1 | Market Standard Gas Room Heat | Existing | 100% | 100% | 100% | 100% | 100% | 100% | 100% | 100% | 100% | 100% | 100% | 100% | 100% | 100% | 100% | 100% | 100% | 100% | 100% | 100% | 100% | 100% | 100% | 100% | 100% | 100% | 100% | 100%
Kittitas CountySingle Family - Highly Impacted | Kittitas CountySingle Family - Highly ImpactedHeat Room Gas | Kittitas CountySingle Family - Highly ImpactedHeat Room Gas1 | Kittitas CountySingle Family - Highly ImpactedHeat Room Gas1New | Kittitas CountySingle Family - Highly ImpactedHeat Room GasMarket Standard Gas Room HeatNew | Kittitas CountySingle Family - Highly ImpactedHeat Room GasNew | Kittitas County | Single Family - Highly Impacted | Heat Room Gas | 1 | Market Standard Gas Room Heat | New | 100% | 100% | 100% | 100% | 100% | 100% | 100% | 100% | 100% | 100% | 100% | 100% | 100% | 100% | 100% | 100% | 100% | 100% | 100% | 100% | 100% | 100% | 100% | 100% | 100% | 100% | 100% | 100%
Kittitas CountyMultifamily | Kittitas CountyMultifamilyHeat Room Gas | Kittitas CountyMultifamilyHeat Room Gas1 | Kittitas CountyMultifamilyHeat Room Gas1Existing | Kittitas CountyMultifamilyHeat Room GasMarket Standard Gas Room HeatExisting | Kittitas CountyMultifamilyHeat Room GasExisting | Kittitas County | Multifamily | Heat Room Gas | 1 | Market Standard Gas Room Heat | Existing | 100% | 100% | 100% | 100% | 100% | 100% | 100% | 100% | 100% | 100% | 100% | 100% | 100% | 100% | 100% | 100% | 100% | 100% | 100% | 100% | 100% | 100% | 100% | 100% | 100% | 100% | 100% | 100%
Kittitas CountyMultifamily | Kittitas CountyMultifamilyHeat Room Gas | Kittitas CountyMultifamilyHeat Room Gas1 | Kittitas CountyMultifamilyHeat Room Gas1New | Kittitas CountyMultifamilyHeat Room GasMarket Standard Gas Room HeatNew | Kittitas CountyMultifamilyHeat Room GasNew | Kittitas County | Multifamily | Heat Room Gas | 1 | Market Standard Gas Room Heat | New | 100% | 100% | 100% | 100% | 100% | 100% | 100% | 100% | 100% | 100% | 100% | 100% | 100% | 100% | 100% | 100% | 100% | 100% | 100% | 100% | 100% | 100% | 100% | 100% | 100% | 100% | 100% | 100%
Kittitas CountyMultifamily - Highly Impacted | Kittitas CountyMultifamily - Highly ImpactedHeat Room Gas | Kittitas CountyMultifamily - Highly ImpactedHeat Room Gas1 | Kittitas CountyMultifamily - Highly ImpactedHeat Room Gas1Existing | Kittitas CountyMultifamily - Highly ImpactedHeat Room GasMarket Standard Gas Room HeatExisting | Kittitas CountyMultifamily - Highly ImpactedHeat Room GasExisting | Kittitas County | Multifamily - Highly Impacted | Heat Room Gas | 1 | Market Standard Gas Room Heat | Existing | 100% | 100% | 100% | 100% | 100% | 100% | 100% | 100% | 100% | 100% | 100% | 100% | 100% | 100% | 100% | 100% | 100% | 100% | 100% | 100% | 100% | 100% | 100% | 100% | 100% | 100% | 100% | 100%
Kittitas CountyMultifamily - Highly Impacted | Kittitas CountyMultifamily - Highly ImpactedHeat Room Gas | Kittitas CountyMultifamily - Highly ImpactedHeat Room Gas1 | Kittitas CountyMultifamily - Highly ImpactedHeat Room Gas1New | Kittitas CountyMultifamily - Highly ImpactedHeat Room GasMarket Standard Gas Room HeatNew | Kittitas CountyMultifamily - Highly ImpactedHeat Room GasNew | Kittitas County | Multifamily - Highly Impacted | Heat Room Gas | 1 | Market Standard Gas Room Heat | New | 100% | 100% | 100% | 100% | 100% | 100% | 100% | 100% | 100% | 100% | 100% | 100% | 100% | 100% | 100% | 100% | 100% | 100% | 100% | 100% | 100% | 100% | 100% | 100% | 100% | 100% | 100% | 100%
Kittitas CountyManufactured | Kittitas CountyManufacturedHeat Room Gas | Kittitas CountyManufacturedHeat Room Gas1 | Kittitas CountyManufacturedHeat Room Gas1Existing | Kittitas CountyManufacturedHeat Room GasMarket Standard Gas Room HeatExisting | Kittitas CountyManufacturedHeat Room GasExisting | Kittitas County | Manufactured | Heat Room Gas | 1 | Market Standard Gas Room Heat | Existing | 100% | 100% | 100% | 100% | 100% | 100% | 100% | 100% | 100% | 100% | 100% | 100% | 100% | 100% | 100% | 100% | 100% | 100% | 100% | 100% | 100% | 100% | 100% | 100% | 100% | 100% | 100% | 100%
Kittitas CountyManufactured | Kittitas CountyManufacturedHeat Room Gas | Kittitas CountyManufacturedHeat Room Gas1 | Kittitas CountyManufacturedHeat Room Gas1New | Kittitas CountyManufacturedHeat Room GasMarket Standard Gas Room HeatNew | Kittitas CountyManufacturedHeat Room GasNew | Kittitas County | Manufactured | Heat Room Gas | 1 | Market Standard Gas Room Heat | New | 100% | 100% | 100% | 100% | 100% | 100% | 100% | 100% | 100% | 100% | 100% | 100% | 100% | 100% | 100% | 100% | 100% | 100% | 100% | 100% | 100% | 100% | 100% | 100% | 100% | 100% | 100% | 100%
Kittitas CountyManufactured - Highly Impacted | Kittitas CountyManufactured - Highly ImpactedHeat Room Gas | Kittitas CountyManufactured - Highly ImpactedHeat Room Gas1 | Kittitas CountyManufactured - Highly ImpactedHeat Room Gas1Existing | Kittitas CountyManufactured - Highly ImpactedHeat Room GasMarket Standard Gas Room HeatExisting | Kittitas CountyManufactured - Highly ImpactedHeat Room GasExisting | Kittitas County | Manufactured - Highly Impacted | Heat Room Gas | 1 | Market Standard Gas Room Heat | Existing | 100% | 100% | 100% | 100% | 100% | 100% | 100% | 100% | 100% | 100% | 100% | 100% | 100% | 100% | 100% | 100% | 100% | 100% | 100% | 100% | 100% | 100% | 100% | 100% | 100% | 100% | 100% | 100%
Kittitas CountyManufactured - Highly Impacted | Kittitas CountyManufactured - Highly ImpactedHeat Room Gas | Kittitas CountyManufactured - Highly ImpactedHeat Room Gas1 | Kittitas CountyManufactured - Highly ImpactedHeat Room Gas1New | Kittitas CountyManufactured - Highly ImpactedHeat Room GasMarket Standard Gas Room HeatNew | Kittitas CountyManufactured - Highly ImpactedHeat Room GasNew | Kittitas County | Manufactured - Highly Impacted | Heat Room Gas | 1 | Market Standard Gas Room Heat | New | 100% | 100% | 100% | 100% | 100% | 100% | 100% | 100% | 100% | 100% | 100% | 100% | 100% | 100% | 100% | 100% | 100% | 100% | 100% | 100% | 100% | 100% | 100% | 100% | 100% | 100% | 100% | 100%
Kittitas CountySingle Family | Kittitas CountySingle FamilyPool Heat | Kittitas CountySingle FamilyPool Heat1 | Kittitas CountySingle FamilyPool Heat1Existing | Kittitas CountySingle FamilyPool HeatBelow Standard Pool Heater - 78% EfficientExisting | Kittitas CountySingle FamilyPool HeatExisting | Kittitas County | Single Family | Pool Heat | 1 | Below Standard Pool Heater - 78% Efficient | Existing | 24.38% | 24.38% | 24.38% | 24.38% | 24.38% | 24.38% | 24.38% | 24.38% | 24.38% | 24.38% | 24.38% | 24.38% | 24.38% | 24.38% | 24.38% | 24.38% | 24.38% | 24.38% | 24.38% | 24.38% | 24.38% | 24.38% | 24.38% | 24.38% | 24.38% | 24.38% | 24.38% | 24.38%
Kittitas CountySingle Family | Kittitas CountySingle FamilyPool Heat | Kittitas CountySingle FamilyPool Heat1 | Kittitas CountySingle FamilyPool Heat1New | Kittitas CountySingle FamilyPool HeatBelow Standard Pool Heater - 78% EfficientNew | Kittitas CountySingle FamilyPool HeatNew | Kittitas County | Single Family | Pool Heat | 1 | Below Standard Pool Heater - 78% Efficient | New | bar: 2023 to 2050
Kittitas CountySingle Family - Highly Impacted | Kittitas CountySingle Family - Highly ImpactedPool Heat | Kittitas CountySingle Family - Highly ImpactedPool Heat1 | Kittitas CountySingle Family - Highly ImpactedPool Heat1Existing | Kittitas CountySingle Family - Highly ImpactedPool HeatBelow Standard Pool Heater - 78% EfficientExisting | Kittitas CountySingle Family - Highly ImpactedPool HeatExisting | Kittitas County | Single Family - Highly Impacted | Pool Heat | 1 | Below Standard Pool Heater - 78% Efficient | Existing | 24.38% | 24.38% | 24.38% | 24.38% | 24.38% | 24.38% | 24.38% | 24.38% | 24.38% | 24.38% | 24.38% | 24.38% | 24.38% | 24.38% | 24.38% | 24.38% | 24.38% | 24.38% | 24.38% | 24.38% | 24.38% | 24.38% | 24.38% | 24.38% | 24.38% | 24.38% | 24.38% | 24.38%
Kittitas CountySingle Family - Highly Impacted | Kittitas CountySingle Family - Highly ImpactedPool Heat | Kittitas CountySingle Family - Highly ImpactedPool Heat1 | Kittitas CountySingle Family - Highly ImpactedPool Heat1New | Kittitas CountySingle Family - Highly ImpactedPool HeatBelow Standard Pool Heater - 78% EfficientNew | Kittitas CountySingle Family - Highly ImpactedPool HeatNew | Kittitas County | Single Family - Highly Impacted | Pool Heat | 1 | Below Standard Pool Heater - 78% Efficient | New | bar: 2023 to 2050
Kittitas CountyMultifamily | Kittitas CountyMultifamilyPool Heat | Kittitas CountyMultifamilyPool Heat1 | Kittitas CountyMultifamilyPool Heat1Existing | Kittitas CountyMultifamilyPool HeatBelow Standard Pool Heater - 78% EfficientExisting | Kittitas CountyMultifamilyPool HeatExisting | Kittitas County | Multifamily | Pool Heat | 1 | Below Standard Pool Heater - 78% Efficient | Existing | 24.38% | 24.38% | 24.38% | 24.38% | 24.38% | 24.38% | 24.38% | 24.38% | 24.38% | 24.38% | 24.38% | 24.38% | 24.38% | 24.38% | 24.38% | 24.38% | 24.38% | 24.38% | 24.38% | 24.38% | 24.38% | 24.38% | 24.38% | 24.38% | 24.38% | 24.38% | 24.38% | 24.38%
Kittitas CountyMultifamily | Kittitas CountyMultifamilyPool Heat | Kittitas CountyMultifamilyPool Heat1 | Kittitas CountyMultifamilyPool Heat1New | Kittitas CountyMultifamilyPool HeatBelow Standard Pool Heater - 78% EfficientNew | Kittitas CountyMultifamilyPool HeatNew | Kittitas County | Multifamily | Pool Heat | 1 | Below Standard Pool Heater - 78% Efficient | New | bar: 2023 to 2050
Kittitas CountyMultifamily - Highly Impacted | Kittitas CountyMultifamily - Highly ImpactedPool Heat | Kittitas CountyMultifamily - Highly ImpactedPool Heat1 | Kittitas CountyMultifamily - Highly ImpactedPool Heat1Existing | Kittitas CountyMultifamily - Highly ImpactedPool HeatBelow Standard Pool Heater - 78% EfficientExisting | Kittitas CountyMultifamily - Highly ImpactedPool HeatExisting | Kittitas County | Multifamily - Highly Impacted | Pool Heat | 1 | Below Standard Pool Heater - 78% Efficient | Existing | 24.38% | 24.38% | 24.38% | 24.38% | 24.38% | 24.38% | 24.38% | 24.38% | 24.38% | 24.38% | 24.38% | 24.38% | 24.38% | 24.38% | 24.38% | 24.38% | 24.38% | 24.38% | 24.38% | 24.38% | 24.38% | 24.38% | 24.38% | 24.38% | 24.38% | 24.38% | 24.38% | 24.38%
Kittitas CountyMultifamily - Highly Impacted | Kittitas CountyMultifamily - Highly ImpactedPool Heat | Kittitas CountyMultifamily - Highly ImpactedPool Heat1 | Kittitas CountyMultifamily - Highly ImpactedPool Heat1New | Kittitas CountyMultifamily - Highly ImpactedPool HeatBelow Standard Pool Heater - 78% EfficientNew | Kittitas CountyMultifamily - Highly ImpactedPool HeatNew | Kittitas County | Multifamily - Highly Impacted | Pool Heat | 1 | Below Standard Pool Heater - 78% Efficient | New | bar: 2023 to 2050
Kittitas CountyManufactured | Kittitas CountyManufacturedPool Heat | Kittitas CountyManufacturedPool Heat1 | Kittitas CountyManufacturedPool Heat1Existing | Kittitas CountyManufacturedPool HeatBelow Standard Pool Heater - 78% EfficientExisting | Kittitas CountyManufacturedPool HeatExisting | Kittitas County | Manufactured | Pool Heat | 1 | Below Standard Pool Heater - 78% Efficient | Existing | 24.38% | 24.38% | 24.38% | 24.38% | 24.38% | 24.38% | 24.38% | 24.38% | 24.38% | 24.38% | 24.38% | 24.38% | 24.38% | 24.38% | 24.38% | 24.38% | 24.38% | 24.38% | 24.38% | 24.38% | 24.38% | 24.38% | 24.38% | 24.38% | 24.38% | 24.38% | 24.38% | 24.38%
Kittitas CountyManufactured | Kittitas CountyManufacturedPool Heat | Kittitas CountyManufacturedPool Heat1 | Kittitas CountyManufacturedPool Heat1New | Kittitas CountyManufacturedPool HeatBelow Standard Pool Heater - 78% EfficientNew | Kittitas CountyManufacturedPool HeatNew | Kittitas County | Manufactured | Pool Heat | 1 | Below Standard Pool Heater - 78% Efficient | New | bar: 2023 to 2050
Kittitas CountyManufactured - Highly Impacted | Kittitas CountyManufactured - Highly ImpactedPool Heat | Kittitas CountyManufactured - Highly ImpactedPool Heat1 | Kittitas CountyManufactured - Highly ImpactedPool Heat1Existing | Kittitas CountyManufactured - Highly ImpactedPool HeatBelow Standard Pool Heater - 78% EfficientExisting | Kittitas CountyManufactured - Highly ImpactedPool HeatExisting | Kittitas County | Manufactured - Highly Impacted | Pool Heat | 1 | Below Standard Pool Heater - 78% Efficient | Existing | 24.38% | 24.38% | 24.38% | 24.38% | 24.38% | 24.38% | 24.38% | 24.38% | 24.38% | 24.38% | 24.38% | 24.38% | 24.38% | 24.38% | 24.38% | 24.38% | 24.38% | 24.38% | 24.38% | 24.38% | 24.38% | 24.38% | 24.38% | 24.38% | 24.38% | 24.38% | 24.38% | 24.38%
Kittitas CountyManufactured - Highly Impacted | Kittitas CountyManufactured - Highly ImpactedPool Heat | Kittitas CountyManufactured - Highly ImpactedPool Heat1 | Kittitas CountyManufactured - Highly ImpactedPool Heat1New | Kittitas CountyManufactured - Highly ImpactedPool HeatBelow Standard Pool Heater - 78% EfficientNew | Kittitas CountyManufactured - Highly ImpactedPool HeatNew | Kittitas County | Manufactured - Highly Impacted | Pool Heat | 1 | Below Standard Pool Heater - 78% Efficient | New | bar: 2023 to 2050
Kittitas CountySingle Family | Kittitas CountySingle FamilyPool Heat | Kittitas CountySingle FamilyPool Heat2 | Kittitas CountySingle FamilyPool Heat2Existing | Kittitas CountySingle FamilyPool HeatFederal Standard 2014 Pool Heater - 82% EfficientExisting | Kittitas CountySingle FamilyPool HeatExisting | Kittitas County | Single Family | Pool Heat | 2 | Federal Standard 2014 Pool Heater - 82% Efficient | Existing | 73.12% | 73.12% | 73.12% | 73.12% | 73.12% | 73.12% | 73.12% | 73.12% | 73.12% | 73.12% | 73.12% | 73.12% | 73.12% | 73.12% | 73.12% | 73.12% | 73.12% | 73.12% | 73.12% | 73.12% | 73.12% | 73.12% | 73.12% | 73.12% | 73.12% | 73.12% | 73.12% | 73.12%
Kittitas CountySingle Family | Kittitas CountySingle FamilyPool Heat | Kittitas CountySingle FamilyPool Heat2 | Kittitas CountySingle FamilyPool Heat2New | Kittitas CountySingle FamilyPool HeatFederal Standard 2014 Pool Heater - 82% EfficientNew | Kittitas CountySingle FamilyPool HeatNew | Kittitas County | Single Family | Pool Heat | 2 | Federal Standard 2014 Pool Heater - 82% Efficient | New | 97.5% | 97.5% | 97.5% | 97.5% | 97.5% | 97.5% | 97.5% | 97.5% | 97.5% | 97.5% | 97.5% | 97.5% | 97.5% | 97.5% | 97.5% | 97.5% | 97.5% | 97.5% | 97.5% | 97.5% | 97.5% | 97.5% | 97.5% | 97.5% | 97.5% | 97.5% | 97.5% | 97.5%
Kittitas CountySingle Family - Highly Impacted | Kittitas CountySingle Family - Highly ImpactedPool Heat | Kittitas CountySingle Family - Highly ImpactedPool Heat2 | Kittitas CountySingle Family - Highly ImpactedPool Heat2Existing | Kittitas CountySingle Family - Highly ImpactedPool HeatFederal Standard 2014 Pool Heater - 82% EfficientExisting | Kittitas CountySingle Family - Highly ImpactedPool HeatExisting | Kittitas County | Single Family - Highly Impacted | Pool Heat | 2 | Federal Standard 2014 Pool Heater - 82% Efficient | Existing | 73.12% | 73.12% | 73.12% | 73.12% | 73.12% | 73.12% | 73.12% | 73.12% | 73.12% | 73.12% | 73.12% | 73.12% | 73.12% | 73.12% | 73.12% | 73.12% | 73.12% | 73.12% | 73.12% | 73.12% | 73.12% | 73.12% | 73.12% | 73.12% | 73.12% | 73.12% | 73.12% | 73.12%
Kittitas CountySingle Family - Highly Impacted | Kittitas CountySingle Family - Highly ImpactedPool Heat | Kittitas CountySingle Family - Highly ImpactedPool Heat2 | Kittitas CountySingle Family - Highly ImpactedPool Heat2New | Kittitas CountySingle Family - Highly ImpactedPool HeatFederal Standard 2014 Pool Heater - 82% EfficientNew | Kittitas CountySingle Family - Highly ImpactedPool HeatNew | Kittitas County | Single Family - Highly Impacted | Pool Heat | 2 | Federal Standard 2014 Pool Heater - 82% Efficient | New | 97.5% | 97.5% | 97.5% | 97.5% | 97.5% | 97.5% | 97.5% | 97.5% | 97.5% | 97.5% | 97.5% | 97.5% | 97.5% | 97.5% | 97.5% | 97.5% | 97.5% | 97.5% | 97.5% | 97.5% | 97.5% | 97.5% | 97.5% | 97.5% | 97.5% | 97.5% | 97.5% | 97.5%
Kittitas CountyMultifamily | Kittitas CountyMultifamilyPool Heat | Kittitas CountyMultifamilyPool Heat2 | Kittitas CountyMultifamilyPool Heat2Existing | Kittitas CountyMultifamilyPool HeatFederal Standard 2014 Pool Heater - 82% EfficientExisting | Kittitas CountyMultifamilyPool HeatExisting | Kittitas County | Multifamily | Pool Heat | 2 | Federal Standard 2014 Pool Heater - 82% Efficient | Existing | 73.12% | 73.12% | 73.12% | 73.12% | 73.12% | 73.12% | 73.12% | 73.12% | 73.12% | 73.12% | 73.12% | 73.12% | 73.12% | 73.12% | 73.12% | 73.12% | 73.12% | 73.12% | 73.12% | 73.12% | 73.12% | 73.12% | 73.12% | 73.12% | 73.12% | 73.12% | 73.12% | 73.12%
Kittitas CountyMultifamily | Kittitas CountyMultifamilyPool Heat | Kittitas CountyMultifamilyPool Heat2 | Kittitas CountyMultifamilyPool Heat2New | Kittitas CountyMultifamilyPool HeatFederal Standard 2014 Pool Heater - 82% EfficientNew | Kittitas CountyMultifamilyPool HeatNew | Kittitas County | Multifamily | Pool Heat | 2 | Federal Standard 2014 Pool Heater - 82% Efficient | New | 97.5% | 97.5% | 97.5% | 97.5% | 97.5% | 97.5% | 97.5% | 97.5% | 97.5% | 97.5% | 97.5% | 97.5% | 97.5% | 97.5% | 97.5% | 97.5% | 97.5% | 97.5% | 97.5% | 97.5% | 97.5% | 97.5% | 97.5% | 97.5% | 97.5% | 97.5% | 97.5% | 97.5%
Kittitas CountyMultifamily - Highly Impacted | Kittitas CountyMultifamily - Highly ImpactedPool Heat | Kittitas CountyMultifamily - Highly ImpactedPool Heat2 | Kittitas CountyMultifamily - Highly ImpactedPool Heat2Existing | Kittitas CountyMultifamily - Highly ImpactedPool HeatFederal Standard 2014 Pool Heater - 82% EfficientExisting | Kittitas CountyMultifamily - Highly ImpactedPool HeatExisting | Kittitas County | Multifamily - Highly Impacted | Pool Heat | 2 | Federal Standard 2014 Pool Heater - 82% Efficient | Existing | 73.12% | 73.12% | 73.12% | 73.12% | 73.12% | 73.12% | 73.12% | 73.12% | 73.12% | 73.12% | 73.12% | 73.12% | 73.12% | 73.12% | 73.12% | 73.12% | 73.12% | 73.12% | 73.12% | 73.12% | 73.12% | 73.12% | 73.12% | 73.12% | 73.12% | 73.12% | 73.12% | 73.12%
Kittitas CountyMultifamily - Highly Impacted | Kittitas CountyMultifamily - Highly ImpactedPool Heat | Kittitas CountyMultifamily - Highly ImpactedPool Heat2 | Kittitas CountyMultifamily - Highly ImpactedPool Heat2New | Kittitas CountyMultifamily - Highly ImpactedPool HeatFederal Standard 2014 Pool Heater - 82% EfficientNew | Kittitas CountyMultifamily - Highly ImpactedPool HeatNew | Kittitas County | Multifamily - Highly Impacted | Pool Heat | 2 | Federal Standard 2014 Pool Heater - 82% Efficient | New | 97.5% | 97.5% | 97.5% | 97.5% | 97.5% | 97.5% | 97.5% | 97.5% | 97.5% | 97.5% | 97.5% | 97.5% | 97.5% | 97.5% | 97.5% | 97.5% | 97.5% | 97.5% | 97.5% | 97.5% | 97.5% | 97.5% | 97.5% | 97.5% | 97.5% | 97.5% | 97.5% | 97.5%
Kittitas CountyManufactured | Kittitas CountyManufacturedPool Heat | Kittitas CountyManufacturedPool Heat2 | Kittitas CountyManufacturedPool Heat2Existing | Kittitas CountyManufacturedPool HeatFederal Standard 2014 Pool Heater - 82% EfficientExisting | Kittitas CountyManufacturedPool HeatExisting | Kittitas County | Manufactured | Pool Heat | 2 | Federal Standard 2014 Pool Heater - 82% Efficient | Existing | 73.12% | 73.12% | 73.12% | 73.12% | 73.12% | 73.12% | 73.12% | 73.12% | 73.12% | 73.12% | 73.12% | 73.12% | 73.12% | 73.12% | 73.12% | 73.12% | 73.12% | 73.12% | 73.12% | 73.12% | 73.12% | 73.12% | 73.12% | 73.12% | 73.12% | 73.12% | 73.12% | 73.12%
Kittitas CountyManufactured | Kittitas CountyManufacturedPool Heat | Kittitas CountyManufacturedPool Heat2 | Kittitas CountyManufacturedPool Heat2New | Kittitas CountyManufacturedPool HeatFederal Standard 2014 Pool Heater - 82% EfficientNew | Kittitas CountyManufacturedPool HeatNew | Kittitas County | Manufactured | Pool Heat | 2 | Federal Standard 2014 Pool Heater - 82% Efficient | New | 97.5% | 97.5% | 97.5% | 97.5% | 97.5% | 97.5% | 97.5% | 97.5% | 97.5% | 97.5% | 97.5% | 97.5% | 97.5% | 97.5% | 97.5% | 97.5% | 97.5% | 97.5% | 97.5% | 97.5% | 97.5% | 97.5% | 97.5% | 97.5% | 97.5% | 97.5% | 97.5% | 97.5%
Kittitas CountyManufactured - Highly Impacted | Kittitas CountyManufactured - Highly ImpactedPool Heat | Kittitas CountyManufactured - Highly ImpactedPool Heat2 | Kittitas CountyManufactured - Highly ImpactedPool Heat2Existing | Kittitas CountyManufactured - Highly ImpactedPool HeatFederal Standard 2014 Pool Heater - 82% EfficientExisting | Kittitas CountyManufactured - Highly ImpactedPool HeatExisting | Kittitas County | Manufactured - Highly Impacted | Pool Heat | 2 | Federal Standard 2014 Pool Heater - 82% Efficient | Existing | 73.12% | 73.12% | 73.12% | 73.12% | 73.12% | 73.12% | 73.12% | 73.12% | 73.12% | 73.12% | 73.12% | 73.12% | 73.12% | 73.12% | 73.12% | 73.12% | 73.12% | 73.12% | 73.12% | 73.12% | 73.12% | 73.12% | 73.12% | 73.12% | 73.12% | 73.12% | 73.12% | 73.12%
Kittitas CountyManufactured - Highly Impacted | Kittitas CountyManufactured - Highly ImpactedPool Heat | Kittitas CountyManufactured - Highly ImpactedPool Heat2 | Kittitas CountyManufactured - Highly ImpactedPool Heat2New | Kittitas CountyManufactured - Highly ImpactedPool HeatFederal Standard 2014 Pool Heater - 82% EfficientNew | Kittitas CountyManufactured - Highly ImpactedPool HeatNew | Kittitas County | Manufactured - Highly Impacted | Pool Heat | 2 | Federal Standard 2014 Pool Heater - 82% Efficient | New | 97.5% | 97.5% | 97.5% | 97.5% | 97.5% | 97.5% | 97.5% | 97.5% | 97.5% | 97.5% | 97.5% | 97.5% | 97.5% | 97.5% | 97.5% | 97.5% | 97.5% | 97.5% | 97.5% | 97.5% | 97.5% | 97.5% | 97.5% | 97.5% | 97.5% | 97.5% | 97.5% | 97.5%
Kittitas CountySingle Family | Kittitas CountySingle FamilyPool Heat | Kittitas CountySingle FamilyPool Heat3 | Kittitas CountySingle FamilyPool Heat3Existing | Kittitas CountySingle FamilyPool HeatMarket Standard Pool HeaterExisting | Kittitas CountySingle FamilyPool HeatExisting | Kittitas County | Single Family | Pool Heat | 3 | Market Standard Pool Heater | Existing | bar: 2023 to 2050
Kittitas CountySingle Family | Kittitas CountySingle FamilyPool Heat | Kittitas CountySingle FamilyPool Heat3 | Kittitas CountySingle FamilyPool Heat3New | Kittitas CountySingle FamilyPool HeatMarket Standard Pool HeaterNew | Kittitas CountySingle FamilyPool HeatNew | Kittitas County | Single Family | Pool Heat | 3 | Market Standard Pool Heater | New | bar: 2023 to 2050
Kittitas CountySingle Family - Highly Impacted | Kittitas CountySingle Family - Highly ImpactedPool Heat | Kittitas CountySingle Family - Highly ImpactedPool Heat3 | Kittitas CountySingle Family - Highly ImpactedPool Heat3Existing | Kittitas CountySingle Family - Highly ImpactedPool HeatMarket Standard Pool HeaterExisting | Kittitas CountySingle Family - Highly ImpactedPool HeatExisting | Kittitas County | Single Family - Highly Impacted | Pool Heat | 3 | Market Standard Pool Heater | Existing | bar: 2023 to 2050
Kittitas CountySingle Family - Highly Impacted | Kittitas CountySingle Family - Highly ImpactedPool Heat | Kittitas CountySingle Family - Highly ImpactedPool Heat3 | Kittitas CountySingle Family - Highly ImpactedPool Heat3New | Kittitas CountySingle Family - Highly ImpactedPool HeatMarket Standard Pool HeaterNew | Kittitas CountySingle Family - Highly ImpactedPool HeatNew | Kittitas County | Single Family - Highly Impacted | Pool Heat | 3 | Market Standard Pool Heater | New | bar: 2023 to 2050
Kittitas CountyMultifamily | Kittitas CountyMultifamilyPool Heat | Kittitas CountyMultifamilyPool Heat3 | Kittitas CountyMultifamilyPool Heat3Existing | Kittitas CountyMultifamilyPool HeatMarket Standard Pool HeaterExisting | Kittitas CountyMultifamilyPool HeatExisting | Kittitas County | Multifamily | Pool Heat | 3 | Market Standard Pool Heater | Existing | bar: 2023 to 2050
Kittitas CountyMultifamily | Kittitas CountyMultifamilyPool Heat | Kittitas CountyMultifamilyPool Heat3 | Kittitas CountyMultifamilyPool Heat3New | Kittitas CountyMultifamilyPool HeatMarket Standard Pool HeaterNew | Kittitas CountyMultifamilyPool HeatNew | Kittitas County | Multifamily | Pool Heat | 3 | Market Standard Pool Heater | New | bar: 2023 to 2050
Kittitas CountyMultifamily - Highly Impacted | Kittitas CountyMultifamily - Highly ImpactedPool Heat | Kittitas CountyMultifamily - Highly ImpactedPool Heat3 | Kittitas CountyMultifamily - Highly ImpactedPool Heat3Existing | Kittitas CountyMultifamily - Highly ImpactedPool HeatMarket Standard Pool HeaterExisting | Kittitas CountyMultifamily - Highly ImpactedPool HeatExisting | Kittitas County | Multifamily - Highly Impacted | Pool Heat | 3 | Market Standard Pool Heater | Existing | bar: 2023 to 2050
Kittitas CountyMultifamily - Highly Impacted | Kittitas CountyMultifamily - Highly ImpactedPool Heat | Kittitas CountyMultifamily - Highly ImpactedPool Heat3 | Kittitas CountyMultifamily - Highly ImpactedPool Heat3New | Kittitas CountyMultifamily - Highly ImpactedPool HeatMarket Standard Pool HeaterNew | Kittitas CountyMultifamily - Highly ImpactedPool HeatNew | Kittitas County | Multifamily - Highly Impacted | Pool Heat | 3 | Market Standard Pool Heater | New | bar: 2023 to 2050
Kittitas CountyManufactured | Kittitas CountyManufacturedPool Heat | Kittitas CountyManufacturedPool Heat3 | Kittitas CountyManufacturedPool Heat3Existing | Kittitas CountyManufacturedPool HeatMarket Standard Pool HeaterExisting | Kittitas CountyManufacturedPool HeatExisting | Kittitas County | Manufactured | Pool Heat | 3 | Market Standard Pool Heater | Existing | bar: 2023 to 2050
Kittitas CountyManufactured | Kittitas CountyManufacturedPool Heat | Kittitas CountyManufacturedPool Heat3 | Kittitas CountyManufacturedPool Heat3New | Kittitas CountyManufacturedPool HeatMarket Standard Pool HeaterNew | Kittitas CountyManufacturedPool HeatNew | Kittitas County | Manufactured | Pool Heat | 3 | Market Standard Pool Heater | New | bar: 2023 to 2050
Kittitas CountyManufactured - Highly Impacted | Kittitas CountyManufactured - Highly ImpactedPool Heat | Kittitas CountyManufactured - Highly ImpactedPool Heat3 | Kittitas CountyManufactured - Highly ImpactedPool Heat3Existing | Kittitas CountyManufactured - Highly ImpactedPool HeatMarket Standard Pool HeaterExisting | Kittitas CountyManufactured - Highly ImpactedPool HeatExisting | Kittitas County | Manufactured - Highly Impacted | Pool Heat | 3 | Market Standard Pool Heater | Existing | bar: 2023 to 2050
Kittitas CountyManufactured - Highly Impacted | Kittitas CountyManufactured - Highly ImpactedPool Heat | Kittitas CountyManufactured - Highly ImpactedPool Heat3 | Kittitas CountyManufactured - Highly ImpactedPool Heat3New | Kittitas CountyManufactured - Highly ImpactedPool HeatMarket Standard Pool HeaterNew | Kittitas CountyManufactured - Highly ImpactedPool HeatNew | Kittitas County | Manufactured - Highly Impacted | Pool Heat | 3 | Market Standard Pool Heater | New | bar: 2023 to 2050
Kittitas CountySingle Family | Kittitas CountySingle FamilyPool Heat | Kittitas CountySingle FamilyPool Heat4 | Kittitas CountySingle FamilyPool Heat4Existing | Kittitas CountySingle FamilyPool HeatEfficient Pool Heater - 88% EfficientExisting | Kittitas CountySingle FamilyPool HeatExisting | Kittitas County | Single Family | Pool Heat | 4 | Efficient Pool Heater - 88% Efficient | Existing | 2.5% | 2.5% | 2.5% | 2.5% | 2.5% | 2.5% | 2.5% | 2.5% | 2.5% | 2.5% | 2.5% | 2.5% | 2.5% | 2.5% | 2.5% | 2.5% | 2.5% | 2.5% | 2.5% | 2.5% | 2.5% | 2.5% | 2.5% | 2.5% | 2.5% | 2.5% | 2.5% | 2.5%
Kittitas CountySingle Family | Kittitas CountySingle FamilyPool Heat | Kittitas CountySingle FamilyPool Heat4 | Kittitas CountySingle FamilyPool Heat4New | Kittitas CountySingle FamilyPool HeatEfficient Pool Heater - 88% EfficientNew | Kittitas CountySingle FamilyPool HeatNew | Kittitas County | Single Family | Pool Heat | 4 | Efficient Pool Heater - 88% Efficient | New | 2.5% | 2.5% | 2.5% | 2.5% | 2.5% | 2.5% | 2.5% | 2.5% | 2.5% | 2.5% | 2.5% | 2.5% | 2.5% | 2.5% | 2.5% | 2.5% | 2.5% | 2.5% | 2.5% | 2.5% | 2.5% | 2.5% | 2.5% | 2.5% | 2.5% | 2.5% | 2.5% | 2.5%
Kittitas CountySingle Family - Highly Impacted | Kittitas CountySingle Family - Highly ImpactedPool Heat | Kittitas CountySingle Family - Highly ImpactedPool Heat4 | Kittitas CountySingle Family - Highly ImpactedPool Heat4Existing | Kittitas CountySingle Family - Highly ImpactedPool HeatEfficient Pool Heater - 88% EfficientExisting | Kittitas CountySingle Family - Highly ImpactedPool HeatExisting | Kittitas County | Single Family - Highly Impacted | Pool Heat | 4 | Efficient Pool Heater - 88% Efficient | Existing | 2.5% | 2.5% | 2.5% | 2.5% | 2.5% | 2.5% | 2.5% | 2.5% | 2.5% | 2.5% | 2.5% | 2.5% | 2.5% | 2.5% | 2.5% | 2.5% | 2.5% | 2.5% | 2.5% | 2.5% | 2.5% | 2.5% | 2.5% | 2.5% | 2.5% | 2.5% | 2.5% | 2.5%
Kittitas CountySingle Family - Highly Impacted | Kittitas CountySingle Family - Highly ImpactedPool Heat | Kittitas CountySingle Family - Highly ImpactedPool Heat4 | Kittitas CountySingle Family - Highly ImpactedPool Heat4New | Kittitas CountySingle Family - Highly ImpactedPool HeatEfficient Pool Heater - 88% EfficientNew | Kittitas CountySingle Family - Highly ImpactedPool HeatNew | Kittitas County | Single Family - Highly Impacted | Pool Heat | 4 | Efficient Pool Heater - 88% Efficient | New | 2.5% | 2.5% | 2.5% | 2.5% | 2.5% | 2.5% | 2.5% | 2.5% | 2.5% | 2.5% | 2.5% | 2.5% | 2.5% | 2.5% | 2.5% | 2.5% | 2.5% | 2.5% | 2.5% | 2.5% | 2.5% | 2.5% | 2.5% | 2.5% | 2.5% | 2.5% | 2.5% | 2.5%
Kittitas CountyMultifamily | Kittitas CountyMultifamilyPool Heat | Kittitas CountyMultifamilyPool Heat4 | Kittitas CountyMultifamilyPool Heat4Existing | Kittitas CountyMultifamilyPool HeatEfficient Pool Heater - 88% EfficientExisting | Kittitas CountyMultifamilyPool HeatExisting | Kittitas County | Multifamily | Pool Heat | 4 | Efficient Pool Heater - 88% Efficient | Existing | 2.5% | 2.5% | 2.5% | 2.5% | 2.5% | 2.5% | 2.5% | 2.5% | 2.5% | 2.5% | 2.5% | 2.5% | 2.5% | 2.5% | 2.5% | 2.5% | 2.5% | 2.5% | 2.5% | 2.5% | 2.5% | 2.5% | 2.5% | 2.5% | 2.5% | 2.5% | 2.5% | 2.5%
Kittitas CountyMultifamily | Kittitas CountyMultifamilyPool Heat | Kittitas CountyMultifamilyPool Heat4 | Kittitas CountyMultifamilyPool Heat4New | Kittitas CountyMultifamilyPool HeatEfficient Pool Heater - 88% EfficientNew | Kittitas CountyMultifamilyPool HeatNew | Kittitas County | Multifamily | Pool Heat | 4 | Efficient Pool Heater - 88% Efficient | New | 2.5% | 2.5% | 2.5% | 2.5% | 2.5% | 2.5% | 2.5% | 2.5% | 2.5% | 2.5% | 2.5% | 2.5% | 2.5% | 2.5% | 2.5% | 2.5% | 2.5% | 2.5% | 2.5% | 2.5% | 2.5% | 2.5% | 2.5% | 2.5% | 2.5% | 2.5% | 2.5% | 2.5%
Kittitas CountyMultifamily - Highly Impacted | Kittitas CountyMultifamily - Highly ImpactedPool Heat | Kittitas CountyMultifamily - Highly ImpactedPool Heat4 | Kittitas CountyMultifamily - Highly ImpactedPool Heat4Existing | Kittitas CountyMultifamily - Highly ImpactedPool HeatEfficient Pool Heater - 88% EfficientExisting | Kittitas CountyMultifamily - Highly ImpactedPool HeatExisting | Kittitas County | Multifamily - Highly Impacted | Pool Heat | 4 | Efficient Pool Heater - 88% Efficient | Existing | 2.5% | 2.5% | 2.5% | 2.5% | 2.5% | 2.5% | 2.5% | 2.5% | 2.5% | 2.5% | 2.5% | 2.5% | 2.5% | 2.5% | 2.5% | 2.5% | 2.5% | 2.5% | 2.5% | 2.5% | 2.5% | 2.5% | 2.5% | 2.5% | 2.5% | 2.5% | 2.5% | 2.5%
Kittitas CountyMultifamily - Highly Impacted | Kittitas CountyMultifamily - Highly ImpactedPool Heat | Kittitas CountyMultifamily - Highly ImpactedPool Heat4 | Kittitas CountyMultifamily - Highly ImpactedPool Heat4New | Kittitas CountyMultifamily - Highly ImpactedPool HeatEfficient Pool Heater - 88% EfficientNew | Kittitas CountyMultifamily - Highly ImpactedPool HeatNew | Kittitas County | Multifamily - Highly Impacted | Pool Heat | 4 | Efficient Pool Heater - 88% Efficient | New | 2.5% | 2.5% | 2.5% | 2.5% | 2.5% | 2.5% | 2.5% | 2.5% | 2.5% | 2.5% | 2.5% | 2.5% | 2.5% | 2.5% | 2.5% | 2.5% | 2.5% | 2.5% | 2.5% | 2.5% | 2.5% | 2.5% | 2.5% | 2.5% | 2.5% | 2.5% | 2.5% | 2.5%
Kittitas CountyManufactured | Kittitas CountyManufacturedPool Heat | Kittitas CountyManufacturedPool Heat4 | Kittitas CountyManufacturedPool Heat4Existing | Kittitas CountyManufacturedPool HeatEfficient Pool Heater - 88% EfficientExisting | Kittitas CountyManufacturedPool HeatExisting | Kittitas County | Manufactured | Pool Heat | 4 | Efficient Pool Heater - 88% Efficient | Existing | 2.5% | 2.5% | 2.5% | 2.5% | 2.5% | 2.5% | 2.5% | 2.5% | 2.5% | 2.5% | 2.5% | 2.5% | 2.5% | 2.5% | 2.5% | 2.5% | 2.5% | 2.5% | 2.5% | 2.5% | 2.5% | 2.5% | 2.5% | 2.5% | 2.5% | 2.5% | 2.5% | 2.5%
Kittitas CountyManufactured | Kittitas CountyManufacturedPool Heat | Kittitas CountyManufacturedPool Heat4 | Kittitas CountyManufacturedPool Heat4New | Kittitas CountyManufacturedPool HeatEfficient Pool Heater - 88% EfficientNew | Kittitas CountyManufacturedPool HeatNew | Kittitas County | Manufactured | Pool Heat | 4 | Efficient Pool Heater - 88% Efficient | New | 2.5% | 2.5% | 2.5% | 2.5% | 2.5% | 2.5% | 2.5% | 2.5% | 2.5% | 2.5% | 2.5% | 2.5% | 2.5% | 2.5% | 2.5% | 2.5% | 2.5% | 2.5% | 2.5% | 2.5% | 2.5% | 2.5% | 2.5% | 2.5% | 2.5% | 2.5% | 2.5% | 2.5%
Kittitas CountyManufactured - Highly Impacted | Kittitas CountyManufactured - Highly ImpactedPool Heat | Kittitas CountyManufactured - Highly ImpactedPool Heat4 | Kittitas CountyManufactured - Highly ImpactedPool Heat4Existing | Kittitas CountyManufactured - Highly ImpactedPool HeatEfficient Pool Heater - 88% EfficientExisting | Kittitas CountyManufactured - Highly ImpactedPool HeatExisting | Kittitas County | Manufactured - Highly Impacted | Pool Heat | 4 | Efficient Pool Heater - 88% Efficient | Existing | 2.5% | 2.5% | 2.5% | 2.5% | 2.5% | 2.5% | 2.5% | 2.5% | 2.5% | 2.5% | 2.5% | 2.5% | 2.5% | 2.5% | 2.5% | 2.5% | 2.5% | 2.5% | 2.5% | 2.5% | 2.5% | 2.5% | 2.5% | 2.5% | 2.5% | 2.5% | 2.5% | 2.5%
Kittitas CountyManufactured - Highly Impacted | Kittitas CountyManufactured - Highly ImpactedPool Heat | Kittitas CountyManufactured - Highly ImpactedPool Heat4 | Kittitas CountyManufactured - Highly ImpactedPool Heat4New | Kittitas CountyManufactured - Highly ImpactedPool HeatEfficient Pool Heater - 88% EfficientNew | Kittitas CountyManufactured - Highly ImpactedPool HeatNew | Kittitas County | Manufactured - Highly Impacted | Pool Heat | 4 | Efficient Pool Heater - 88% Efficient | New | 2.5% | 2.5% | 2.5% | 2.5% | 2.5% | 2.5% | 2.5% | 2.5% | 2.5% | 2.5% | 2.5% | 2.5% | 2.5% | 2.5% | 2.5% | 2.5% | 2.5% | 2.5% | 2.5% | 2.5% | 2.5% | 2.5% | 2.5% | 2.5% | 2.5% | 2.5% | 2.5% | 2.5%
Kittitas CountySingle Family | Kittitas CountySingle FamilyWater Heat LE 55 Gal | Kittitas CountySingle FamilyWater Heat LE 55 Gal1 | Kittitas CountySingle FamilyWater Heat LE 55 Gal1Existing | Kittitas CountySingle FamilyWater Heat LE 55 GalBelow Standard Water Heater ≤ 55 GAL - EF 0.59Existing | Kittitas CountySingle FamilyWater Heat LE 55 GalExisting | Kittitas County | Single Family | Water Heat LE 55 Gal | 1 | Below Standard Water Heater ≤ 55 GAL - EF 0.59 | Existing | 69.76% | 69.76% | 69.76% | 69.76% | 69.76% | 69.76% | 69.76% | 69.76% | 69.76% | 69.76% | 69.76% | 69.76% | 69.76% | 69.76% | 69.76% | 69.76% | 69.76% | 69.76% | 69.76% | 69.76% | 69.76% | 69.76% | 69.76% | 69.76% | 69.76% | 69.76% | 69.76% | 69.76%
Kittitas CountySingle Family | Kittitas CountySingle FamilyWater Heat LE 55 Gal | Kittitas CountySingle FamilyWater Heat LE 55 Gal1 | Kittitas CountySingle FamilyWater Heat LE 55 Gal1New | Kittitas CountySingle FamilyWater Heat LE 55 GalBelow Standard Water Heater ≤ 55 GAL - EF 0.59New | Kittitas CountySingle FamilyWater Heat LE 55 GalNew | Kittitas County | Single Family | Water Heat LE 55 Gal | 1 | Below Standard Water Heater ≤ 55 GAL - EF 0.59 | New | bar: 2023 to 2050
Kittitas CountySingle Family - Highly Impacted | Kittitas CountySingle Family - Highly ImpactedWater Heat LE 55 Gal | Kittitas CountySingle Family - Highly ImpactedWater Heat LE 55 Gal1 | Kittitas CountySingle Family - Highly ImpactedWater Heat LE 55 Gal1Existing | Kittitas CountySingle Family - Highly ImpactedWater Heat LE 55 GalBelow Standard Water Heater ≤ 55 GAL - EF 0.59Existing | Kittitas CountySingle Family - Highly ImpactedWater Heat LE 55 GalExisting | Kittitas County | Single Family - Highly Impacted | Water Heat LE 55 Gal | 1 | Below Standard Water Heater ≤ 55 GAL - EF 0.59 | Existing | 69.76% | 69.76% | 69.76% | 69.76% | 69.76% | 69.76% | 69.76% | 69.76% | 69.76% | 69.76% | 69.76% | 69.76% | 69.76% | 69.76% | 69.76% | 69.76% | 69.76% | 69.76% | 69.76% | 69.76% | 69.76% | 69.76% | 69.76% | 69.76% | 69.76% | 69.76% | 69.76% | 69.76%
Kittitas CountySingle Family - Highly Impacted | Kittitas CountySingle Family - Highly ImpactedWater Heat LE 55 Gal | Kittitas CountySingle Family - Highly ImpactedWater Heat LE 55 Gal1 | Kittitas CountySingle Family - Highly ImpactedWater Heat LE 55 Gal1New | Kittitas CountySingle Family - Highly ImpactedWater Heat LE 55 GalBelow Standard Water Heater ≤ 55 GAL - EF 0.59New | Kittitas CountySingle Family - Highly ImpactedWater Heat LE 55 GalNew | Kittitas County | Single Family - Highly Impacted | Water Heat LE 55 Gal | 1 | Below Standard Water Heater ≤ 55 GAL - EF 0.59 | New | bar: 2023 to 2050
Kittitas CountyMultifamily | Kittitas CountyMultifamilyWater Heat LE 55 Gal | Kittitas CountyMultifamilyWater Heat LE 55 Gal1 | Kittitas CountyMultifamilyWater Heat LE 55 Gal1Existing | Kittitas CountyMultifamilyWater Heat LE 55 GalBelow Standard Water Heater ≤ 55 GAL - EF 0.59Existing | Kittitas CountyMultifamilyWater Heat LE 55 GalExisting | Kittitas County | Multifamily | Water Heat LE 55 Gal | 1 | Below Standard Water Heater ≤ 55 GAL - EF 0.59 | Existing | 69.76% | 69.76% | 69.76% | 69.76% | 69.76% | 69.76% | 69.76% | 69.76% | 69.76% | 69.76% | 69.76% | 69.76% | 69.76% | 69.76% | 69.76% | 69.76% | 69.76% | 69.76% | 69.76% | 69.76% | 69.76% | 69.76% | 69.76% | 69.76% | 69.76% | 69.76% | 69.76% | 69.76%
Kittitas CountyMultifamily | Kittitas CountyMultifamilyWater Heat LE 55 Gal | Kittitas CountyMultifamilyWater Heat LE 55 Gal1 | Kittitas CountyMultifamilyWater Heat LE 55 Gal1New | Kittitas CountyMultifamilyWater Heat LE 55 GalBelow Standard Water Heater ≤ 55 GAL - EF 0.59New | Kittitas CountyMultifamilyWater Heat LE 55 GalNew | Kittitas County | Multifamily | Water Heat LE 55 Gal | 1 | Below Standard Water Heater ≤ 55 GAL - EF 0.59 | New | bar: 2023 to 2050
Kittitas CountyMultifamily - Highly Impacted | Kittitas CountyMultifamily - Highly ImpactedWater Heat LE 55 Gal | Kittitas CountyMultifamily - Highly ImpactedWater Heat LE 55 Gal1 | Kittitas CountyMultifamily - Highly ImpactedWater Heat LE 55 Gal1Existing | Kittitas CountyMultifamily - Highly ImpactedWater Heat LE 55 GalBelow Standard Water Heater ≤ 55 GAL - EF 0.59Existing | Kittitas CountyMultifamily - Highly ImpactedWater Heat LE 55 GalExisting | Kittitas County | Multifamily - Highly Impacted | Water Heat LE 55 Gal | 1 | Below Standard Water Heater ≤ 55 GAL - EF 0.59 | Existing | 69.76% | 69.76% | 69.76% | 69.76% | 69.76% | 69.76% | 69.76% | 69.76% | 69.76% | 69.76% | 69.76% | 69.76% | 69.76% | 69.76% | 69.76% | 69.76% | 69.76% | 69.76% | 69.76% | 69.76% | 69.76% | 69.76% | 69.76% | 69.76% | 69.76% | 69.76% | 69.76% | 69.76%
Kittitas CountyMultifamily - Highly Impacted | Kittitas CountyMultifamily - Highly ImpactedWater Heat LE 55 Gal | Kittitas CountyMultifamily - Highly ImpactedWater Heat LE 55 Gal1 | Kittitas CountyMultifamily - Highly ImpactedWater Heat LE 55 Gal1New | Kittitas CountyMultifamily - Highly ImpactedWater Heat LE 55 GalBelow Standard Water Heater ≤ 55 GAL - EF 0.59New | Kittitas CountyMultifamily - Highly ImpactedWater Heat LE 55 GalNew | Kittitas County | Multifamily - Highly Impacted | Water Heat LE 55 Gal | 1 | Below Standard Water Heater ≤ 55 GAL - EF 0.59 | New | bar: 2023 to 2050
Kittitas CountyManufactured | Kittitas CountyManufacturedWater Heat LE 55 Gal | Kittitas CountyManufacturedWater Heat LE 55 Gal1 | Kittitas CountyManufacturedWater Heat LE 55 Gal1Existing | Kittitas CountyManufacturedWater Heat LE 55 GalBelow Standard Water Heater ≤ 55 GAL - EF 0.59Existing | Kittitas CountyManufacturedWater Heat LE 55 GalExisting | Kittitas County | Manufactured | Water Heat LE 55 Gal | 1 | Below Standard Water Heater ≤ 55 GAL - EF 0.59 | Existing | 69.76% | 69.76% | 69.76% | 69.76% | 69.76% | 69.76% | 69.76% | 69.76% | 69.76% | 69.76% | 69.76% | 69.76% | 69.76% | 69.76% | 69.76% | 69.76% | 69.76% | 69.76% | 69.76% | 69.76% | 69.76% | 69.76% | 69.76% | 69.76% | 69.76% | 69.76% | 69.76% | 69.76%
Kittitas CountyManufactured | Kittitas CountyManufacturedWater Heat LE 55 Gal | Kittitas CountyManufacturedWater Heat LE 55 Gal1 | Kittitas CountyManufacturedWater Heat LE 55 Gal1New | Kittitas CountyManufacturedWater Heat LE 55 GalBelow Standard Water Heater ≤ 55 GAL - EF 0.59New | Kittitas CountyManufacturedWater Heat LE 55 GalNew | Kittitas County | Manufactured | Water Heat LE 55 Gal | 1 | Below Standard Water Heater ≤ 55 GAL - EF 0.59 | New | bar: 2023 to 2050
Kittitas CountyManufactured - Highly Impacted | Kittitas CountyManufactured - Highly ImpactedWater Heat LE 55 Gal | Kittitas CountyManufactured - Highly ImpactedWater Heat LE 55 Gal1 | Kittitas CountyManufactured - Highly ImpactedWater Heat LE 55 Gal1Existing | Kittitas CountyManufactured - Highly ImpactedWater Heat LE 55 GalBelow Standard Water Heater ≤ 55 GAL - EF 0.59Existing | Kittitas CountyManufactured - Highly ImpactedWater Heat LE 55 GalExisting | Kittitas County | Manufactured - Highly Impacted | Water Heat LE 55 Gal | 1 | Below Standard Water Heater ≤ 55 GAL - EF 0.59 | Existing | 69.76% | 69.76% | 69.76% | 69.76% | 69.76% | 69.76% | 69.76% | 69.76% | 69.76% | 69.76% | 69.76% | 69.76% | 69.76% | 69.76% | 69.76% | 69.76% | 69.76% | 69.76% | 69.76% | 69.76% | 69.76% | 69.76% | 69.76% | 69.76% | 69.76% | 69.76% | 69.76% | 69.76%
Kittitas CountyManufactured - Highly Impacted | Kittitas CountyManufactured - Highly ImpactedWater Heat LE 55 Gal | Kittitas CountyManufactured - Highly ImpactedWater Heat LE 55 Gal1 | Kittitas CountyManufactured - Highly ImpactedWater Heat LE 55 Gal1New | Kittitas CountyManufactured - Highly ImpactedWater Heat LE 55 GalBelow Standard Water Heater ≤ 55 GAL - EF 0.59New | Kittitas CountyManufactured - Highly ImpactedWater Heat LE 55 GalNew | Kittitas County | Manufactured - Highly Impacted | Water Heat LE 55 Gal | 1 | Below Standard Water Heater ≤ 55 GAL - EF 0.59 | New | bar: 2023 to 2050
Kittitas CountySingle Family | Kittitas CountySingle FamilyWater Heat LE 55 Gal | Kittitas CountySingle FamilyWater Heat LE 55 Gal2 | Kittitas CountySingle FamilyWater Heat LE 55 Gal2Existing | Kittitas CountySingle FamilyWater Heat LE 55 GalFederal Standard 2015 Storage Water Heater ≤ 55 GAL - EF 0.62Existing | Kittitas CountySingle FamilyWater Heat LE 55 GalExisting | Kittitas County | Single Family | Water Heat LE 55 Gal | 2 | Federal Standard 2015 Storage Water Heater ≤ 55 GAL - EF 0.62 | Existing | 13.68% | 13.68% | 13.68% | 13.68% | 13.68% | 13.68% | 13.68% | 13.68% | 13.68% | 13.68% | 13.68% | 13.68% | 13.68% | 13.68% | 13.68% | 13.68% | 13.68% | 13.68% | 13.68% | 13.68% | 13.68% | 13.68% | 13.68% | 13.68% | 13.68% | 13.68% | 13.68% | 13.68%
Kittitas CountySingle Family | Kittitas CountySingle FamilyWater Heat LE 55 Gal | Kittitas CountySingle FamilyWater Heat LE 55 Gal2 | Kittitas CountySingle FamilyWater Heat LE 55 Gal2New | Kittitas CountySingle FamilyWater Heat LE 55 GalFederal Standard 2015 Storage Water Heater ≤ 55 GAL - EF 0.62New | Kittitas CountySingle FamilyWater Heat LE 55 GalNew | Kittitas County | Single Family | Water Heat LE 55 Gal | 2 | Federal Standard 2015 Storage Water Heater ≤ 55 GAL - EF 0.62 | New | 83.44% | 83.44% | 83.44% | 83.44% | 83.44% | 83.44% | 83.44% | 83.44% | 83.44% | 83.44% | 83.44% | 83.44% | 83.44% | 83.44% | 83.44% | 83.44% | 83.44% | 83.44% | 83.44% | 83.44% | 83.44% | 83.44% | 83.44% | 83.44% | 83.44% | 83.44% | 83.44% | 83.44%
Kittitas CountySingle Family - Highly Impacted | Kittitas CountySingle Family - Highly ImpactedWater Heat LE 55 Gal | Kittitas CountySingle Family - Highly ImpactedWater Heat LE 55 Gal2 | Kittitas CountySingle Family - Highly ImpactedWater Heat LE 55 Gal2Existing | Kittitas CountySingle Family - Highly ImpactedWater Heat LE 55 GalFederal Standard 2015 Storage Water Heater ≤ 55 GAL - EF 0.62Existing | Kittitas CountySingle Family - Highly ImpactedWater Heat LE 55 GalExisting | Kittitas County | Single Family - Highly Impacted | Water Heat LE 55 Gal | 2 | Federal Standard 2015 Storage Water Heater ≤ 55 GAL - EF 0.62 | Existing | 13.68% | 13.68% | 13.68% | 13.68% | 13.68% | 13.68% | 13.68% | 13.68% | 13.68% | 13.68% | 13.68% | 13.68% | 13.68% | 13.68% | 13.68% | 13.68% | 13.68% | 13.68% | 13.68% | 13.68% | 13.68% | 13.68% | 13.68% | 13.68% | 13.68% | 13.68% | 13.68% | 13.68%
Kittitas CountySingle Family - Highly Impacted | Kittitas CountySingle Family - Highly ImpactedWater Heat LE 55 Gal | Kittitas CountySingle Family - Highly ImpactedWater Heat LE 55 Gal2 | Kittitas CountySingle Family - Highly ImpactedWater Heat LE 55 Gal2New | Kittitas CountySingle Family - Highly ImpactedWater Heat LE 55 GalFederal Standard 2015 Storage Water Heater ≤ 55 GAL - EF 0.62New | Kittitas CountySingle Family - Highly ImpactedWater Heat LE 55 GalNew | Kittitas County | Single Family - Highly Impacted | Water Heat LE 55 Gal | 2 | Federal Standard 2015 Storage Water Heater ≤ 55 GAL - EF 0.62 | New | 83.44% | 83.44% | 83.44% | 83.44% | 83.44% | 83.44% | 83.44% | 83.44% | 83.44% | 83.44% | 83.44% | 83.44% | 83.44% | 83.44% | 83.44% | 83.44% | 83.44% | 83.44% | 83.44% | 83.44% | 83.44% | 83.44% | 83.44% | 83.44% | 83.44% | 83.44% | 83.44% | 83.44%
Kittitas CountyMultifamily | Kittitas CountyMultifamilyWater Heat LE 55 Gal | Kittitas CountyMultifamilyWater Heat LE 55 Gal2 | Kittitas CountyMultifamilyWater Heat LE 55 Gal2Existing | Kittitas CountyMultifamilyWater Heat LE 55 GalFederal Standard 2015 Storage Water Heater ≤ 55 GAL - EF 0.62Existing | Kittitas CountyMultifamilyWater Heat LE 55 GalExisting | Kittitas County | Multifamily | Water Heat LE 55 Gal | 2 | Federal Standard 2015 Storage Water Heater ≤ 55 GAL - EF 0.62 | Existing | 13.68% | 13.68% | 13.68% | 13.68% | 13.68% | 13.68% | 13.68% | 13.68% | 13.68% | 13.68% | 13.68% | 13.68% | 13.68% | 13.68% | 13.68% | 13.68% | 13.68% | 13.68% | 13.68% | 13.68% | 13.68% | 13.68% | 13.68% | 13.68% | 13.68% | 13.68% | 13.68% | 13.68%
Kittitas CountyMultifamily | Kittitas CountyMultifamilyWater Heat LE 55 Gal | Kittitas CountyMultifamilyWater Heat LE 55 Gal2 | Kittitas CountyMultifamilyWater Heat LE 55 Gal2New | Kittitas CountyMultifamilyWater Heat LE 55 GalFederal Standard 2015 Storage Water Heater ≤ 55 GAL - EF 0.62New | Kittitas CountyMultifamilyWater Heat LE 55 GalNew | Kittitas County | Multifamily | Water Heat LE 55 Gal | 2 | Federal Standard 2015 Storage Water Heater ≤ 55 GAL - EF 0.62 | New | 83.44% | 83.44% | 83.44% | 83.44% | 83.44% | 83.44% | 83.44% | 83.44% | 83.44% | 83.44% | 83.44% | 83.44% | 83.44% | 83.44% | 83.44% | 83.44% | 83.44% | 83.44% | 83.44% | 83.44% | 83.44% | 83.44% | 83.44% | 83.44% | 83.44% | 83.44% | 83.44% | 83.44%
Kittitas CountyMultifamily - Highly Impacted | Kittitas CountyMultifamily - Highly ImpactedWater Heat LE 55 Gal | Kittitas CountyMultifamily - Highly ImpactedWater Heat LE 55 Gal2 | Kittitas CountyMultifamily - Highly ImpactedWater Heat LE 55 Gal2Existing | Kittitas CountyMultifamily - Highly ImpactedWater Heat LE 55 GalFederal Standard 2015 Storage Water Heater ≤ 55 GAL - EF 0.62Existing | Kittitas CountyMultifamily - Highly ImpactedWater Heat LE 55 GalExisting | Kittitas County | Multifamily - Highly Impacted | Water Heat LE 55 Gal | 2 | Federal Standard 2015 Storage Water Heater ≤ 55 GAL - EF 0.62 | Existing | 13.68% | 13.68% | 13.68% | 13.68% | 13.68% | 13.68% | 13.68% | 13.68% | 13.68% | 13.68% | 13.68% | 13.68% | 13.68% | 13.68% | 13.68% | 13.68% | 13.68% | 13.68% | 13.68% | 13.68% | 13.68% | 13.68% | 13.68% | 13.68% | 13.68% | 13.68% | 13.68% | 13.68%
Kittitas CountyMultifamily - Highly Impacted | Kittitas CountyMultifamily - Highly ImpactedWater Heat LE 55 Gal | Kittitas CountyMultifamily - Highly ImpactedWater Heat LE 55 Gal2 | Kittitas CountyMultifamily - Highly ImpactedWater Heat LE 55 Gal2New | Kittitas CountyMultifamily - Highly ImpactedWater Heat LE 55 GalFederal Standard 2015 Storage Water Heater ≤ 55 GAL - EF 0.62New | Kittitas CountyMultifamily - Highly ImpactedWater Heat LE 55 GalNew | Kittitas County | Multifamily - Highly Impacted | Water Heat LE 55 Gal | 2 | Federal Standard 2015 Storage Water Heater ≤ 55 GAL - EF 0.62 | New | 83.44% | 83.44% | 83.44% | 83.44% | 83.44% | 83.44% | 83.44% | 83.44% | 83.44% | 83.44% | 83.44% | 83.44% | 83.44% | 83.44% | 83.44% | 83.44% | 83.44% | 83.44% | 83.44% | 83.44% | 83.44% | 83.44% | 83.44% | 83.44% | 83.44% | 83.44% | 83.44% | 83.44%
Kittitas CountyManufactured | Kittitas CountyManufacturedWater Heat LE 55 Gal | Kittitas CountyManufacturedWater Heat LE 55 Gal2 | Kittitas CountyManufacturedWater Heat LE 55 Gal2Existing | Kittitas CountyManufacturedWater Heat LE 55 GalFederal Standard 2015 Storage Water Heater ≤ 55 GAL - EF 0.62Existing | Kittitas CountyManufacturedWater Heat LE 55 GalExisting | Kittitas County | Manufactured | Water Heat LE 55 Gal | 2 | Federal Standard 2015 Storage Water Heater ≤ 55 GAL - EF 0.62 | Existing | 13.68% | 13.68% | 13.68% | 13.68% | 13.68% | 13.68% | 13.68% | 13.68% | 13.68% | 13.68% | 13.68% | 13.68% | 13.68% | 13.68% | 13.68% | 13.68% | 13.68% | 13.68% | 13.68% | 13.68% | 13.68% | 13.68% | 13.68% | 13.68% | 13.68% | 13.68% | 13.68% | 13.68%
Kittitas CountyManufactured | Kittitas CountyManufacturedWater Heat LE 55 Gal | Kittitas CountyManufacturedWater Heat LE 55 Gal2 | Kittitas CountyManufacturedWater Heat LE 55 Gal2New | Kittitas CountyManufacturedWater Heat LE 55 GalFederal Standard 2015 Storage Water Heater ≤ 55 GAL - EF 0.62New | Kittitas CountyManufacturedWater Heat LE 55 GalNew | Kittitas County | Manufactured | Water Heat LE 55 Gal | 2 | Federal Standard 2015 Storage Water Heater ≤ 55 GAL - EF 0.62 | New | 83.44% | 83.44% | 83.44% | 83.44% | 83.44% | 83.44% | 83.44% | 83.44% | 83.44% | 83.44% | 83.44% | 83.44% | 83.44% | 83.44% | 83.44% | 83.44% | 83.44% | 83.44% | 83.44% | 83.44% | 83.44% | 83.44% | 83.44% | 83.44% | 83.44% | 83.44% | 83.44% | 83.44%
Kittitas CountyManufactured - Highly Impacted | Kittitas CountyManufactured - Highly ImpactedWater Heat LE 55 Gal | Kittitas CountyManufactured - Highly ImpactedWater Heat LE 55 Gal2 | Kittitas CountyManufactured - Highly ImpactedWater Heat LE 55 Gal2Existing | Kittitas CountyManufactured - Highly ImpactedWater Heat LE 55 GalFederal Standard 2015 Storage Water Heater ≤ 55 GAL - EF 0.62Existing | Kittitas CountyManufactured - Highly ImpactedWater Heat LE 55 GalExisting | Kittitas County | Manufactured - Highly Impacted | Water Heat LE 55 Gal | 2 | Federal Standard 2015 Storage Water Heater ≤ 55 GAL - EF 0.62 | Existing | 13.68% | 13.68% | 13.68% | 13.68% | 13.68% | 13.68% | 13.68% | 13.68% | 13.68% | 13.68% | 13.68% | 13.68% | 13.68% | 13.68% | 13.68% | 13.68% | 13.68% | 13.68% | 13.68% | 13.68% | 13.68% | 13.68% | 13.68% | 13.68% | 13.68% | 13.68% | 13.68% | 13.68%
Kittitas CountyManufactured - Highly Impacted | Kittitas CountyManufactured - Highly ImpactedWater Heat LE 55 Gal | Kittitas CountyManufactured - Highly ImpactedWater Heat LE 55 Gal2 | Kittitas CountyManufactured - Highly ImpactedWater Heat LE 55 Gal2New | Kittitas CountyManufactured - Highly ImpactedWater Heat LE 55 GalFederal Standard 2015 Storage Water Heater ≤ 55 GAL - EF 0.62New | Kittitas CountyManufactured - Highly ImpactedWater Heat LE 55 GalNew | Kittitas County | Manufactured - Highly Impacted | Water Heat LE 55 Gal | 2 | Federal Standard 2015 Storage Water Heater ≤ 55 GAL - EF 0.62 | New | 83.44% | 83.44% | 83.44% | 83.44% | 83.44% | 83.44% | 83.44% | 83.44% | 83.44% | 83.44% | 83.44% | 83.44% | 83.44% | 83.44% | 83.44% | 83.44% | 83.44% | 83.44% | 83.44% | 83.44% | 83.44% | 83.44% | 83.44% | 83.44% | 83.44% | 83.44% | 83.44% | 83.44%
Kittitas CountySingle Family | Kittitas CountySingle FamilyWater Heat LE 55 Gal | Kittitas CountySingle FamilyWater Heat LE 55 Gal3 | Kittitas CountySingle FamilyWater Heat LE 55 Gal3Existing | Kittitas CountySingle FamilyWater Heat LE 55 GalMarket Standard Storage Water Heater ≤ 55 GALExisting | Kittitas CountySingle FamilyWater Heat LE 55 GalExisting | Kittitas County | Single Family | Water Heat LE 55 Gal | 3 | Market Standard Storage Water Heater ≤ 55 GAL | Existing | bar: 2023 to 2050
Kittitas CountySingle Family | Kittitas CountySingle FamilyWater Heat LE 55 Gal | Kittitas CountySingle FamilyWater Heat LE 55 Gal3 | Kittitas CountySingle FamilyWater Heat LE 55 Gal3New | Kittitas CountySingle FamilyWater Heat LE 55 GalMarket Standard Storage Water Heater ≤ 55 GALNew | Kittitas CountySingle FamilyWater Heat LE 55 GalNew | Kittitas County | Single Family | Water Heat LE 55 Gal | 3 | Market Standard Storage Water Heater ≤ 55 GAL | New | bar: 2023 to 2050
Kittitas CountySingle Family - Highly Impacted | Kittitas CountySingle Family - Highly ImpactedWater Heat LE 55 Gal | Kittitas CountySingle Family - Highly ImpactedWater Heat LE 55 Gal3 | Kittitas CountySingle Family - Highly ImpactedWater Heat LE 55 Gal3Existing | Kittitas CountySingle Family - Highly ImpactedWater Heat LE 55 GalMarket Standard Storage Water Heater ≤ 55 GALExisting | Kittitas CountySingle Family - Highly ImpactedWater Heat LE 55 GalExisting | Kittitas County | Single Family - Highly Impacted | Water Heat LE 55 Gal | 3 | Market Standard Storage Water Heater ≤ 55 GAL | Existing | bar: 2023 to 2050
Kittitas CountySingle Family - Highly Impacted | Kittitas CountySingle Family - Highly ImpactedWater Heat LE 55 Gal | Kittitas CountySingle Family - Highly ImpactedWater Heat LE 55 Gal3 | Kittitas CountySingle Family - Highly ImpactedWater Heat LE 55 Gal3New | Kittitas CountySingle Family - Highly ImpactedWater Heat LE 55 GalMarket Standard Storage Water Heater ≤ 55 GALNew | Kittitas CountySingle Family - Highly ImpactedWater Heat LE 55 GalNew | Kittitas County | Single Family - Highly Impacted | Water Heat LE 55 Gal | 3 | Market Standard Storage Water Heater ≤ 55 GAL | New | bar: 2023 to 2050
Kittitas CountyMultifamily | Kittitas CountyMultifamilyWater Heat LE 55 Gal | Kittitas CountyMultifamilyWater Heat LE 55 Gal3 | Kittitas CountyMultifamilyWater Heat LE 55 Gal3Existing | Kittitas CountyMultifamilyWater Heat LE 55 GalMarket Standard Storage Water Heater ≤ 55 GALExisting | Kittitas CountyMultifamilyWater Heat LE 55 GalExisting | Kittitas County | Multifamily | Water Heat LE 55 Gal | 3 | Market Standard Storage Water Heater ≤ 55 GAL | Existing | bar: 2023 to 2050
Kittitas CountyMultifamily | Kittitas CountyMultifamilyWater Heat LE 55 Gal | Kittitas CountyMultifamilyWater Heat LE 55 Gal3 | Kittitas CountyMultifamilyWater Heat LE 55 Gal3New | Kittitas CountyMultifamilyWater Heat LE 55 GalMarket Standard Storage Water Heater ≤ 55 GALNew | Kittitas CountyMultifamilyWater Heat LE 55 GalNew | Kittitas County | Multifamily | Water Heat LE 55 Gal | 3 | Market Standard Storage Water Heater ≤ 55 GAL | New | bar: 2023 to 2050
Kittitas CountyMultifamily - Highly Impacted | Kittitas CountyMultifamily - Highly ImpactedWater Heat LE 55 Gal | Kittitas CountyMultifamily - Highly ImpactedWater Heat LE 55 Gal3 | Kittitas CountyMultifamily - Highly ImpactedWater Heat LE 55 Gal3Existing | Kittitas CountyMultifamily - Highly ImpactedWater Heat LE 55 GalMarket Standard Storage Water Heater ≤ 55 GALExisting | Kittitas CountyMultifamily - Highly ImpactedWater Heat LE 55 GalExisting | Kittitas County | Multifamily - Highly Impacted | Water Heat LE 55 Gal | 3 | Market Standard Storage Water Heater ≤ 55 GAL | Existing | bar: 2023 to 2050
Kittitas CountyMultifamily - Highly Impacted | Kittitas CountyMultifamily - Highly ImpactedWater Heat LE 55 Gal | Kittitas CountyMultifamily - Highly ImpactedWater Heat LE 55 Gal3 | Kittitas CountyMultifamily - Highly ImpactedWater Heat LE 55 Gal3New | Kittitas CountyMultifamily - Highly ImpactedWater Heat LE 55 GalMarket Standard Storage Water Heater ≤ 55 GALNew | Kittitas CountyMultifamily - Highly ImpactedWater Heat LE 55 GalNew | Kittitas County | Multifamily - Highly Impacted | Water Heat LE 55 Gal | 3 | Market Standard Storage Water Heater ≤ 55 GAL | New | bar: 2023 to 2050
Kittitas CountyManufactured | Kittitas CountyManufacturedWater Heat LE 55 Gal | Kittitas CountyManufacturedWater Heat LE 55 Gal3 | Kittitas CountyManufacturedWater Heat LE 55 Gal3Existing | Kittitas CountyManufacturedWater Heat LE 55 GalMarket Standard Storage Water Heater ≤ 55 GALExisting | Kittitas CountyManufacturedWater Heat LE 55 GalExisting | Kittitas County | Manufactured | Water Heat LE 55 Gal | 3 | Market Standard Storage Water Heater ≤ 55 GAL | Existing | bar: 2023 to 2050
Kittitas CountyManufactured | Kittitas CountyManufacturedWater Heat LE 55 Gal | Kittitas CountyManufacturedWater Heat LE 55 Gal3 | Kittitas CountyManufacturedWater Heat LE 55 Gal3New | Kittitas CountyManufacturedWater Heat LE 55 GalMarket Standard Storage Water Heater ≤ 55 GALNew | Kittitas CountyManufacturedWater Heat LE 55 GalNew | Kittitas County | Manufactured | Water Heat LE 55 Gal | 3 | Market Standard Storage Water Heater ≤ 55 GAL | New | bar: 2023 to 2050
Kittitas CountyManufactured - Highly Impacted | Kittitas CountyManufactured - Highly ImpactedWater Heat LE 55 Gal | Kittitas CountyManufactured - Highly ImpactedWater Heat LE 55 Gal3 | Kittitas CountyManufactured - Highly ImpactedWater Heat LE 55 Gal3Existing | Kittitas CountyManufactured - Highly ImpactedWater Heat LE 55 GalMarket Standard Storage Water Heater ≤ 55 GALExisting | Kittitas CountyManufactured - Highly ImpactedWater Heat LE 55 GalExisting | Kittitas County | Manufactured - Highly Impacted | Water Heat LE 55 Gal | 3 | Market Standard Storage Water Heater ≤ 55 GAL | Existing | bar: 2023 to 2050
Kittitas CountyManufactured - Highly Impacted | Kittitas CountyManufactured - Highly ImpactedWater Heat LE 55 Gal | Kittitas CountyManufactured - Highly ImpactedWater Heat LE 55 Gal3 | Kittitas CountyManufactured - Highly ImpactedWater Heat LE 55 Gal3New | Kittitas CountyManufactured - Highly ImpactedWater Heat LE 55 GalMarket Standard Storage Water Heater ≤ 55 GALNew | Kittitas CountyManufactured - Highly ImpactedWater Heat LE 55 GalNew | Kittitas County | Manufactured - Highly Impacted | Water Heat LE 55 Gal | 3 | Market Standard Storage Water Heater ≤ 55 GAL | New | bar: 2023 to 2050
Kittitas CountySingle Family | Kittitas CountySingle FamilyWater Heat LE 55 Gal | Kittitas CountySingle FamilyWater Heat LE 55 Gal4 | Kittitas CountySingle FamilyWater Heat LE 55 Gal4Existing | Kittitas CountySingle FamilyWater Heat LE 55 GalENERGY STAR Storage Water Heater ≤ 55 GAL - EF 0.67Existing | Kittitas CountySingle FamilyWater Heat LE 55 GalExisting | Kittitas County | Single Family | Water Heat LE 55 Gal | 4 | ENERGY STAR Storage Water Heater ≤ 55 GAL - EF 0.67 | Existing | 1.146% | 1.146% | 1.146% | 1.146% | 1.146% | 1.146% | 1.146% | 1.146% | 1.146% | 1.146% | 1.146% | 1.146% | 1.146% | 1.146% | 1.146% | 1.146% | 1.146% | 1.146% | 1.146% | 1.146% | 1.146% | 1.146% | 1.146% | 1.146% | 1.146% | 1.146% | 1.146% | 1.146%
Kittitas CountySingle Family | Kittitas CountySingle FamilyWater Heat LE 55 Gal | Kittitas CountySingle FamilyWater Heat LE 55 Gal4 | Kittitas CountySingle FamilyWater Heat LE 55 Gal4New | Kittitas CountySingle FamilyWater Heat LE 55 GalENERGY STAR Storage Water Heater ≤ 55 GAL - EF 0.67New | Kittitas CountySingle FamilyWater Heat LE 55 GalNew | Kittitas County | Single Family | Water Heat LE 55 Gal | 4 | ENERGY STAR Storage Water Heater ≤ 55 GAL - EF 0.67 | New | 1.146% | 1.146% | 1.146% | 1.146% | 1.146% | 1.146% | 1.146% | 1.146% | 1.146% | 1.146% | 1.146% | 1.146% | 1.146% | 1.146% | 1.146% | 1.146% | 1.146% | 1.146% | 1.146% | 1.146% | 1.146% | 1.146% | 1.146% | 1.146% | 1.146% | 1.146% | 1.146% | 1.146%
Kittitas CountySingle Family - Highly Impacted | Kittitas CountySingle Family - Highly ImpactedWater Heat LE 55 Gal | Kittitas CountySingle Family - Highly ImpactedWater Heat LE 55 Gal4 | Kittitas CountySingle Family - Highly ImpactedWater Heat LE 55 Gal4Existing | Kittitas CountySingle Family - Highly ImpactedWater Heat LE 55 GalENERGY STAR Storage Water Heater ≤ 55 GAL - EF 0.67Existing | Kittitas CountySingle Family - Highly ImpactedWater Heat LE 55 GalExisting | Kittitas County | Single Family - Highly Impacted | Water Heat LE 55 Gal | 4 | ENERGY STAR Storage Water Heater ≤ 55 GAL - EF 0.67 | Existing | 1.146% | 1.146% | 1.146% | 1.146% | 1.146% | 1.146% | 1.146% | 1.146% | 1.146% | 1.146% | 1.146% | 1.146% | 1.146% | 1.146% | 1.146% | 1.146% | 1.146% | 1.146% | 1.146% | 1.146% | 1.146% | 1.146% | 1.146% | 1.146% | 1.146% | 1.146% | 1.146% | 1.146%
Kittitas CountySingle Family - Highly Impacted | Kittitas CountySingle Family - Highly ImpactedWater Heat LE 55 Gal | Kittitas CountySingle Family - Highly ImpactedWater Heat LE 55 Gal4 | Kittitas CountySingle Family - Highly ImpactedWater Heat LE 55 Gal4New | Kittitas CountySingle Family - Highly ImpactedWater Heat LE 55 GalENERGY STAR Storage Water Heater ≤ 55 GAL - EF 0.67New | Kittitas CountySingle Family - Highly ImpactedWater Heat LE 55 GalNew | Kittitas County | Single Family - Highly Impacted | Water Heat LE 55 Gal | 4 | ENERGY STAR Storage Water Heater ≤ 55 GAL - EF 0.67 | New | 1.146% | 1.146% | 1.146% | 1.146% | 1.146% | 1.146% | 1.146% | 1.146% | 1.146% | 1.146% | 1.146% | 1.146% | 1.146% | 1.146% | 1.146% | 1.146% | 1.146% | 1.146% | 1.146% | 1.146% | 1.146% | 1.146% | 1.146% | 1.146% | 1.146% | 1.146% | 1.146% | 1.146%
Kittitas CountyMultifamily | Kittitas CountyMultifamilyWater Heat LE 55 Gal | Kittitas CountyMultifamilyWater Heat LE 55 Gal4 | Kittitas CountyMultifamilyWater Heat LE 55 Gal4Existing | Kittitas CountyMultifamilyWater Heat LE 55 GalENERGY STAR Storage Water Heater ≤ 55 GAL - EF 0.67Existing | Kittitas CountyMultifamilyWater Heat LE 55 GalExisting | Kittitas County | Multifamily | Water Heat LE 55 Gal | 4 | ENERGY STAR Storage Water Heater ≤ 55 GAL - EF 0.67 | Existing | 1.146% | 1.146% | 1.146% | 1.146% | 1.146% | 1.146% | 1.146% | 1.146% | 1.146% | 1.146% | 1.146% | 1.146% | 1.146% | 1.146% | 1.146% | 1.146% | 1.146% | 1.146% | 1.146% | 1.146% | 1.146% | 1.146% | 1.146% | 1.146% | 1.146% | 1.146% | 1.146% | 1.146%
Kittitas CountyMultifamily | Kittitas CountyMultifamilyWater Heat LE 55 Gal | Kittitas CountyMultifamilyWater Heat LE 55 Gal4 | Kittitas CountyMultifamilyWater Heat LE 55 Gal4New | Kittitas CountyMultifamilyWater Heat LE 55 GalENERGY STAR Storage Water Heater ≤ 55 GAL - EF 0.67New | Kittitas CountyMultifamilyWater Heat LE 55 GalNew | Kittitas County | Multifamily | Water Heat LE 55 Gal | 4 | ENERGY STAR Storage Water Heater ≤ 55 GAL - EF 0.67 | New | 1.146% | 1.146% | 1.146% | 1.146% | 1.146% | 1.146% | 1.146% | 1.146% | 1.146% | 1.146% | 1.146% | 1.146% | 1.146% | 1.146% | 1.146% | 1.146% | 1.146% | 1.146% | 1.146% | 1.146% | 1.146% | 1.146% | 1.146% | 1.146% | 1.146% | 1.146% | 1.146% | 1.146%
Kittitas CountyMultifamily - Highly Impacted | Kittitas CountyMultifamily - Highly ImpactedWater Heat LE 55 Gal | Kittitas CountyMultifamily - Highly ImpactedWater Heat LE 55 Gal4 | Kittitas CountyMultifamily - Highly ImpactedWater Heat LE 55 Gal4Existing | Kittitas CountyMultifamily - Highly ImpactedWater Heat LE 55 GalENERGY STAR Storage Water Heater ≤ 55 GAL - EF 0.67Existing | Kittitas CountyMultifamily - Highly ImpactedWater Heat LE 55 GalExisting | Kittitas County | Multifamily - Highly Impacted | Water Heat LE 55 Gal | 4 | ENERGY STAR Storage Water Heater ≤ 55 GAL - EF 0.67 | Existing | 1.146% | 1.146% | 1.146% | 1.146% | 1.146% | 1.146% | 1.146% | 1.146% | 1.146% | 1.146% | 1.146% | 1.146% | 1.146% | 1.146% | 1.146% | 1.146% | 1.146% | 1.146% | 1.146% | 1.146% | 1.146% | 1.146% | 1.146% | 1.146% | 1.146% | 1.146% | 1.146% | 1.146%
Kittitas CountyMultifamily - Highly Impacted | Kittitas CountyMultifamily - Highly ImpactedWater Heat LE 55 Gal | Kittitas CountyMultifamily - Highly ImpactedWater Heat LE 55 Gal4 | Kittitas CountyMultifamily - Highly ImpactedWater Heat LE 55 Gal4New | Kittitas CountyMultifamily - Highly ImpactedWater Heat LE 55 GalENERGY STAR Storage Water Heater ≤ 55 GAL - EF 0.67New | Kittitas CountyMultifamily - Highly ImpactedWater Heat LE 55 GalNew | Kittitas County | Multifamily - Highly Impacted | Water Heat LE 55 Gal | 4 | ENERGY STAR Storage Water Heater ≤ 55 GAL - EF 0.67 | New | 1.146% | 1.146% | 1.146% | 1.146% | 1.146% | 1.146% | 1.146% | 1.146% | 1.146% | 1.146% | 1.146% | 1.146% | 1.146% | 1.146% | 1.146% | 1.146% | 1.146% | 1.146% | 1.146% | 1.146% | 1.146% | 1.146% | 1.146% | 1.146% | 1.146% | 1.146% | 1.146% | 1.146%
Kittitas CountyManufactured | Kittitas CountyManufacturedWater Heat LE 55 Gal | Kittitas CountyManufacturedWater Heat LE 55 Gal4 | Kittitas CountyManufacturedWater Heat LE 55 Gal4Existing | Kittitas CountyManufacturedWater Heat LE 55 GalENERGY STAR Storage Water Heater ≤ 55 GAL - EF 0.67Existing | Kittitas CountyManufacturedWater Heat LE 55 GalExisting | Kittitas County | Manufactured | Water Heat LE 55 Gal | 4 | ENERGY STAR Storage Water Heater ≤ 55 GAL - EF 0.67 | Existing | 1.146% | 1.146% | 1.146% | 1.146% | 1.146% | 1.146% | 1.146% | 1.146% | 1.146% | 1.146% | 1.146% | 1.146% | 1.146% | 1.146% | 1.146% | 1.146% | 1.146% | 1.146% | 1.146% | 1.146% | 1.146% | 1.146% | 1.146% | 1.146% | 1.146% | 1.146% | 1.146% | 1.146%
Kittitas CountyManufactured | Kittitas CountyManufacturedWater Heat LE 55 Gal | Kittitas CountyManufacturedWater Heat LE 55 Gal4 | Kittitas CountyManufacturedWater Heat LE 55 Gal4New | Kittitas CountyManufacturedWater Heat LE 55 GalENERGY STAR Storage Water Heater ≤ 55 GAL - EF 0.67New | Kittitas CountyManufacturedWater Heat LE 55 GalNew | Kittitas County | Manufactured | Water Heat LE 55 Gal | 4 | ENERGY STAR Storage Water Heater ≤ 55 GAL - EF 0.67 | New | 1.146% | 1.146% | 1.146% | 1.146% | 1.146% | 1.146% | 1.146% | 1.146% | 1.146% | 1.146% | 1.146% | 1.146% | 1.146% | 1.146% | 1.146% | 1.146% | 1.146% | 1.146% | 1.146% | 1.146% | 1.146% | 1.146% | 1.146% | 1.146% | 1.146% | 1.146% | 1.146% | 1.146%
Kittitas CountyManufactured - Highly Impacted | Kittitas CountyManufactured - Highly ImpactedWater Heat LE 55 Gal | Kittitas CountyManufactured - Highly ImpactedWater Heat LE 55 Gal4 | Kittitas CountyManufactured - Highly ImpactedWater Heat LE 55 Gal4Existing | Kittitas CountyManufactured - Highly ImpactedWater Heat LE 55 GalENERGY STAR Storage Water Heater ≤ 55 GAL - EF 0.67Existing | Kittitas CountyManufactured - Highly ImpactedWater Heat LE 55 GalExisting | Kittitas County | Manufactured - Highly Impacted | Water Heat LE 55 Gal | 4 | ENERGY STAR Storage Water Heater ≤ 55 GAL - EF 0.67 | Existing | 1.146% | 1.146% | 1.146% | 1.146% | 1.146% | 1.146% | 1.146% | 1.146% | 1.146% | 1.146% | 1.146% | 1.146% | 1.146% | 1.146% | 1.146% | 1.146% | 1.146% | 1.146% | 1.146% | 1.146% | 1.146% | 1.146% | 1.146% | 1.146% | 1.146% | 1.146% | 1.146% | 1.146%
Kittitas CountyManufactured - Highly Impacted | Kittitas CountyManufactured - Highly ImpactedWater Heat LE 55 Gal | Kittitas CountyManufactured - Highly ImpactedWater Heat LE 55 Gal4 | Kittitas CountyManufactured - Highly ImpactedWater Heat LE 55 Gal4New | Kittitas CountyManufactured - Highly ImpactedWater Heat LE 55 GalENERGY STAR Storage Water Heater ≤ 55 GAL - EF 0.67New | Kittitas CountyManufactured - Highly ImpactedWater Heat LE 55 GalNew | Kittitas County | Manufactured - Highly Impacted | Water Heat LE 55 Gal | 4 | ENERGY STAR Storage Water Heater ≤ 55 GAL - EF 0.67 | New | 1.146% | 1.146% | 1.146% | 1.146% | 1.146% | 1.146% | 1.146% | 1.146% | 1.146% | 1.146% | 1.146% | 1.146% | 1.146% | 1.146% | 1.146% | 1.146% | 1.146% | 1.146% | 1.146% | 1.146% | 1.146% | 1.146% | 1.146% | 1.146% | 1.146% | 1.146% | 1.146% | 1.146%
Kittitas CountySingle Family | Kittitas CountySingle FamilyWater Heat LE 55 Gal | Kittitas CountySingle FamilyWater Heat LE 55 Gal5 | Kittitas CountySingle FamilyWater Heat LE 55 Gal5Existing | Kittitas CountySingle FamilyWater Heat LE 55 GalCondensing Water Heater ≤ 55 GAL - EF 0.85Existing | Kittitas CountySingle FamilyWater Heat LE 55 GalExisting | Kittitas County | Single Family | Water Heat LE 55 Gal | 5 | Condensing Water Heater ≤ 55 GAL - EF 0.85 | Existing | 0.06877% | 0.06877% | 0.06877% | 0.06877% | 0.06877% | 0.06877% | 0.06877% | 0.06877% | 0.06877% | 0.06877% | 0.06877% | 0.06877% | 0.06877% | 0.06877% | 0.06877% | 0.06877% | 0.06877% | 0.06877% | 0.06877% | 0.06877% | 0.06877% | 0.06877% | 0.06877% | 0.06877% | 0.06877% | 0.06877% | 0.06877% | 0.06877%
Kittitas CountySingle Family | Kittitas CountySingle FamilyWater Heat LE 55 Gal | Kittitas CountySingle FamilyWater Heat LE 55 Gal5 | Kittitas CountySingle FamilyWater Heat LE 55 Gal5New | Kittitas CountySingle FamilyWater Heat LE 55 GalCondensing Water Heater ≤ 55 GAL - EF 0.85New | Kittitas CountySingle FamilyWater Heat LE 55 GalNew | Kittitas County | Single Family | Water Heat LE 55 Gal | 5 | Condensing Water Heater ≤ 55 GAL - EF 0.85 | New | 0.06877% | 0.06877% | 0.06877% | 0.06877% | 0.06877% | 0.06877% | 0.06877% | 0.06877% | 0.06877% | 0.06877% | 0.06877% | 0.06877% | 0.06877% | 0.06877% | 0.06877% | 0.06877% | 0.06877% | 0.06877% | 0.06877% | 0.06877% | 0.06877% | 0.06877% | 0.06877% | 0.06877% | 0.06877% | 0.06877% | 0.06877% | 0.06877%
Kittitas CountySingle Family - Highly Impacted | Kittitas CountySingle Family - Highly ImpactedWater Heat LE 55 Gal | Kittitas CountySingle Family - Highly ImpactedWater Heat LE 55 Gal5 | Kittitas CountySingle Family - Highly ImpactedWater Heat LE 55 Gal5Existing | Kittitas CountySingle Family - Highly ImpactedWater Heat LE 55 GalCondensing Water Heater ≤ 55 GAL - EF 0.85Existing | Kittitas CountySingle Family - Highly ImpactedWater Heat LE 55 GalExisting | Kittitas County | Single Family - Highly Impacted | Water Heat LE 55 Gal | 5 | Condensing Water Heater ≤ 55 GAL - EF 0.85 | Existing | 0.06877% | 0.06877% | 0.06877% | 0.06877% | 0.06877% | 0.06877% | 0.06877% | 0.06877% | 0.06877% | 0.06877% | 0.06877% | 0.06877% | 0.06877% | 0.06877% | 0.06877% | 0.06877% | 0.06877% | 0.06877% | 0.06877% | 0.06877% | 0.06877% | 0.06877% | 0.06877% | 0.06877% | 0.06877% | 0.06877% | 0.06877% | 0.06877%
Kittitas CountySingle Family - Highly Impacted | Kittitas CountySingle Family - Highly ImpactedWater Heat LE 55 Gal | Kittitas CountySingle Family - Highly ImpactedWater Heat LE 55 Gal5 | Kittitas CountySingle Family - Highly ImpactedWater Heat LE 55 Gal5New | Kittitas CountySingle Family - Highly ImpactedWater Heat LE 55 GalCondensing Water Heater ≤ 55 GAL - EF 0.85New | Kittitas CountySingle Family - Highly ImpactedWater Heat LE 55 GalNew | Kittitas County | Single Family - Highly Impacted | Water Heat LE 55 Gal | 5 | Condensing Water Heater ≤ 55 GAL - EF 0.85 | New | 0.06877% | 0.06877% | 0.06877% | 0.06877% | 0.06877% | 0.06877% | 0.06877% | 0.06877% | 0.06877% | 0.06877% | 0.06877% | 0.06877% | 0.06877% | 0.06877% | 0.06877% | 0.06877% | 0.06877% | 0.06877% | 0.06877% | 0.06877% | 0.06877% | 0.06877% | 0.06877% | 0.06877% | 0.06877% | 0.06877% | 0.06877% | 0.06877%
Kittitas CountyMultifamily | Kittitas CountyMultifamilyWater Heat LE 55 Gal | Kittitas CountyMultifamilyWater Heat LE 55 Gal5 | Kittitas CountyMultifamilyWater Heat LE 55 Gal5Existing | Kittitas CountyMultifamilyWater Heat LE 55 GalCondensing Water Heater ≤ 55 GAL - EF 0.85Existing | Kittitas CountyMultifamilyWater Heat LE 55 GalExisting | Kittitas County | Multifamily | Water Heat LE 55 Gal | 5 | Condensing Water Heater ≤ 55 GAL - EF 0.85 | Existing | 0.06877% | 0.06877% | 0.06877% | 0.06877% | 0.06877% | 0.06877% | 0.06877% | 0.06877% | 0.06877% | 0.06877% | 0.06877% | 0.06877% | 0.06877% | 0.06877% | 0.06877% | 0.06877% | 0.06877% | 0.06877% | 0.06877% | 0.06877% | 0.06877% | 0.06877% | 0.06877% | 0.06877% | 0.06877% | 0.06877% | 0.06877% | 0.06877%
Kittitas CountyMultifamily | Kittitas CountyMultifamilyWater Heat LE 55 Gal | Kittitas CountyMultifamilyWater Heat LE 55 Gal5 | Kittitas CountyMultifamilyWater Heat LE 55 Gal5New | Kittitas CountyMultifamilyWater Heat LE 55 GalCondensing Water Heater ≤ 55 GAL - EF 0.85New | Kittitas CountyMultifamilyWater Heat LE 55 GalNew | Kittitas County | Multifamily | Water Heat LE 55 Gal | 5 | Condensing Water Heater ≤ 55 GAL - EF 0.85 | New | 0.06877% | 0.06877% | 0.06877% | 0.06877% | 0.06877% | 0.06877% | 0.06877% | 0.06877% | 0.06877% | 0.06877% | 0.06877% | 0.06877% | 0.06877% | 0.06877% | 0.06877% | 0.06877% | 0.06877% | 0.06877% | 0.06877% | 0.06877% | 0.06877% | 0.06877% | 0.06877% | 0.06877% | 0.06877% | 0.06877% | 0.06877% | 0.06877%
Kittitas CountyMultifamily - Highly Impacted | Kittitas CountyMultifamily - Highly ImpactedWater Heat LE 55 Gal | Kittitas CountyMultifamily - Highly ImpactedWater Heat LE 55 Gal5 | Kittitas CountyMultifamily - Highly ImpactedWater Heat LE 55 Gal5Existing | Kittitas CountyMultifamily - Highly ImpactedWater Heat LE 55 GalCondensing Water Heater ≤ 55 GAL - EF 0.85Existing | Kittitas CountyMultifamily - Highly ImpactedWater Heat LE 55 GalExisting | Kittitas County | Multifamily - Highly Impacted | Water Heat LE 55 Gal | 5 | Condensing Water Heater ≤ 55 GAL - EF 0.85 | Existing | 0.06877% | 0.06877% | 0.06877% | 0.06877% | 0.06877% | 0.06877% | 0.06877% | 0.06877% | 0.06877% | 0.06877% | 0.06877% | 0.06877% | 0.06877% | 0.06877% | 0.06877% | 0.06877% | 0.06877% | 0.06877% | 0.06877% | 0.06877% | 0.06877% | 0.06877% | 0.06877% | 0.06877% | 0.06877% | 0.06877% | 0.06877% | 0.06877%
Kittitas CountyMultifamily - Highly Impacted | Kittitas CountyMultifamily - Highly ImpactedWater Heat LE 55 Gal | Kittitas CountyMultifamily - Highly ImpactedWater Heat LE 55 Gal5 | Kittitas CountyMultifamily - Highly ImpactedWater Heat LE 55 Gal5New | Kittitas CountyMultifamily - Highly ImpactedWater Heat LE 55 GalCondensing Water Heater ≤ 55 GAL - EF 0.85New | Kittitas CountyMultifamily - Highly ImpactedWater Heat LE 55 GalNew | Kittitas County | Multifamily - Highly Impacted | Water Heat LE 55 Gal | 5 | Condensing Water Heater ≤ 55 GAL - EF 0.85 | New | 0.06877% | 0.06877% | 0.06877% | 0.06877% | 0.06877% | 0.06877% | 0.06877% | 0.06877% | 0.06877% | 0.06877% | 0.06877% | 0.06877% | 0.06877% | 0.06877% | 0.06877% | 0.06877% | 0.06877% | 0.06877% | 0.06877% | 0.06877% | 0.06877% | 0.06877% | 0.06877% | 0.06877% | 0.06877% | 0.06877% | 0.06877% | 0.06877%
Kittitas CountyManufactured | Kittitas CountyManufacturedWater Heat LE 55 Gal | Kittitas CountyManufacturedWater Heat LE 55 Gal5 | Kittitas CountyManufacturedWater Heat LE 55 Gal5Existing | Kittitas CountyManufacturedWater Heat LE 55 GalCondensing Water Heater ≤ 55 GAL - EF 0.85Existing | Kittitas CountyManufacturedWater Heat LE 55 GalExisting | Kittitas County | Manufactured | Water Heat LE 55 Gal | 5 | Condensing Water Heater ≤ 55 GAL - EF 0.85 | Existing | 0.06877% | 0.06877% | 0.06877% | 0.06877% | 0.06877% | 0.06877% | 0.06877% | 0.06877% | 0.06877% | 0.06877% | 0.06877% | 0.06877% | 0.06877% | 0.06877% | 0.06877% | 0.06877% | 0.06877% | 0.06877% | 0.06877% | 0.06877% | 0.06877% | 0.06877% | 0.06877% | 0.06877% | 0.06877% | 0.06877% | 0.06877% | 0.06877%
Kittitas CountyManufactured | Kittitas CountyManufacturedWater Heat LE 55 Gal | Kittitas CountyManufacturedWater Heat LE 55 Gal5 | Kittitas CountyManufacturedWater Heat LE 55 Gal5New | Kittitas CountyManufacturedWater Heat LE 55 GalCondensing Water Heater ≤ 55 GAL - EF 0.85New | Kittitas CountyManufacturedWater Heat LE 55 GalNew | Kittitas County | Manufactured | Water Heat LE 55 Gal | 5 | Condensing Water Heater ≤ 55 GAL - EF 0.85 | New | 0.06877% | 0.06877% | 0.06877% | 0.06877% | 0.06877% | 0.06877% | 0.06877% | 0.06877% | 0.06877% | 0.06877% | 0.06877% | 0.06877% | 0.06877% | 0.06877% | 0.06877% | 0.06877% | 0.06877% | 0.06877% | 0.06877% | 0.06877% | 0.06877% | 0.06877% | 0.06877% | 0.06877% | 0.06877% | 0.06877% | 0.06877% | 0.06877%
Kittitas CountyManufactured - Highly Impacted | Kittitas CountyManufactured - Highly ImpactedWater Heat LE 55 Gal | Kittitas CountyManufactured - Highly ImpactedWater Heat LE 55 Gal5 | Kittitas CountyManufactured - Highly ImpactedWater Heat LE 55 Gal5Existing | Kittitas CountyManufactured - Highly ImpactedWater Heat LE 55 GalCondensing Water Heater ≤ 55 GAL - EF 0.85Existing | Kittitas CountyManufactured - Highly ImpactedWater Heat LE 55 GalExisting | Kittitas County | Manufactured - Highly Impacted | Water Heat LE 55 Gal | 5 | Condensing Water Heater ≤ 55 GAL - EF 0.85 | Existing | 0.06877% | 0.06877% | 0.06877% | 0.06877% | 0.06877% | 0.06877% | 0.06877% | 0.06877% | 0.06877% | 0.06877% | 0.06877% | 0.06877% | 0.06877% | 0.06877% | 0.06877% | 0.06877% | 0.06877% | 0.06877% | 0.06877% | 0.06877% | 0.06877% | 0.06877% | 0.06877% | 0.06877% | 0.06877% | 0.06877% | 0.06877% | 0.06877%
Kittitas CountyManufactured - Highly Impacted | Kittitas CountyManufactured - Highly ImpactedWater Heat LE 55 Gal | Kittitas CountyManufactured - Highly ImpactedWater Heat LE 55 Gal5 | Kittitas CountyManufactured - Highly ImpactedWater Heat LE 55 Gal5New | Kittitas CountyManufactured - Highly ImpactedWater Heat LE 55 GalCondensing Water Heater ≤ 55 GAL - EF 0.85New | Kittitas CountyManufactured - Highly ImpactedWater Heat LE 55 GalNew | Kittitas County | Manufactured - Highly Impacted | Water Heat LE 55 Gal | 5 | Condensing Water Heater ≤ 55 GAL - EF 0.85 | New | 0.06877% | 0.06877% | 0.06877% | 0.06877% | 0.06877% | 0.06877% | 0.06877% | 0.06877% | 0.06877% | 0.06877% | 0.06877% | 0.06877% | 0.06877% | 0.06877% | 0.06877% | 0.06877% | 0.06877% | 0.06877% | 0.06877% | 0.06877% | 0.06877% | 0.06877% | 0.06877% | 0.06877% | 0.06877% | 0.06877% | 0.06877% | 0.06877%
Kittitas CountySingle Family | Kittitas CountySingle FamilyWater Heat LE 55 Gal | Kittitas CountySingle FamilyWater Heat LE 55 Gal6 | Kittitas CountySingle FamilyWater Heat LE 55 Gal6Existing | Kittitas CountySingle FamilyWater Heat LE 55 GalENERGY STAR Tankless Water Heater ≤ 55 GAL - EF 0.90Existing | Kittitas CountySingle FamilyWater Heat LE 55 GalExisting | Kittitas County | Single Family | Water Heat LE 55 Gal | 6 | ENERGY STAR Tankless Water Heater ≤ 55 GAL - EF 0.90 | Existing | 15.34% | 15.34% | 15.34% | 15.34% | 15.34% | 15.34% | 15.34% | 15.34% | 15.34% | 15.34% | 15.34% | 15.34% | 15.34% | 15.34% | 15.34% | 15.34% | 15.34% | 15.34% | 15.34% | 15.34% | 15.34% | 15.34% | 15.34% | 15.34% | 15.34% | 15.34% | 15.34% | 15.34%
Kittitas CountySingle Family | Kittitas CountySingle FamilyWater Heat LE 55 Gal | Kittitas CountySingle FamilyWater Heat LE 55 Gal6 | Kittitas CountySingle FamilyWater Heat LE 55 Gal6New | Kittitas CountySingle FamilyWater Heat LE 55 GalENERGY STAR Tankless Water Heater ≤ 55 GAL - EF 0.90New | Kittitas CountySingle FamilyWater Heat LE 55 GalNew | Kittitas County | Single Family | Water Heat LE 55 Gal | 6 | ENERGY STAR Tankless Water Heater ≤ 55 GAL - EF 0.90 | New | 15.34% | 15.34% | 15.34% | 15.34% | 15.34% | 15.34% | 15.34% | 15.34% | 15.34% | 15.34% | 15.34% | 15.34% | 15.34% | 15.34% | 15.34% | 15.34% | 15.34% | 15.34% | 15.34% | 15.34% | 15.34% | 15.34% | 15.34% | 15.34% | 15.34% | 15.34% | 15.34% | 15.34%
Kittitas CountySingle Family - Highly Impacted | Kittitas CountySingle Family - Highly ImpactedWater Heat LE 55 Gal | Kittitas CountySingle Family - Highly ImpactedWater Heat LE 55 Gal6 | Kittitas CountySingle Family - Highly ImpactedWater Heat LE 55 Gal6Existing | Kittitas CountySingle Family - Highly ImpactedWater Heat LE 55 GalENERGY STAR Tankless Water Heater ≤ 55 GAL - EF 0.90Existing | Kittitas CountySingle Family - Highly ImpactedWater Heat LE 55 GalExisting | Kittitas County | Single Family - Highly Impacted | Water Heat LE 55 Gal | 6 | ENERGY STAR Tankless Water Heater ≤ 55 GAL - EF 0.90 | Existing | 15.34% | 15.34% | 15.34% | 15.34% | 15.34% | 15.34% | 15.34% | 15.34% | 15.34% | 15.34% | 15.34% | 15.34% | 15.34% | 15.34% | 15.34% | 15.34% | 15.34% | 15.34% | 15.34% | 15.34% | 15.34% | 15.34% | 15.34% | 15.34% | 15.34% | 15.34% | 15.34% | 15.34%
Kittitas CountySingle Family - Highly Impacted | Kittitas CountySingle Family - Highly ImpactedWater Heat LE 55 Gal | Kittitas CountySingle Family - Highly ImpactedWater Heat LE 55 Gal6 | Kittitas CountySingle Family - Highly ImpactedWater Heat LE 55 Gal6New | Kittitas CountySingle Family - Highly ImpactedWater Heat LE 55 GalENERGY STAR Tankless Water Heater ≤ 55 GAL - EF 0.90New | Kittitas CountySingle Family - Highly ImpactedWater Heat LE 55 GalNew | Kittitas County | Single Family - Highly Impacted | Water Heat LE 55 Gal | 6 | ENERGY STAR Tankless Water Heater ≤ 55 GAL - EF 0.90 | New | 15.34% | 15.34% | 15.34% | 15.34% | 15.34% | 15.34% | 15.34% | 15.34% | 15.34% | 15.34% | 15.34% | 15.34% | 15.34% | 15.34% | 15.34% | 15.34% | 15.34% | 15.34% | 15.34% | 15.34% | 15.34% | 15.34% | 15.34% | 15.34% | 15.34% | 15.34% | 15.34% | 15.34%
Kittitas CountyMultifamily | Kittitas CountyMultifamilyWater Heat LE 55 Gal | Kittitas CountyMultifamilyWater Heat LE 55 Gal6 | Kittitas CountyMultifamilyWater Heat LE 55 Gal6Existing | Kittitas CountyMultifamilyWater Heat LE 55 GalENERGY STAR Tankless Water Heater ≤ 55 GAL - EF 0.90Existing | Kittitas CountyMultifamilyWater Heat LE 55 GalExisting | Kittitas County | Multifamily | Water Heat LE 55 Gal | 6 | ENERGY STAR Tankless Water Heater ≤ 55 GAL - EF 0.90 | Existing | 15.34% | 15.34% | 15.34% | 15.34% | 15.34% | 15.34% | 15.34% | 15.34% | 15.34% | 15.34% | 15.34% | 15.34% | 15.34% | 15.34% | 15.34% | 15.34% | 15.34% | 15.34% | 15.34% | 15.34% | 15.34% | 15.34% | 15.34% | 15.34% | 15.34% | 15.34% | 15.34% | 15.34%
Kittitas CountyMultifamily | Kittitas CountyMultifamilyWater Heat LE 55 Gal | Kittitas CountyMultifamilyWater Heat LE 55 Gal6 | Kittitas CountyMultifamilyWater Heat LE 55 Gal6New | Kittitas CountyMultifamilyWater Heat LE 55 GalENERGY STAR Tankless Water Heater ≤ 55 GAL - EF 0.90New | Kittitas CountyMultifamilyWater Heat LE 55 GalNew | Kittitas County | Multifamily | Water Heat LE 55 Gal | 6 | ENERGY STAR Tankless Water Heater ≤ 55 GAL - EF 0.90 | New | 15.34% | 15.34% | 15.34% | 15.34% | 15.34% | 15.34% | 15.34% | 15.34% | 15.34% | 15.34% | 15.34% | 15.34% | 15.34% | 15.34% | 15.34% | 15.34% | 15.34% | 15.34% | 15.34% | 15.34% | 15.34% | 15.34% | 15.34% | 15.34% | 15.34% | 15.34% | 15.34% | 15.34%
Kittitas CountyMultifamily - Highly Impacted | Kittitas CountyMultifamily - Highly ImpactedWater Heat LE 55 Gal | Kittitas CountyMultifamily - Highly ImpactedWater Heat LE 55 Gal6 | Kittitas CountyMultifamily - Highly ImpactedWater Heat LE 55 Gal6Existing | Kittitas CountyMultifamily - Highly ImpactedWater Heat LE 55 GalENERGY STAR Tankless Water Heater ≤ 55 GAL - EF 0.90Existing | Kittitas CountyMultifamily - Highly ImpactedWater Heat LE 55 GalExisting | Kittitas County | Multifamily - Highly Impacted | Water Heat LE 55 Gal | 6 | ENERGY STAR Tankless Water Heater ≤ 55 GAL - EF 0.90 | Existing | 15.34% | 15.34% | 15.34% | 15.34% | 15.34% | 15.34% | 15.34% | 15.34% | 15.34% | 15.34% | 15.34% | 15.34% | 15.34% | 15.34% | 15.34% | 15.34% | 15.34% | 15.34% | 15.34% | 15.34% | 15.34% | 15.34% | 15.34% | 15.34% | 15.34% | 15.34% | 15.34% | 15.34%
Kittitas CountyMultifamily - Highly Impacted | Kittitas CountyMultifamily - Highly ImpactedWater Heat LE 55 Gal | Kittitas CountyMultifamily - Highly ImpactedWater Heat LE 55 Gal6 | Kittitas CountyMultifamily - Highly ImpactedWater Heat LE 55 Gal6New | Kittitas CountyMultifamily - Highly ImpactedWater Heat LE 55 GalENERGY STAR Tankless Water Heater ≤ 55 GAL - EF 0.90New | Kittitas CountyMultifamily - Highly ImpactedWater Heat LE 55 GalNew | Kittitas County | Multifamily - Highly Impacted | Water Heat LE 55 Gal | 6 | ENERGY STAR Tankless Water Heater ≤ 55 GAL - EF 0.90 | New | 15.34% | 15.34% | 15.34% | 15.34% | 15.34% | 15.34% | 15.34% | 15.34% | 15.34% | 15.34% | 15.34% | 15.34% | 15.34% | 15.34% | 15.34% | 15.34% | 15.34% | 15.34% | 15.34% | 15.34% | 15.34% | 15.34% | 15.34% | 15.34% | 15.34% | 15.34% | 15.34% | 15.34%
Kittitas CountyManufactured | Kittitas CountyManufacturedWater Heat LE 55 Gal | Kittitas CountyManufacturedWater Heat LE 55 Gal6 | Kittitas CountyManufacturedWater Heat LE 55 Gal6Existing | Kittitas CountyManufacturedWater Heat LE 55 GalENERGY STAR Tankless Water Heater ≤ 55 GAL - EF 0.90Existing | Kittitas CountyManufacturedWater Heat LE 55 GalExisting | Kittitas County | Manufactured | Water Heat LE 55 Gal | 6 | ENERGY STAR Tankless Water Heater ≤ 55 GAL - EF 0.90 | Existing | 15.34% | 15.34% | 15.34% | 15.34% | 15.34% | 15.34% | 15.34% | 15.34% | 15.34% | 15.34% | 15.34% | 15.34% | 15.34% | 15.34% | 15.34% | 15.34% | 15.34% | 15.34% | 15.34% | 15.34% | 15.34% | 15.34% | 15.34% | 15.34% | 15.34% | 15.34% | 15.34% | 15.34%
Kittitas CountyManufactured | Kittitas CountyManufacturedWater Heat LE 55 Gal | Kittitas CountyManufacturedWater Heat LE 55 Gal6 | Kittitas CountyManufacturedWater Heat LE 55 Gal6New | Kittitas CountyManufacturedWater Heat LE 55 GalENERGY STAR Tankless Water Heater ≤ 55 GAL - EF 0.90New | Kittitas CountyManufacturedWater Heat LE 55 GalNew | Kittitas County | Manufactured | Water Heat LE 55 Gal | 6 | ENERGY STAR Tankless Water Heater ≤ 55 GAL - EF 0.90 | New | 15.34% | 15.34% | 15.34% | 15.34% | 15.34% | 15.34% | 15.34% | 15.34% | 15.34% | 15.34% | 15.34% | 15.34% | 15.34% | 15.34% | 15.34% | 15.34% | 15.34% | 15.34% | 15.34% | 15.34% | 15.34% | 15.34% | 15.34% | 15.34% | 15.34% | 15.34% | 15.34% | 15.34%
Kittitas CountyManufactured - Highly Impacted | Kittitas CountyManufactured - Highly ImpactedWater Heat LE 55 Gal | Kittitas CountyManufactured - Highly ImpactedWater Heat LE 55 Gal6 | Kittitas CountyManufactured - Highly ImpactedWater Heat LE 55 Gal6Existing | Kittitas CountyManufactured - Highly ImpactedWater Heat LE 55 GalENERGY STAR Tankless Water Heater ≤ 55 GAL - EF 0.90Existing | Kittitas CountyManufactured - Highly ImpactedWater Heat LE 55 GalExisting | Kittitas County | Manufactured - Highly Impacted | Water Heat LE 55 Gal | 6 | ENERGY STAR Tankless Water Heater ≤ 55 GAL - EF 0.90 | Existing | 15.34% | 15.34% | 15.34% | 15.34% | 15.34% | 15.34% | 15.34% | 15.34% | 15.34% | 15.34% | 15.34% | 15.34% | 15.34% | 15.34% | 15.34% | 15.34% | 15.34% | 15.34% | 15.34% | 15.34% | 15.34% | 15.34% | 15.34% | 15.34% | 15.34% | 15.34% | 15.34% | 15.34%
Kittitas CountyManufactured - Highly Impacted | Kittitas CountyManufactured - Highly ImpactedWater Heat LE 55 Gal | Kittitas CountyManufactured - Highly ImpactedWater Heat LE 55 Gal6 | Kittitas CountyManufactured - Highly ImpactedWater Heat LE 55 Gal6New | Kittitas CountyManufactured - Highly ImpactedWater Heat LE 55 GalENERGY STAR Tankless Water Heater ≤ 55 GAL - EF 0.90New | Kittitas CountyManufactured - Highly ImpactedWater Heat LE 55 GalNew | Kittitas County | Manufactured - Highly Impacted | Water Heat LE 55 Gal | 6 | ENERGY STAR Tankless Water Heater ≤ 55 GAL - EF 0.90 | New | 15.34% | 15.34% | 15.34% | 15.34% | 15.34% | 15.34% | 15.34% | 15.34% | 15.34% | 15.34% | 15.34% | 15.34% | 15.34% | 15.34% | 15.34% | 15.34% | 15.34% | 15.34% | 15.34% | 15.34% | 15.34% | 15.34% | 15.34% | 15.34% | 15.34% | 15.34% | 15.34% | 15.34%
Kittitas CountySingle Family | Kittitas CountySingle FamilyWater Heat GT 55 Gal | Kittitas CountySingle FamilyWater Heat GT 55 Gal1 | Kittitas CountySingle FamilyWater Heat GT 55 Gal1Existing | Kittitas CountySingle FamilyWater Heat GT 55 GalBelow Standard Water Heater > 55 GAL - EF 0.52Existing | Kittitas CountySingle FamilyWater Heat GT 55 GalExisting | Kittitas County | Single Family | Water Heat GT 55 Gal | 1 | Below Standard Water Heater > 55 GAL - EF 0.52 | Existing | bar: 2023 to 2050
Kittitas CountySingle Family | Kittitas CountySingle FamilyWater Heat GT 55 Gal | Kittitas CountySingle FamilyWater Heat GT 55 Gal1 | Kittitas CountySingle FamilyWater Heat GT 55 Gal1New | Kittitas CountySingle FamilyWater Heat GT 55 GalBelow Standard Water Heater > 55 GAL - EF 0.52New | Kittitas CountySingle FamilyWater Heat GT 55 GalNew | Kittitas County | Single Family | Water Heat GT 55 Gal | 1 | Below Standard Water Heater > 55 GAL - EF 0.52 | New | bar: 2023 to 2050
Kittitas CountySingle Family - Highly Impacted | Kittitas CountySingle Family - Highly ImpactedWater Heat GT 55 Gal | Kittitas CountySingle Family - Highly ImpactedWater Heat GT 55 Gal1 | Kittitas CountySingle Family - Highly ImpactedWater Heat GT 55 Gal1Existing | Kittitas CountySingle Family - Highly ImpactedWater Heat GT 55 GalBelow Standard Water Heater > 55 GAL - EF 0.52Existing | Kittitas CountySingle Family - Highly ImpactedWater Heat GT 55 GalExisting | Kittitas County | Single Family - Highly Impacted | Water Heat GT 55 Gal | 1 | Below Standard Water Heater > 55 GAL - EF 0.52 | Existing | bar: 2023 to 2050
Kittitas CountySingle Family - Highly Impacted | Kittitas CountySingle Family - Highly ImpactedWater Heat GT 55 Gal | Kittitas CountySingle Family - Highly ImpactedWater Heat GT 55 Gal1 | Kittitas CountySingle Family - Highly ImpactedWater Heat GT 55 Gal1New | Kittitas CountySingle Family - Highly ImpactedWater Heat GT 55 GalBelow Standard Water Heater > 55 GAL - EF 0.52New | Kittitas CountySingle Family - Highly ImpactedWater Heat GT 55 GalNew | Kittitas County | Single Family - Highly Impacted | Water Heat GT 55 Gal | 1 | Below Standard Water Heater > 55 GAL - EF 0.52 | New | bar: 2023 to 2050
Kittitas CountyMultifamily | Kittitas CountyMultifamilyWater Heat GT 55 Gal | Kittitas CountyMultifamilyWater Heat GT 55 Gal1 | Kittitas CountyMultifamilyWater Heat GT 55 Gal1Existing | Kittitas CountyMultifamilyWater Heat GT 55 GalBelow Standard Water Heater > 55 GAL - EF 0.52Existing | Kittitas CountyMultifamilyWater Heat GT 55 GalExisting | Kittitas County | Multifamily | Water Heat GT 55 Gal | 1 | Below Standard Water Heater > 55 GAL - EF 0.52 | Existing | bar: 2023 to 2050
Kittitas CountyMultifamily | Kittitas CountyMultifamilyWater Heat GT 55 Gal | Kittitas CountyMultifamilyWater Heat GT 55 Gal1 | Kittitas CountyMultifamilyWater Heat GT 55 Gal1New | Kittitas CountyMultifamilyWater Heat GT 55 GalBelow Standard Water Heater > 55 GAL - EF 0.52New | Kittitas CountyMultifamilyWater Heat GT 55 GalNew | Kittitas County | Multifamily | Water Heat GT 55 Gal | 1 | Below Standard Water Heater > 55 GAL - EF 0.52 | New | bar: 2023 to 2050
Kittitas CountyMultifamily - Highly Impacted | Kittitas CountyMultifamily - Highly ImpactedWater Heat GT 55 Gal | Kittitas CountyMultifamily - Highly ImpactedWater Heat GT 55 Gal1 | Kittitas CountyMultifamily - Highly ImpactedWater Heat GT 55 Gal1Existing | Kittitas CountyMultifamily - Highly ImpactedWater Heat GT 55 GalBelow Standard Water Heater > 55 GAL - EF 0.52Existing | Kittitas CountyMultifamily - Highly ImpactedWater Heat GT 55 GalExisting | Kittitas County | Multifamily - Highly Impacted | Water Heat GT 55 Gal | 1 | Below Standard Water Heater > 55 GAL - EF 0.52 | Existing | bar: 2023 to 2050
Kittitas CountyMultifamily - Highly Impacted | Kittitas CountyMultifamily - Highly ImpactedWater Heat GT 55 Gal | Kittitas CountyMultifamily - Highly ImpactedWater Heat GT 55 Gal1 | Kittitas CountyMultifamily - Highly ImpactedWater Heat GT 55 Gal1New | Kittitas CountyMultifamily - Highly ImpactedWater Heat GT 55 GalBelow Standard Water Heater > 55 GAL - EF 0.52New | Kittitas CountyMultifamily - Highly ImpactedWater Heat GT 55 GalNew | Kittitas County | Multifamily - Highly Impacted | Water Heat GT 55 Gal | 1 | Below Standard Water Heater > 55 GAL - EF 0.52 | New | bar: 2023 to 2050
Kittitas CountyManufactured | Kittitas CountyManufacturedWater Heat GT 55 Gal | Kittitas CountyManufacturedWater Heat GT 55 Gal1 | Kittitas CountyManufacturedWater Heat GT 55 Gal1Existing | Kittitas CountyManufacturedWater Heat GT 55 GalBelow Standard Water Heater > 55 GAL - EF 0.52Existing | Kittitas CountyManufacturedWater Heat GT 55 GalExisting | Kittitas County | Manufactured | Water Heat GT 55 Gal | 1 | Below Standard Water Heater > 55 GAL - EF 0.52 | Existing | bar: 2023 to 2050
Kittitas CountyManufactured | Kittitas CountyManufacturedWater Heat GT 55 Gal | Kittitas CountyManufacturedWater Heat GT 55 Gal1 | Kittitas CountyManufacturedWater Heat GT 55 Gal1New | Kittitas CountyManufacturedWater Heat GT 55 GalBelow Standard Water Heater > 55 GAL - EF 0.52New | Kittitas CountyManufacturedWater Heat GT 55 GalNew | Kittitas County | Manufactured | Water Heat GT 55 Gal | 1 | Below Standard Water Heater > 55 GAL - EF 0.52 | New | bar: 2023 to 2050
Kittitas CountyManufactured - Highly Impacted | Kittitas CountyManufactured - Highly ImpactedWater Heat GT 55 Gal | Kittitas CountyManufactured - Highly ImpactedWater Heat GT 55 Gal1 | Kittitas CountyManufactured - Highly ImpactedWater Heat GT 55 Gal1Existing | Kittitas CountyManufactured - Highly ImpactedWater Heat GT 55 GalBelow Standard Water Heater > 55 GAL - EF 0.52Existing | Kittitas CountyManufactured - Highly ImpactedWater Heat GT 55 GalExisting | Kittitas County | Manufactured - Highly Impacted | Water Heat GT 55 Gal | 1 | Below Standard Water Heater > 55 GAL - EF 0.52 | Existing | bar: 2023 to 2050
Kittitas CountyManufactured - Highly Impacted | Kittitas CountyManufactured - Highly ImpactedWater Heat GT 55 Gal | Kittitas CountyManufactured - Highly ImpactedWater Heat GT 55 Gal1 | Kittitas CountyManufactured - Highly ImpactedWater Heat GT 55 Gal1New | Kittitas CountyManufactured - Highly ImpactedWater Heat GT 55 GalBelow Standard Water Heater > 55 GAL - EF 0.52New | Kittitas CountyManufactured - Highly ImpactedWater Heat GT 55 GalNew | Kittitas County | Manufactured - Highly Impacted | Water Heat GT 55 Gal | 1 | Below Standard Water Heater > 55 GAL - EF 0.52 | New | bar: 2023 to 2050
Kittitas CountySingle Family | Kittitas CountySingle FamilyWater Heat GT 55 Gal | Kittitas CountySingle FamilyWater Heat GT 55 Gal2 | Kittitas CountySingle FamilyWater Heat GT 55 Gal2Existing | Kittitas CountySingle FamilyWater Heat GT 55 GalFederal Standard 2015 Condensing Water Heater > 55 GAL - EF 0.74Existing | Kittitas CountySingle FamilyWater Heat GT 55 GalExisting | Kittitas County | Single Family | Water Heat GT 55 Gal | 2 | Federal Standard 2015 Condensing Water Heater > 55 GAL - EF 0.74 | Existing | 100% | 100% | 100% | 100% | 100% | 100% | 100% | 100% | 100% | 100% | 100% | 100% | 100% | 100% | 100% | 100% | 100% | 100% | 100% | 100% | 100% | 100% | 100% | 100% | 100% | 100% | 100% | 100%
Kittitas CountySingle Family | Kittitas CountySingle FamilyWater Heat GT 55 Gal | Kittitas CountySingle FamilyWater Heat GT 55 Gal2 | Kittitas CountySingle FamilyWater Heat GT 55 Gal2New | Kittitas CountySingle FamilyWater Heat GT 55 GalFederal Standard 2015 Condensing Water Heater > 55 GAL - EF 0.74New | Kittitas CountySingle FamilyWater Heat GT 55 GalNew | Kittitas County | Single Family | Water Heat GT 55 Gal | 2 | Federal Standard 2015 Condensing Water Heater > 55 GAL - EF 0.74 | New | 100% | 100% | 100% | 100% | 100% | 100% | 100% | 100% | 100% | 100% | 100% | 100% | 100% | 100% | 100% | 100% | 100% | 100% | 100% | 100% | 100% | 100% | 100% | 100% | 100% | 100% | 100% | 100%
Kittitas CountySingle Family - Highly Impacted | Kittitas CountySingle Family - Highly ImpactedWater Heat GT 55 Gal | Kittitas CountySingle Family - Highly ImpactedWater Heat GT 55 Gal2 | Kittitas CountySingle Family - Highly ImpactedWater Heat GT 55 Gal2Existing | Kittitas CountySingle Family - Highly ImpactedWater Heat GT 55 GalFederal Standard 2015 Condensing Water Heater > 55 GAL - EF 0.74Existing | Kittitas CountySingle Family - Highly ImpactedWater Heat GT 55 GalExisting | Kittitas County | Single Family - Highly Impacted | Water Heat GT 55 Gal | 2 | Federal Standard 2015 Condensing Water Heater > 55 GAL - EF 0.74 | Existing | 100% | 100% | 100% | 100% | 100% | 100% | 100% | 100% | 100% | 100% | 100% | 100% | 100% | 100% | 100% | 100% | 100% | 100% | 100% | 100% | 100% | 100% | 100% | 100% | 100% | 100% | 100% | 100%
Kittitas CountySingle Family - Highly Impacted | Kittitas CountySingle Family - Highly ImpactedWater Heat GT 55 Gal | Kittitas CountySingle Family - Highly ImpactedWater Heat GT 55 Gal2 | Kittitas CountySingle Family - Highly ImpactedWater Heat GT 55 Gal2New | Kittitas CountySingle Family - Highly ImpactedWater Heat GT 55 GalFederal Standard 2015 Condensing Water Heater > 55 GAL - EF 0.74New | Kittitas CountySingle Family - Highly ImpactedWater Heat GT 55 GalNew | Kittitas County | Single Family - Highly Impacted | Water Heat GT 55 Gal | 2 | Federal Standard 2015 Condensing Water Heater > 55 GAL - EF 0.74 | New | 100% | 100% | 100% | 100% | 100% | 100% | 100% | 100% | 100% | 100% | 100% | 100% | 100% | 100% | 100% | 100% | 100% | 100% | 100% | 100% | 100% | 100% | 100% | 100% | 100% | 100% | 100% | 100%
Kittitas CountyMultifamily | Kittitas CountyMultifamilyWater Heat GT 55 Gal | Kittitas CountyMultifamilyWater Heat GT 55 Gal2 | Kittitas CountyMultifamilyWater Heat GT 55 Gal2Existing | Kittitas CountyMultifamilyWater Heat GT 55 GalFederal Standard 2015 Condensing Water Heater > 55 GAL - EF 0.74Existing | Kittitas CountyMultifamilyWater Heat GT 55 GalExisting | Kittitas County | Multifamily | Water Heat GT 55 Gal | 2 | Federal Standard 2015 Condensing Water Heater > 55 GAL - EF 0.74 | Existing | 100% | 100% | 100% | 100% | 100% | 100% | 100% | 100% | 100% | 100% | 100% | 100% | 100% | 100% | 100% | 100% | 100% | 100% | 100% | 100% | 100% | 100% | 100% | 100% | 100% | 100% | 100% | 100%
Kittitas CountyMultifamily | Kittitas CountyMultifamilyWater Heat GT 55 Gal | Kittitas CountyMultifamilyWater Heat GT 55 Gal2 | Kittitas CountyMultifamilyWater Heat GT 55 Gal2New | Kittitas CountyMultifamilyWater Heat GT 55 GalFederal Standard 2015 Condensing Water Heater > 55 GAL - EF 0.74New | Kittitas CountyMultifamilyWater Heat GT 55 GalNew | Kittitas County | Multifamily | Water Heat GT 55 Gal | 2 | Federal Standard 2015 Condensing Water Heater > 55 GAL - EF 0.74 | New | 100% | 100% | 100% | 100% | 100% | 100% | 100% | 100% | 100% | 100% | 100% | 100% | 100% | 100% | 100% | 100% | 100% | 100% | 100% | 100% | 100% | 100% | 100% | 100% | 100% | 100% | 100% | 100%
Kittitas CountyMultifamily - Highly Impacted | Kittitas CountyMultifamily - Highly ImpactedWater Heat GT 55 Gal | Kittitas CountyMultifamily - Highly ImpactedWater Heat GT 55 Gal2 | Kittitas CountyMultifamily - Highly ImpactedWater Heat GT 55 Gal2Existing | Kittitas CountyMultifamily - Highly ImpactedWater Heat GT 55 GalFederal Standard 2015 Condensing Water Heater > 55 GAL - EF 0.74Existing | Kittitas CountyMultifamily - Highly ImpactedWater Heat GT 55 GalExisting | Kittitas County | Multifamily - Highly Impacted | Water Heat GT 55 Gal | 2 | Federal Standard 2015 Condensing Water Heater > 55 GAL - EF 0.74 | Existing | 100% | 100% | 100% | 100% | 100% | 100% | 100% | 100% | 100% | 100% | 100% | 100% | 100% | 100% | 100% | 100% | 100% | 100% | 100% | 100% | 100% | 100% | 100% | 100% | 100% | 100% | 100% | 100%
Kittitas CountyMultifamily - Highly Impacted | Kittitas CountyMultifamily - Highly ImpactedWater Heat GT 55 Gal | Kittitas CountyMultifamily - Highly ImpactedWater Heat GT 55 Gal2 | Kittitas CountyMultifamily - Highly ImpactedWater Heat GT 55 Gal2New | Kittitas CountyMultifamily - Highly ImpactedWater Heat GT 55 GalFederal Standard 2015 Condensing Water Heater > 55 GAL - EF 0.74New | Kittitas CountyMultifamily - Highly ImpactedWater Heat GT 55 GalNew | Kittitas County | Multifamily - Highly Impacted | Water Heat GT 55 Gal | 2 | Federal Standard 2015 Condensing Water Heater > 55 GAL - EF 0.74 | New | 100% | 100% | 100% | 100% | 100% | 100% | 100% | 100% | 100% | 100% | 100% | 100% | 100% | 100% | 100% | 100% | 100% | 100% | 100% | 100% | 100% | 100% | 100% | 100% | 100% | 100% | 100% | 100%
Kittitas CountyManufactured | Kittitas CountyManufacturedWater Heat GT 55 Gal | Kittitas CountyManufacturedWater Heat GT 55 Gal2 | Kittitas CountyManufacturedWater Heat GT 55 Gal2Existing | Kittitas CountyManufacturedWater Heat GT 55 GalFederal Standard 2015 Condensing Water Heater > 55 GAL - EF 0.74Existing | Kittitas CountyManufacturedWater Heat GT 55 GalExisting | Kittitas County | Manufactured | Water Heat GT 55 Gal | 2 | Federal Standard 2015 Condensing Water Heater > 55 GAL - EF 0.74 | Existing | 100% | 100% | 100% | 100% | 100% | 100% | 100% | 100% | 100% | 100% | 100% | 100% | 100% | 100% | 100% | 100% | 100% | 100% | 100% | 100% | 100% | 100% | 100% | 100% | 100% | 100% | 100% | 100%
Kittitas CountyManufactured | Kittitas CountyManufacturedWater Heat GT 55 Gal | Kittitas CountyManufacturedWater Heat GT 55 Gal2 | Kittitas CountyManufacturedWater Heat GT 55 Gal2New | Kittitas CountyManufacturedWater Heat GT 55 GalFederal Standard 2015 Condensing Water Heater > 55 GAL - EF 0.74New | Kittitas CountyManufacturedWater Heat GT 55 GalNew | Kittitas County | Manufactured | Water Heat GT 55 Gal | 2 | Federal Standard 2015 Condensing Water Heater > 55 GAL - EF 0.74 | New | 100% | 100% | 100% | 100% | 100% | 100% | 100% | 100% | 100% | 100% | 100% | 100% | 100% | 100% | 100% | 100% | 100% | 100% | 100% | 100% | 100% | 100% | 100% | 100% | 100% | 100% | 100% | 100%
Kittitas CountyManufactured - Highly Impacted | Kittitas CountyManufactured - Highly ImpactedWater Heat GT 55 Gal | Kittitas CountyManufactured - Highly ImpactedWater Heat GT 55 Gal2 | Kittitas CountyManufactured - Highly ImpactedWater Heat GT 55 Gal2Existing | Kittitas CountyManufactured - Highly ImpactedWater Heat GT 55 GalFederal Standard 2015 Condensing Water Heater > 55 GAL - EF 0.74Existing | Kittitas CountyManufactured - Highly ImpactedWater Heat GT 55 GalExisting | Kittitas County | Manufactured - Highly Impacted | Water Heat GT 55 Gal | 2 | Federal Standard 2015 Condensing Water Heater > 55 GAL - EF 0.74 | Existing | 100% | 100% | 100% | 100% | 100% | 100% | 100% | 100% | 100% | 100% | 100% | 100% | 100% | 100% | 100% | 100% | 100% | 100% | 100% | 100% | 100% | 100% | 100% | 100% | 100% | 100% | 100% | 100%
Kittitas CountyManufactured - Highly Impacted | Kittitas CountyManufactured - Highly ImpactedWater Heat GT 55 Gal | Kittitas CountyManufactured - Highly ImpactedWater Heat GT 55 Gal2 | Kittitas CountyManufactured - Highly ImpactedWater Heat GT 55 Gal2New | Kittitas CountyManufactured - Highly ImpactedWater Heat GT 55 GalFederal Standard 2015 Condensing Water Heater > 55 GAL - EF 0.74New | Kittitas CountyManufactured - Highly ImpactedWater Heat GT 55 GalNew | Kittitas County | Manufactured - Highly Impacted | Water Heat GT 55 Gal | 2 | Federal Standard 2015 Condensing Water Heater > 55 GAL - EF 0.74 | New | 100% | 100% | 100% | 100% | 100% | 100% | 100% | 100% | 100% | 100% | 100% | 100% | 100% | 100% | 100% | 100% | 100% | 100% | 100% | 100% | 100% | 100% | 100% | 100% | 100% | 100% | 100% | 100%
Kittitas CountySingle Family | Kittitas CountySingle FamilyWater Heat GT 55 Gal | Kittitas CountySingle FamilyWater Heat GT 55 Gal3 | Kittitas CountySingle FamilyWater Heat GT 55 Gal3Existing | Kittitas CountySingle FamilyWater Heat GT 55 GalMarket Standard Water Heater > 55 GALExisting | Kittitas CountySingle FamilyWater Heat GT 55 GalExisting | Kittitas County | Single Family | Water Heat GT 55 Gal | 3 | Market Standard Water Heater > 55 GAL | Existing | bar: 2023 to 2050
Kittitas CountySingle Family | Kittitas CountySingle FamilyWater Heat GT 55 Gal | Kittitas CountySingle FamilyWater Heat GT 55 Gal3 | Kittitas CountySingle FamilyWater Heat GT 55 Gal3New | Kittitas CountySingle FamilyWater Heat GT 55 GalMarket Standard Water Heater > 55 GALNew | Kittitas CountySingle FamilyWater Heat GT 55 GalNew | Kittitas County | Single Family | Water Heat GT 55 Gal | 3 | Market Standard Water Heater > 55 GAL | New | bar: 2023 to 2050
Kittitas CountySingle Family - Highly Impacted | Kittitas CountySingle Family - Highly ImpactedWater Heat GT 55 Gal | Kittitas CountySingle Family - Highly ImpactedWater Heat GT 55 Gal3 | Kittitas CountySingle Family - Highly ImpactedWater Heat GT 55 Gal3Existing | Kittitas CountySingle Family - Highly ImpactedWater Heat GT 55 GalMarket Standard Water Heater > 55 GALExisting | Kittitas CountySingle Family - Highly ImpactedWater Heat GT 55 GalExisting | Kittitas County | Single Family - Highly Impacted | Water Heat GT 55 Gal | 3 | Market Standard Water Heater > 55 GAL | Existing | bar: 2023 to 2050
Kittitas CountySingle Family - Highly Impacted | Kittitas CountySingle Family - Highly ImpactedWater Heat GT 55 Gal | Kittitas CountySingle Family - Highly ImpactedWater Heat GT 55 Gal3 | Kittitas CountySingle Family - Highly ImpactedWater Heat GT 55 Gal3New | Kittitas CountySingle Family - Highly ImpactedWater Heat GT 55 GalMarket Standard Water Heater > 55 GALNew | Kittitas CountySingle Family - Highly ImpactedWater Heat GT 55 GalNew | Kittitas County | Single Family - Highly Impacted | Water Heat GT 55 Gal | 3 | Market Standard Water Heater > 55 GAL | New | bar: 2023 to 2050
Kittitas CountyMultifamily | Kittitas CountyMultifamilyWater Heat GT 55 Gal | Kittitas CountyMultifamilyWater Heat GT 55 Gal3 | Kittitas CountyMultifamilyWater Heat GT 55 Gal3Existing | Kittitas CountyMultifamilyWater Heat GT 55 GalMarket Standard Water Heater > 55 GALExisting | Kittitas CountyMultifamilyWater Heat GT 55 GalExisting | Kittitas County | Multifamily | Water Heat GT 55 Gal | 3 | Market Standard Water Heater > 55 GAL | Existing | bar: 2023 to 2050
Kittitas CountyMultifamily | Kittitas CountyMultifamilyWater Heat GT 55 Gal | Kittitas CountyMultifamilyWater Heat GT 55 Gal3 | Kittitas CountyMultifamilyWater Heat GT 55 Gal3New | Kittitas CountyMultifamilyWater Heat GT 55 GalMarket Standard Water Heater > 55 GALNew | Kittitas CountyMultifamilyWater Heat GT 55 GalNew | Kittitas County | Multifamily | Water Heat GT 55 Gal | 3 | Market Standard Water Heater > 55 GAL | New | bar: 2023 to 2050
Kittitas CountyMultifamily - Highly Impacted | Kittitas CountyMultifamily - Highly ImpactedWater Heat GT 55 Gal | Kittitas CountyMultifamily - Highly ImpactedWater Heat GT 55 Gal3 | Kittitas CountyMultifamily - Highly ImpactedWater Heat GT 55 Gal3Existing | Kittitas CountyMultifamily - Highly ImpactedWater Heat GT 55 GalMarket Standard Water Heater > 55 GALExisting | Kittitas CountyMultifamily - Highly ImpactedWater Heat GT 55 GalExisting | Kittitas County | Multifamily - Highly Impacted | Water Heat GT 55 Gal | 3 | Market Standard Water Heater > 55 GAL | Existing | bar: 2023 to 2050
Kittitas CountyMultifamily - Highly Impacted | Kittitas CountyMultifamily - Highly ImpactedWater Heat GT 55 Gal | Kittitas CountyMultifamily - Highly ImpactedWater Heat GT 55 Gal3 | Kittitas CountyMultifamily - Highly ImpactedWater Heat GT 55 Gal3New | Kittitas CountyMultifamily - Highly ImpactedWater Heat GT 55 GalMarket Standard Water Heater > 55 GALNew | Kittitas CountyMultifamily - Highly ImpactedWater Heat GT 55 GalNew | Kittitas County | Multifamily - Highly Impacted | Water Heat GT 55 Gal | 3 | Market Standard Water Heater > 55 GAL | New | bar: 2023 to 2050
Kittitas CountyManufactured | Kittitas CountyManufacturedWater Heat GT 55 Gal | Kittitas CountyManufacturedWater Heat GT 55 Gal3 | Kittitas CountyManufacturedWater Heat GT 55 Gal3Existing | Kittitas CountyManufacturedWater Heat GT 55 GalMarket Standard Water Heater > 55 GALExisting | Kittitas CountyManufacturedWater Heat GT 55 GalExisting | Kittitas County | Manufactured | Water Heat GT 55 Gal | 3 | Market Standard Water Heater > 55 GAL | Existing | bar: 2023 to 2050
Kittitas CountyManufactured | Kittitas CountyManufacturedWater Heat GT 55 Gal | Kittitas CountyManufacturedWater Heat GT 55 Gal3 | Kittitas CountyManufacturedWater Heat GT 55 Gal3New | Kittitas CountyManufacturedWater Heat GT 55 GalMarket Standard Water Heater > 55 GALNew | Kittitas CountyManufacturedWater Heat GT 55 GalNew | Kittitas County | Manufactured | Water Heat GT 55 Gal | 3 | Market Standard Water Heater > 55 GAL | New | bar: 2023 to 2050
Kittitas CountyManufactured - Highly Impacted | Kittitas CountyManufactured - Highly ImpactedWater Heat GT 55 Gal | Kittitas CountyManufactured - Highly ImpactedWater Heat GT 55 Gal3 | Kittitas CountyManufactured - Highly ImpactedWater Heat GT 55 Gal3Existing | Kittitas CountyManufactured - Highly ImpactedWater Heat GT 55 GalMarket Standard Water Heater > 55 GALExisting | Kittitas CountyManufactured - Highly ImpactedWater Heat GT 55 GalExisting | Kittitas County | Manufactured - Highly Impacted | Water Heat GT 55 Gal | 3 | Market Standard Water Heater > 55 GAL | Existing | bar: 2023 to 2050
Kittitas CountyManufactured - Highly Impacted | Kittitas CountyManufactured - Highly ImpactedWater Heat GT 55 Gal | Kittitas CountyManufactured - Highly ImpactedWater Heat GT 55 Gal3 | Kittitas CountyManufactured - Highly ImpactedWater Heat GT 55 Gal3New | Kittitas CountyManufactured - Highly ImpactedWater Heat GT 55 GalMarket Standard Water Heater > 55 GALNew | Kittitas CountyManufactured - Highly ImpactedWater Heat GT 55 GalNew | Kittitas County | Manufactured - Highly Impacted | Water Heat GT 55 Gal | 3 | Market Standard Water Heater > 55 GAL | New | bar: 2023 to 2050
Kittitas CountySingle Family | Kittitas CountySingle FamilyWater Heat GT 55 Gal | Kittitas CountySingle FamilyWater Heat GT 55 Gal4 | Kittitas CountySingle FamilyWater Heat GT 55 Gal4Existing | Kittitas CountySingle FamilyWater Heat GT 55 GalENERGY STAR Condensing Water Heater > 55 GAL - EF 0.77Existing | Kittitas CountySingle FamilyWater Heat GT 55 GalExisting | Kittitas County | Single Family | Water Heat GT 55 Gal | 4 | ENERGY STAR Condensing Water Heater > 55 GAL - EF 0.77 | Existing | bar: 2023 to 2050
Kittitas CountySingle Family | Kittitas CountySingle FamilyWater Heat GT 55 Gal | Kittitas CountySingle FamilyWater Heat GT 55 Gal4 | Kittitas CountySingle FamilyWater Heat GT 55 Gal4New | Kittitas CountySingle FamilyWater Heat GT 55 GalENERGY STAR Condensing Water Heater > 55 GAL - EF 0.77New | Kittitas CountySingle FamilyWater Heat GT 55 GalNew | Kittitas County | Single Family | Water Heat GT 55 Gal | 4 | ENERGY STAR Condensing Water Heater > 55 GAL - EF 0.77 | New | bar: 2023 to 2050
Kittitas CountySingle Family - Highly Impacted | Kittitas CountySingle Family - Highly ImpactedWater Heat GT 55 Gal | Kittitas CountySingle Family - Highly ImpactedWater Heat GT 55 Gal4 | Kittitas CountySingle Family - Highly ImpactedWater Heat GT 55 Gal4Existing | Kittitas CountySingle Family - Highly ImpactedWater Heat GT 55 GalENERGY STAR Condensing Water Heater > 55 GAL - EF 0.77Existing | Kittitas CountySingle Family - Highly ImpactedWater Heat GT 55 GalExisting | Kittitas County | Single Family - Highly Impacted | Water Heat GT 55 Gal | 4 | ENERGY STAR Condensing Water Heater > 55 GAL - EF 0.77 | Existing | bar: 2023 to 2050
Kittitas CountySingle Family - Highly Impacted | Kittitas CountySingle Family - Highly ImpactedWater Heat GT 55 Gal | Kittitas CountySingle Family - Highly ImpactedWater Heat GT 55 Gal4 | Kittitas CountySingle Family - Highly ImpactedWater Heat GT 55 Gal4New | Kittitas CountySingle Family - Highly ImpactedWater Heat GT 55 GalENERGY STAR Condensing Water Heater > 55 GAL - EF 0.77New | Kittitas CountySingle Family - Highly ImpactedWater Heat GT 55 GalNew | Kittitas County | Single Family - Highly Impacted | Water Heat GT 55 Gal | 4 | ENERGY STAR Condensing Water Heater > 55 GAL - EF 0.77 | New | bar: 2023 to 2050
Kittitas CountyMultifamily | Kittitas CountyMultifamilyWater Heat GT 55 Gal | Kittitas CountyMultifamilyWater Heat GT 55 Gal4 | Kittitas CountyMultifamilyWater Heat GT 55 Gal4Existing | Kittitas CountyMultifamilyWater Heat GT 55 GalENERGY STAR Condensing Water Heater > 55 GAL - EF 0.77Existing | Kittitas CountyMultifamilyWater Heat GT 55 GalExisting | Kittitas County | Multifamily | Water Heat GT 55 Gal | 4 | ENERGY STAR Condensing Water Heater > 55 GAL - EF 0.77 | Existing | bar: 2023 to 2050
Kittitas CountyMultifamily | Kittitas CountyMultifamilyWater Heat GT 55 Gal | Kittitas CountyMultifamilyWater Heat GT 55 Gal4 | Kittitas CountyMultifamilyWater Heat GT 55 Gal4New | Kittitas CountyMultifamilyWater Heat GT 55 GalENERGY STAR Condensing Water Heater > 55 GAL - EF 0.77New | Kittitas CountyMultifamilyWater Heat GT 55 GalNew | Kittitas County | Multifamily | Water Heat GT 55 Gal | 4 | ENERGY STAR Condensing Water Heater > 55 GAL - EF 0.77 | New | bar: 2023 to 2050
Kittitas CountyMultifamily - Highly Impacted | Kittitas CountyMultifamily - Highly ImpactedWater Heat GT 55 Gal | Kittitas CountyMultifamily - Highly ImpactedWater Heat GT 55 Gal4 | Kittitas CountyMultifamily - Highly ImpactedWater Heat GT 55 Gal4Existing | Kittitas CountyMultifamily - Highly ImpactedWater Heat GT 55 GalENERGY STAR Condensing Water Heater > 55 GAL - EF 0.77Existing | Kittitas CountyMultifamily - Highly ImpactedWater Heat GT 55 GalExisting | Kittitas County | Multifamily - Highly Impacted | Water Heat GT 55 Gal | 4 | ENERGY STAR Condensing Water Heater > 55 GAL - EF 0.77 | Existing | bar: 2023 to 2050
Kittitas CountyMultifamily - Highly Impacted | Kittitas CountyMultifamily - Highly ImpactedWater Heat GT 55 Gal | Kittitas CountyMultifamily - Highly ImpactedWater Heat GT 55 Gal4 | Kittitas CountyMultifamily - Highly ImpactedWater Heat GT 55 Gal4New | Kittitas CountyMultifamily - Highly ImpactedWater Heat GT 55 GalENERGY STAR Condensing Water Heater > 55 GAL - EF 0.77New | Kittitas CountyMultifamily - Highly ImpactedWater Heat GT 55 GalNew | Kittitas County | Multifamily - Highly Impacted | Water Heat GT 55 Gal | 4 | ENERGY STAR Condensing Water Heater > 55 GAL - EF 0.77 | New | bar: 2023 to 2050
Kittitas CountyManufactured | Kittitas CountyManufacturedWater Heat GT 55 Gal | Kittitas CountyManufacturedWater Heat GT 55 Gal4 | Kittitas CountyManufacturedWater Heat GT 55 Gal4Existing | Kittitas CountyManufacturedWater Heat GT 55 GalENERGY STAR Condensing Water Heater > 55 GAL - EF 0.77Existing | Kittitas CountyManufacturedWater Heat GT 55 GalExisting | Kittitas County | Manufactured | Water Heat GT 55 Gal | 4 | ENERGY STAR Condensing Water Heater > 55 GAL - EF 0.77 | Existing | bar: 2023 to 2050
Kittitas CountyManufactured | Kittitas CountyManufacturedWater Heat GT 55 Gal | Kittitas CountyManufacturedWater Heat GT 55 Gal4 | Kittitas CountyManufacturedWater Heat GT 55 Gal4New | Kittitas CountyManufacturedWater Heat GT 55 GalENERGY STAR Condensing Water Heater > 55 GAL - EF 0.77New | Kittitas CountyManufacturedWater Heat GT 55 GalNew | Kittitas County | Manufactured | Water Heat GT 55 Gal | 4 | ENERGY STAR Condensing Water Heater > 55 GAL - EF 0.77 | New | bar: 2023 to 2050
Kittitas CountyManufactured - Highly Impacted | Kittitas CountyManufactured - Highly ImpactedWater Heat GT 55 Gal | Kittitas CountyManufactured - Highly ImpactedWater Heat GT 55 Gal4 | Kittitas CountyManufactured - Highly ImpactedWater Heat GT 55 Gal4Existing | Kittitas CountyManufactured - Highly ImpactedWater Heat GT 55 GalENERGY STAR Condensing Water Heater > 55 GAL - EF 0.77Existing | Kittitas CountyManufactured - Highly ImpactedWater Heat GT 55 GalExisting | Kittitas County | Manufactured - Highly Impacted | Water Heat GT 55 Gal | 4 | ENERGY STAR Condensing Water Heater > 55 GAL - EF 0.77 | Existing | bar: 2023 to 2050
Kittitas CountyManufactured - Highly Impacted | Kittitas CountyManufactured - Highly ImpactedWater Heat GT 55 Gal | Kittitas CountyManufactured - Highly ImpactedWater Heat GT 55 Gal4 | Kittitas CountyManufactured - Highly ImpactedWater Heat GT 55 Gal4New | Kittitas CountyManufactured - Highly ImpactedWater Heat GT 55 GalENERGY STAR Condensing Water Heater > 55 GAL - EF 0.77New | Kittitas CountyManufactured - Highly ImpactedWater Heat GT 55 GalNew | Kittitas County | Manufactured - Highly Impacted | Water Heat GT 55 Gal | 4 | ENERGY STAR Condensing Water Heater > 55 GAL - EF 0.77 | New | bar: 2023 to 2050
Kittitas CountySingle Family | Kittitas CountySingle FamilyWater Heat GT 55 Gal | Kittitas CountySingle FamilyWater Heat GT 55 Gal5 | Kittitas CountySingle FamilyWater Heat GT 55 Gal5Existing | Kittitas CountySingle FamilyWater Heat GT 55 GalCondensing Water Heater > 55 GAL - EF 0.85Existing | Kittitas CountySingle FamilyWater Heat GT 55 GalExisting | Kittitas County | Single Family | Water Heat GT 55 Gal | 5 | Condensing Water Heater > 55 GAL - EF 0.85 | Existing | bar: 2023 to 2050
Kittitas CountySingle Family | Kittitas CountySingle FamilyWater Heat GT 55 Gal | Kittitas CountySingle FamilyWater Heat GT 55 Gal5 | Kittitas CountySingle FamilyWater Heat GT 55 Gal5New | Kittitas CountySingle FamilyWater Heat GT 55 GalCondensing Water Heater > 55 GAL - EF 0.85New | Kittitas CountySingle FamilyWater Heat GT 55 GalNew | Kittitas County | Single Family | Water Heat GT 55 Gal | 5 | Condensing Water Heater > 55 GAL - EF 0.85 | New | bar: 2023 to 2050
Kittitas CountySingle Family - Highly Impacted | Kittitas CountySingle Family - Highly ImpactedWater Heat GT 55 Gal | Kittitas CountySingle Family - Highly ImpactedWater Heat GT 55 Gal5 | Kittitas CountySingle Family - Highly ImpactedWater Heat GT 55 Gal5Existing | Kittitas CountySingle Family - Highly ImpactedWater Heat GT 55 GalCondensing Water Heater > 55 GAL - EF 0.85Existing | Kittitas CountySingle Family - Highly ImpactedWater Heat GT 55 GalExisting | Kittitas County | Single Family - Highly Impacted | Water Heat GT 55 Gal | 5 | Condensing Water Heater > 55 GAL - EF 0.85 | Existing | bar: 2023 to 2050
Kittitas CountySingle Family - Highly Impacted | Kittitas CountySingle Family - Highly ImpactedWater Heat GT 55 Gal | Kittitas CountySingle Family - Highly ImpactedWater Heat GT 55 Gal5 | Kittitas CountySingle Family - Highly ImpactedWater Heat GT 55 Gal5New | Kittitas CountySingle Family - Highly ImpactedWater Heat GT 55 GalCondensing Water Heater > 55 GAL - EF 0.85New | Kittitas CountySingle Family - Highly ImpactedWater Heat GT 55 GalNew | Kittitas County | Single Family - Highly Impacted | Water Heat GT 55 Gal | 5 | Condensing Water Heater > 55 GAL - EF 0.85 | New | bar: 2023 to 2050
Kittitas CountyMultifamily | Kittitas CountyMultifamilyWater Heat GT 55 Gal | Kittitas CountyMultifamilyWater Heat GT 55 Gal5 | Kittitas CountyMultifamilyWater Heat GT 55 Gal5Existing | Kittitas CountyMultifamilyWater Heat GT 55 GalCondensing Water Heater > 55 GAL - EF 0.85Existing | Kittitas CountyMultifamilyWater Heat GT 55 GalExisting | Kittitas County | Multifamily | Water Heat GT 55 Gal | 5 | Condensing Water Heater > 55 GAL - EF 0.85 | Existing | bar: 2023 to 2050
Kittitas CountyMultifamily | Kittitas CountyMultifamilyWater Heat GT 55 Gal | Kittitas CountyMultifamilyWater Heat GT 55 Gal5 | Kittitas CountyMultifamilyWater Heat GT 55 Gal5New | Kittitas CountyMultifamilyWater Heat GT 55 GalCondensing Water Heater > 55 GAL - EF 0.85New | Kittitas CountyMultifamilyWater Heat GT 55 GalNew | Kittitas County | Multifamily | Water Heat GT 55 Gal | 5 | Condensing Water Heater > 55 GAL - EF 0.85 | New | bar: 2023 to 2050
Kittitas CountyMultifamily - Highly Impacted | Kittitas CountyMultifamily - Highly ImpactedWater Heat GT 55 Gal | Kittitas CountyMultifamily - Highly ImpactedWater Heat GT 55 Gal5 | Kittitas CountyMultifamily - Highly ImpactedWater Heat GT 55 Gal5Existing | Kittitas CountyMultifamily - Highly ImpactedWater Heat GT 55 GalCondensing Water Heater > 55 GAL - EF 0.85Existing | Kittitas CountyMultifamily - Highly ImpactedWater Heat GT 55 GalExisting | Kittitas County | Multifamily - Highly Impacted | Water Heat GT 55 Gal | 5 | Condensing Water Heater > 55 GAL - EF 0.85 | Existing | bar: 2023 to 2050
Kittitas CountyMultifamily - Highly Impacted | Kittitas CountyMultifamily - Highly ImpactedWater Heat GT 55 Gal | Kittitas CountyMultifamily - Highly ImpactedWater Heat GT 55 Gal5 | Kittitas CountyMultifamily - Highly ImpactedWater Heat GT 55 Gal5New | Kittitas CountyMultifamily - Highly ImpactedWater Heat GT 55 GalCondensing Water Heater > 55 GAL - EF 0.85New | Kittitas CountyMultifamily - Highly ImpactedWater Heat GT 55 GalNew | Kittitas County | Multifamily - Highly Impacted | Water Heat GT 55 Gal | 5 | Condensing Water Heater > 55 GAL - EF 0.85 | New | bar: 2023 to 2050
Kittitas CountyManufactured | Kittitas CountyManufacturedWater Heat GT 55 Gal | Kittitas CountyManufacturedWater Heat GT 55 Gal5 | Kittitas CountyManufacturedWater Heat GT 55 Gal5Existing | Kittitas CountyManufacturedWater Heat GT 55 GalCondensing Water Heater > 55 GAL - EF 0.85Existing | Kittitas CountyManufacturedWater Heat GT 55 GalExisting | Kittitas County | Manufactured | Water Heat GT 55 Gal | 5 | Condensing Water Heater > 55 GAL - EF 0.85 | Existing | bar: 2023 to 2050
Kittitas CountyManufactured | Kittitas CountyManufacturedWater Heat GT 55 Gal | Kittitas CountyManufacturedWater Heat GT 55 Gal5 | Kittitas CountyManufacturedWater Heat GT 55 Gal5New | Kittitas CountyManufacturedWater Heat GT 55 GalCondensing Water Heater > 55 GAL - EF 0.85New | Kittitas CountyManufacturedWater Heat GT 55 GalNew | Kittitas County | Manufactured | Water Heat GT 55 Gal | 5 | Condensing Water Heater > 55 GAL - EF 0.85 | New | bar: 2023 to 2050
Kittitas CountyManufactured - Highly Impacted | Kittitas CountyManufactured - Highly ImpactedWater Heat GT 55 Gal | Kittitas CountyManufactured - Highly ImpactedWater Heat GT 55 Gal5 | Kittitas CountyManufactured - Highly ImpactedWater Heat GT 55 Gal5Existing | Kittitas CountyManufactured - Highly ImpactedWater Heat GT 55 GalCondensing Water Heater > 55 GAL - EF 0.85Existing | Kittitas CountyManufactured - Highly ImpactedWater Heat GT 55 GalExisting | Kittitas County | Manufactured - Highly Impacted | Water Heat GT 55 Gal | 5 | Condensing Water Heater > 55 GAL - EF 0.85 | Existing | bar: 2023 to 2050
Kittitas CountyManufactured - Highly Impacted | Kittitas CountyManufactured - Highly ImpactedWater Heat GT 55 Gal | Kittitas CountyManufactured - Highly ImpactedWater Heat GT 55 Gal5 | Kittitas CountyManufactured - Highly ImpactedWater Heat GT 55 Gal5New | Kittitas CountyManufactured - Highly ImpactedWater Heat GT 55 GalCondensing Water Heater > 55 GAL - EF 0.85New | Kittitas CountyManufactured - Highly ImpactedWater Heat GT 55 GalNew | Kittitas County | Manufactured - Highly Impacted | Water Heat GT 55 Gal | 5 | Condensing Water Heater > 55 GAL - EF 0.85 | New | bar: 2023 to 2050
Kittitas CountySingle Family | Kittitas CountySingle FamilyWater Heat GT 55 Gal | Kittitas CountySingle FamilyWater Heat GT 55 Gal6 | Kittitas CountySingle FamilyWater Heat GT 55 Gal6Existing | Kittitas CountySingle FamilyWater Heat GT 55 GalENERGY STAR Tankless Water Heater > 55 GAL - EF 0.90Existing | Kittitas CountySingle FamilyWater Heat GT 55 GalExisting | Kittitas County | Single Family | Water Heat GT 55 Gal | 6 | ENERGY STAR Tankless Water Heater > 55 GAL - EF 0.90 | Existing | bar: 2023 to 2050
Kittitas CountySingle Family | Kittitas CountySingle FamilyWater Heat GT 55 Gal | Kittitas CountySingle FamilyWater Heat GT 55 Gal6 | Kittitas CountySingle FamilyWater Heat GT 55 Gal6New | Kittitas CountySingle FamilyWater Heat GT 55 GalENERGY STAR Tankless Water Heater > 55 GAL - EF 0.90New | Kittitas CountySingle FamilyWater Heat GT 55 GalNew | Kittitas County | Single Family | Water Heat GT 55 Gal | 6 | ENERGY STAR Tankless Water Heater > 55 GAL - EF 0.90 | New | bar: 2023 to 2050
Kittitas CountySingle Family - Highly Impacted | Kittitas CountySingle Family - Highly ImpactedWater Heat GT 55 Gal | Kittitas CountySingle Family - Highly ImpactedWater Heat GT 55 Gal6 | Kittitas CountySingle Family - Highly ImpactedWater Heat GT 55 Gal6Existing | Kittitas CountySingle Family - Highly ImpactedWater Heat GT 55 GalENERGY STAR Tankless Water Heater > 55 GAL - EF 0.90Existing | Kittitas CountySingle Family - Highly ImpactedWater Heat GT 55 GalExisting | Kittitas County | Single Family - Highly Impacted | Water Heat GT 55 Gal | 6 | ENERGY STAR Tankless Water Heater > 55 GAL - EF 0.90 | Existing | bar: 2023 to 2050
Kittitas CountySingle Family - Highly Impacted | Kittitas CountySingle Family - Highly ImpactedWater Heat GT 55 Gal | Kittitas CountySingle Family - Highly ImpactedWater Heat GT 55 Gal6 | Kittitas CountySingle Family - Highly ImpactedWater Heat GT 55 Gal6New | Kittitas CountySingle Family - Highly ImpactedWater Heat GT 55 GalENERGY STAR Tankless Water Heater > 55 GAL - EF 0.90New | Kittitas CountySingle Family - Highly ImpactedWater Heat GT 55 GalNew | Kittitas County | Single Family - Highly Impacted | Water Heat GT 55 Gal | 6 | ENERGY STAR Tankless Water Heater > 55 GAL - EF 0.90 | New | bar: 2023 to 2050
Kittitas CountyMultifamily | Kittitas CountyMultifamilyWater Heat GT 55 Gal | Kittitas CountyMultifamilyWater Heat GT 55 Gal6 | Kittitas CountyMultifamilyWater Heat GT 55 Gal6Existing | Kittitas CountyMultifamilyWater Heat GT 55 GalENERGY STAR Tankless Water Heater > 55 GAL - EF 0.90Existing | Kittitas CountyMultifamilyWater Heat GT 55 GalExisting | Kittitas County | Multifamily | Water Heat GT 55 Gal | 6 | ENERGY STAR Tankless Water Heater > 55 GAL - EF 0.90 | Existing | bar: 2023 to 2050
Kittitas CountyMultifamily | Kittitas CountyMultifamilyWater Heat GT 55 Gal | Kittitas CountyMultifamilyWater Heat GT 55 Gal6 | Kittitas CountyMultifamilyWater Heat GT 55 Gal6New | Kittitas CountyMultifamilyWater Heat GT 55 GalENERGY STAR Tankless Water Heater > 55 GAL - EF 0.90New | Kittitas CountyMultifamilyWater Heat GT 55 GalNew | Kittitas County | Multifamily | Water Heat GT 55 Gal | 6 | ENERGY STAR Tankless Water Heater > 55 GAL - EF 0.90 | New | bar: 2023 to 2050
Kittitas CountyMultifamily - Highly Impacted | Kittitas CountyMultifamily - Highly ImpactedWater Heat GT 55 Gal | Kittitas CountyMultifamily - Highly ImpactedWater Heat GT 55 Gal6 | Kittitas CountyMultifamily - Highly ImpactedWater Heat GT 55 Gal6Existing | Kittitas CountyMultifamily - Highly ImpactedWater Heat GT 55 GalENERGY STAR Tankless Water Heater > 55 GAL - EF 0.90Existing | Kittitas CountyMultifamily - Highly ImpactedWater Heat GT 55 GalExisting | Kittitas County | Multifamily - Highly Impacted | Water Heat GT 55 Gal | 6 | ENERGY STAR Tankless Water Heater > 55 GAL - EF 0.90 | Existing | bar: 2023 to 2050
Kittitas CountyMultifamily - Highly Impacted | Kittitas CountyMultifamily - Highly ImpactedWater Heat GT 55 Gal | Kittitas CountyMultifamily - Highly ImpactedWater Heat GT 55 Gal6 | Kittitas CountyMultifamily - Highly ImpactedWater Heat GT 55 Gal6New | Kittitas CountyMultifamily - Highly ImpactedWater Heat GT 55 GalENERGY STAR Tankless Water Heater > 55 GAL - EF 0.90New | Kittitas CountyMultifamily - Highly ImpactedWater Heat GT 55 GalNew | Kittitas County | Multifamily - Highly Impacted | Water Heat GT 55 Gal | 6 | ENERGY STAR Tankless Water Heater > 55 GAL - EF 0.90 | New | bar: 2023 to 2050
Kittitas CountyManufactured | Kittitas CountyManufacturedWater Heat GT 55 Gal | Kittitas CountyManufacturedWater Heat GT 55 Gal6 | Kittitas CountyManufacturedWater Heat GT 55 Gal6Existing | Kittitas CountyManufacturedWater Heat GT 55 GalENERGY STAR Tankless Water Heater > 55 GAL - EF 0.90Existing | Kittitas CountyManufacturedWater Heat GT 55 GalExisting | Kittitas County | Manufactured | Water Heat GT 55 Gal | 6 | ENERGY STAR Tankless Water Heater > 55 GAL - EF 0.90 | Existing | bar: 2023 to 2050
Kittitas CountyManufactured | Kittitas CountyManufacturedWater Heat GT 55 Gal | Kittitas CountyManufacturedWater Heat GT 55 Gal6 | Kittitas CountyManufacturedWater Heat GT 55 Gal6New | Kittitas CountyManufacturedWater Heat GT 55 GalENERGY STAR Tankless Water Heater > 55 GAL - EF 0.90New | Kittitas CountyManufacturedWater Heat GT 55 GalNew | Kittitas County | Manufactured | Water Heat GT 55 Gal | 6 | ENERGY STAR Tankless Water Heater > 55 GAL - EF 0.90 | New | bar: 2023 to 2050
Kittitas CountyManufactured - Highly Impacted | Kittitas CountyManufactured - Highly ImpactedWater Heat GT 55 Gal | Kittitas CountyManufactured - Highly ImpactedWater Heat GT 55 Gal6 | Kittitas CountyManufactured - Highly ImpactedWater Heat GT 55 Gal6Existing | Kittitas CountyManufactured - Highly ImpactedWater Heat GT 55 GalENERGY STAR Tankless Water Heater > 55 GAL - EF 0.90Existing | Kittitas CountyManufactured - Highly ImpactedWater Heat GT 55 GalExisting | Kittitas County | Manufactured - Highly Impacted | Water Heat GT 55 Gal | 6 | ENERGY STAR Tankless Water Heater > 55 GAL - EF 0.90 | Existing | bar: 2023 to 2050
Kittitas CountyManufactured - Highly Impacted | Kittitas CountyManufactured - Highly ImpactedWater Heat GT 55 Gal | Kittitas CountyManufactured - Highly ImpactedWater Heat GT 55 Gal6 | Kittitas CountyManufactured - Highly ImpactedWater Heat GT 55 Gal6New | Kittitas CountyManufactured - Highly ImpactedWater Heat GT 55 GalENERGY STAR Tankless Water Heater > 55 GAL - EF 0.90New | Kittitas CountyManufactured - Highly ImpactedWater Heat GT 55 GalNew | Kittitas County | Manufactured - Highly Impacted | Water Heat GT 55 Gal | 6 | ENERGY STAR Tankless Water Heater > 55 GAL - EF 0.90 | New | bar: 2023 to 2050
Lewis CountySingle Family | Lewis CountySingle FamilyCooking Oven | Lewis CountySingle FamilyCooking Oven1 | Lewis CountySingle FamilyCooking Oven1Existing | Lewis CountySingle FamilyCooking OvenBelow Standard Cooking OvenExisting | Lewis CountySingle FamilyCooking OvenExisting | Lewis County | Single Family | Cooking Oven | 1 | Below Standard Cooking Oven | Existing | 57.89% | 57.89% | 57.89% | 57.89% | 57.89% | 57.89% | 57.89% | 57.89% | 57.89% | 57.89% | 57.89% | 57.89% | 57.89% | 57.89% | 57.89% | 57.89% | 57.89% | 57.89% | 57.89% | 57.89% | 57.89% | 57.89% | 57.89% | 57.89% | 57.89% | 57.89% | 57.89% | 57.89%
Lewis CountySingle Family | Lewis CountySingle FamilyCooking Oven | Lewis CountySingle FamilyCooking Oven1 | Lewis CountySingle FamilyCooking Oven1New | Lewis CountySingle FamilyCooking OvenBelow Standard Cooking OvenNew | Lewis CountySingle FamilyCooking OvenNew | Lewis County | Single Family | Cooking Oven | 1 | Below Standard Cooking Oven | New | bar: 2023 to 2050
Lewis CountySingle Family - Highly Impacted | Lewis CountySingle Family - Highly ImpactedCooking Oven | Lewis CountySingle Family - Highly ImpactedCooking Oven1 | Lewis CountySingle Family - Highly ImpactedCooking Oven1Existing | Lewis CountySingle Family - Highly ImpactedCooking OvenBelow Standard Cooking OvenExisting | Lewis CountySingle Family - Highly ImpactedCooking OvenExisting | Lewis County | Single Family - Highly Impacted | Cooking Oven | 1 | Below Standard Cooking Oven | Existing | 57.89% | 57.89% | 57.89% | 57.89% | 57.89% | 57.89% | 57.89% | 57.89% | 57.89% | 57.89% | 57.89% | 57.89% | 57.89% | 57.89% | 57.89% | 57.89% | 57.89% | 57.89% | 57.89% | 57.89% | 57.89% | 57.89% | 57.89% | 57.89% | 57.89% | 57.89% | 57.89% | 57.89%
Lewis CountySingle Family - Highly Impacted | Lewis CountySingle Family - Highly ImpactedCooking Oven | Lewis CountySingle Family - Highly ImpactedCooking Oven1 | Lewis CountySingle Family - Highly ImpactedCooking Oven1New | Lewis CountySingle Family - Highly ImpactedCooking OvenBelow Standard Cooking OvenNew | Lewis CountySingle Family - Highly ImpactedCooking OvenNew | Lewis County | Single Family - Highly Impacted | Cooking Oven | 1 | Below Standard Cooking Oven | New | bar: 2023 to 2050
Lewis CountyMultifamily | Lewis CountyMultifamilyCooking Oven | Lewis CountyMultifamilyCooking Oven1 | Lewis CountyMultifamilyCooking Oven1Existing | Lewis CountyMultifamilyCooking OvenBelow Standard Cooking OvenExisting | Lewis CountyMultifamilyCooking OvenExisting | Lewis County | Multifamily | Cooking Oven | 1 | Below Standard Cooking Oven | Existing | 57.89% | 57.89% | 57.89% | 57.89% | 57.89% | 57.89% | 57.89% | 57.89% | 57.89% | 57.89% | 57.89% | 57.89% | 57.89% | 57.89% | 57.89% | 57.89% | 57.89% | 57.89% | 57.89% | 57.89% | 57.89% | 57.89% | 57.89% | 57.89% | 57.89% | 57.89% | 57.89% | 57.89%
Lewis CountyMultifamily | Lewis CountyMultifamilyCooking Oven | Lewis CountyMultifamilyCooking Oven1 | Lewis CountyMultifamilyCooking Oven1New | Lewis CountyMultifamilyCooking OvenBelow Standard Cooking OvenNew | Lewis CountyMultifamilyCooking OvenNew | Lewis County | Multifamily | Cooking Oven | 1 | Below Standard Cooking Oven | New | bar: 2023 to 2050
Lewis CountyMultifamily - Highly Impacted | Lewis CountyMultifamily - Highly ImpactedCooking Oven | Lewis CountyMultifamily - Highly ImpactedCooking Oven1 | Lewis CountyMultifamily - Highly ImpactedCooking Oven1Existing | Lewis CountyMultifamily - Highly ImpactedCooking OvenBelow Standard Cooking OvenExisting | Lewis CountyMultifamily - Highly ImpactedCooking OvenExisting | Lewis County | Multifamily - Highly Impacted | Cooking Oven | 1 | Below Standard Cooking Oven | Existing | 57.89% | 57.89% | 57.89% | 57.89% | 57.89% | 57.89% | 57.89% | 57.89% | 57.89% | 57.89% | 57.89% | 57.89% | 57.89% | 57.89% | 57.89% | 57.89% | 57.89% | 57.89% | 57.89% | 57.89% | 57.89% | 57.89% | 57.89% | 57.89% | 57.89% | 57.89% | 57.89% | 57.89%
Lewis CountyMultifamily - Highly Impacted | Lewis CountyMultifamily - Highly ImpactedCooking Oven | Lewis CountyMultifamily - Highly ImpactedCooking Oven1 | Lewis CountyMultifamily - Highly ImpactedCooking Oven1New | Lewis CountyMultifamily - Highly ImpactedCooking OvenBelow Standard Cooking OvenNew | Lewis CountyMultifamily - Highly ImpactedCooking OvenNew | Lewis County | Multifamily - Highly Impacted | Cooking Oven | 1 | Below Standard Cooking Oven | New | bar: 2023 to 2050
Lewis CountyManufactured | Lewis CountyManufacturedCooking Oven | Lewis CountyManufacturedCooking Oven1 | Lewis CountyManufacturedCooking Oven1Existing | Lewis CountyManufacturedCooking OvenBelow Standard Cooking OvenExisting | Lewis CountyManufacturedCooking OvenExisting | Lewis County | Manufactured | Cooking Oven | 1 | Below Standard Cooking Oven | Existing | 57.89% | 57.89% | 57.89% | 57.89% | 57.89% | 57.89% | 57.89% | 57.89% | 57.89% | 57.89% | 57.89% | 57.89% | 57.89% | 57.89% | 57.89% | 57.89% | 57.89% | 57.89% | 57.89% | 57.89% | 57.89% | 57.89% | 57.89% | 57.89% | 57.89% | 57.89% | 57.89% | 57.89%
Lewis CountyManufactured | Lewis CountyManufacturedCooking Oven | Lewis CountyManufacturedCooking Oven1 | Lewis CountyManufacturedCooking Oven1New | Lewis CountyManufacturedCooking OvenBelow Standard Cooking OvenNew | Lewis CountyManufacturedCooking OvenNew | Lewis County | Manufactured | Cooking Oven | 1 | Below Standard Cooking Oven | New | bar: 2023 to 2050
Lewis CountyManufactured - Highly Impacted | Lewis CountyManufactured - Highly ImpactedCooking Oven | Lewis CountyManufactured - Highly ImpactedCooking Oven1 | Lewis CountyManufactured - Highly ImpactedCooking Oven1Existing | Lewis CountyManufactured - Highly ImpactedCooking OvenBelow Standard Cooking OvenExisting | Lewis CountyManufactured - Highly ImpactedCooking OvenExisting | Lewis County | Manufactured - Highly Impacted | Cooking Oven | 1 | Below Standard Cooking Oven | Existing | 57.89% | 57.89% | 57.89% | 57.89% | 57.89% | 57.89% | 57.89% | 57.89% | 57.89% | 57.89% | 57.89% | 57.89% | 57.89% | 57.89% | 57.89% | 57.89% | 57.89% | 57.89% | 57.89% | 57.89% | 57.89% | 57.89% | 57.89% | 57.89% | 57.89% | 57.89% | 57.89% | 57.89%
Lewis CountyManufactured - Highly Impacted | Lewis CountyManufactured - Highly ImpactedCooking Oven | Lewis CountyManufactured - Highly ImpactedCooking Oven1 | Lewis CountyManufactured - Highly ImpactedCooking Oven1New | Lewis CountyManufactured - Highly ImpactedCooking OvenBelow Standard Cooking OvenNew | Lewis CountyManufactured - Highly ImpactedCooking OvenNew | Lewis County | Manufactured - Highly Impacted | Cooking Oven | 1 | Below Standard Cooking Oven | New | bar: 2023 to 2050
Lewis CountySingle Family | Lewis CountySingle FamilyCooking Oven | Lewis CountySingle FamilyCooking Oven2 | Lewis CountySingle FamilyCooking Oven2Existing | Lewis CountySingle FamilyCooking OvenFederal Standard 2012 Cooking OvenExisting | Lewis CountySingle FamilyCooking OvenExisting | Lewis County | Single Family | Cooking Oven | 2 | Federal Standard 2012 Cooking Oven | Existing | 40% | 40% | 40% | 40% | 40% | 40% | 40% | 40% | 40% | 40% | 40% | 40% | 40% | 40% | 40% | 40% | 40% | 40% | 40% | 40% | 40% | 40% | 40% | 40% | 40% | 40% | 40% | 40%
Lewis CountySingle Family | Lewis CountySingle FamilyCooking Oven | Lewis CountySingle FamilyCooking Oven2 | Lewis CountySingle FamilyCooking Oven2New | Lewis CountySingle FamilyCooking OvenFederal Standard 2012 Cooking OvenNew | Lewis CountySingle FamilyCooking OvenNew | Lewis County | Single Family | Cooking Oven | 2 | Federal Standard 2012 Cooking Oven | New | 95% | 95% | 95% | 95% | 95% | 95% | 95% | 95% | 95% | 95% | 95% | 95% | 95% | 95% | 95% | 95% | 95% | 95% | 95% | 95% | 95% | 95% | 95% | 95% | 95% | 95% | 95% | 95%
Lewis CountySingle Family - Highly Impacted | Lewis CountySingle Family - Highly ImpactedCooking Oven | Lewis CountySingle Family - Highly ImpactedCooking Oven2 | Lewis CountySingle Family - Highly ImpactedCooking Oven2Existing | Lewis CountySingle Family - Highly ImpactedCooking OvenFederal Standard 2012 Cooking OvenExisting | Lewis CountySingle Family - Highly ImpactedCooking OvenExisting | Lewis County | Single Family - Highly Impacted | Cooking Oven | 2 | Federal Standard 2012 Cooking Oven | Existing | 40% | 40% | 40% | 40% | 40% | 40% | 40% | 40% | 40% | 40% | 40% | 40% | 40% | 40% | 40% | 40% | 40% | 40% | 40% | 40% | 40% | 40% | 40% | 40% | 40% | 40% | 40% | 40%
Lewis CountySingle Family - Highly Impacted | Lewis CountySingle Family - Highly ImpactedCooking Oven | Lewis CountySingle Family - Highly ImpactedCooking Oven2 | Lewis CountySingle Family - Highly ImpactedCooking Oven2New | Lewis CountySingle Family - Highly ImpactedCooking OvenFederal Standard 2012 Cooking OvenNew | Lewis CountySingle Family - Highly ImpactedCooking OvenNew | Lewis County | Single Family - Highly Impacted | Cooking Oven | 2 | Federal Standard 2012 Cooking Oven | New | 95% | 95% | 95% | 95% | 95% | 95% | 95% | 95% | 95% | 95% | 95% | 95% | 95% | 95% | 95% | 95% | 95% | 95% | 95% | 95% | 95% | 95% | 95% | 95% | 95% | 95% | 95% | 95%
Lewis CountyMultifamily | Lewis CountyMultifamilyCooking Oven | Lewis CountyMultifamilyCooking Oven2 | Lewis CountyMultifamilyCooking Oven2Existing | Lewis CountyMultifamilyCooking OvenFederal Standard 2012 Cooking OvenExisting | Lewis CountyMultifamilyCooking OvenExisting | Lewis County | Multifamily | Cooking Oven | 2 | Federal Standard 2012 Cooking Oven | Existing | 40% | 40% | 40% | 40% | 40% | 40% | 40% | 40% | 40% | 40% | 40% | 40% | 40% | 40% | 40% | 40% | 40% | 40% | 40% | 40% | 40% | 40% | 40% | 40% | 40% | 40% | 40% | 40%
Lewis CountyMultifamily | Lewis CountyMultifamilyCooking Oven | Lewis CountyMultifamilyCooking Oven2 | Lewis CountyMultifamilyCooking Oven2New | Lewis CountyMultifamilyCooking OvenFederal Standard 2012 Cooking OvenNew | Lewis CountyMultifamilyCooking OvenNew | Lewis County | Multifamily | Cooking Oven | 2 | Federal Standard 2012 Cooking Oven | New | 95% | 95% | 95% | 95% | 95% | 95% | 95% | 95% | 95% | 95% | 95% | 95% | 95% | 95% | 95% | 95% | 95% | 95% | 95% | 95% | 95% | 95% | 95% | 95% | 95% | 95% | 95% | 95%
Lewis CountyMultifamily - Highly Impacted | Lewis CountyMultifamily - Highly ImpactedCooking Oven | Lewis CountyMultifamily - Highly ImpactedCooking Oven2 | Lewis CountyMultifamily - Highly ImpactedCooking Oven2Existing | Lewis CountyMultifamily - Highly ImpactedCooking OvenFederal Standard 2012 Cooking OvenExisting | Lewis CountyMultifamily - Highly ImpactedCooking OvenExisting | Lewis County | Multifamily - Highly Impacted | Cooking Oven | 2 | Federal Standard 2012 Cooking Oven | Existing | 40% | 40% | 40% | 40% | 40% | 40% | 40% | 40% | 40% | 40% | 40% | 40% | 40% | 40% | 40% | 40% | 40% | 40% | 40% | 40% | 40% | 40% | 40% | 40% | 40% | 40% | 40% | 40%
Lewis CountyMultifamily - Highly Impacted | Lewis CountyMultifamily - Highly ImpactedCooking Oven | Lewis CountyMultifamily - Highly ImpactedCooking Oven2 | Lewis CountyMultifamily - Highly ImpactedCooking Oven2New | Lewis CountyMultifamily - Highly ImpactedCooking OvenFederal Standard 2012 Cooking OvenNew | Lewis CountyMultifamily - Highly ImpactedCooking OvenNew | Lewis County | Multifamily - Highly Impacted | Cooking Oven | 2 | Federal Standard 2012 Cooking Oven | New | 95% | 95% | 95% | 95% | 95% | 95% | 95% | 95% | 95% | 95% | 95% | 95% | 95% | 95% | 95% | 95% | 95% | 95% | 95% | 95% | 95% | 95% | 95% | 95% | 95% | 95% | 95% | 95%
Lewis CountyManufactured | Lewis CountyManufacturedCooking Oven | Lewis CountyManufacturedCooking Oven2 | Lewis CountyManufacturedCooking Oven2Existing | Lewis CountyManufacturedCooking OvenFederal Standard 2012 Cooking OvenExisting | Lewis CountyManufacturedCooking OvenExisting | Lewis County | Manufactured | Cooking Oven | 2 | Federal Standard 2012 Cooking Oven | Existing | 40% | 40% | 40% | 40% | 40% | 40% | 40% | 40% | 40% | 40% | 40% | 40% | 40% | 40% | 40% | 40% | 40% | 40% | 40% | 40% | 40% | 40% | 40% | 40% | 40% | 40% | 40% | 40%
Lewis CountyManufactured | Lewis CountyManufacturedCooking Oven | Lewis CountyManufacturedCooking Oven2 | Lewis CountyManufacturedCooking Oven2New | Lewis CountyManufacturedCooking OvenFederal Standard 2012 Cooking OvenNew | Lewis CountyManufacturedCooking OvenNew | Lewis County | Manufactured | Cooking Oven | 2 | Federal Standard 2012 Cooking Oven | New | 95% | 95% | 95% | 95% | 95% | 95% | 95% | 95% | 95% | 95% | 95% | 95% | 95% | 95% | 95% | 95% | 95% | 95% | 95% | 95% | 95% | 95% | 95% | 95% | 95% | 95% | 95% | 95%
Lewis CountyManufactured - Highly Impacted | Lewis CountyManufactured - Highly ImpactedCooking Oven | Lewis CountyManufactured - Highly ImpactedCooking Oven2 | Lewis CountyManufactured - Highly ImpactedCooking Oven2Existing | Lewis CountyManufactured - Highly ImpactedCooking OvenFederal Standard 2012 Cooking OvenExisting | Lewis CountyManufactured - Highly ImpactedCooking OvenExisting | Lewis County | Manufactured - Highly Impacted | Cooking Oven | 2 | Federal Standard 2012 Cooking Oven | Existing | 40% | 40% | 40% | 40% | 40% | 40% | 40% | 40% | 40% | 40% | 40% | 40% | 40% | 40% | 40% | 40% | 40% | 40% | 40% | 40% | 40% | 40% | 40% | 40% | 40% | 40% | 40% | 40%
Lewis CountyManufactured - Highly Impacted | Lewis CountyManufactured - Highly ImpactedCooking Oven | Lewis CountyManufactured - Highly ImpactedCooking Oven2 | Lewis CountyManufactured - Highly ImpactedCooking Oven2New | Lewis CountyManufactured - Highly ImpactedCooking OvenFederal Standard 2012 Cooking OvenNew | Lewis CountyManufactured - Highly ImpactedCooking OvenNew | Lewis County | Manufactured - Highly Impacted | Cooking Oven | 2 | Federal Standard 2012 Cooking Oven | New | 95% | 95% | 95% | 95% | 95% | 95% | 95% | 95% | 95% | 95% | 95% | 95% | 95% | 95% | 95% | 95% | 95% | 95% | 95% | 95% | 95% | 95% | 95% | 95% | 95% | 95% | 95% | 95%
Lewis CountySingle Family | Lewis CountySingle FamilyCooking Oven | Lewis CountySingle FamilyCooking Oven3 | Lewis CountySingle FamilyCooking Oven3Existing | Lewis CountySingle FamilyCooking OvenMarket Standard Cooking OvenExisting | Lewis CountySingle FamilyCooking OvenExisting | Lewis County | Single Family | Cooking Oven | 3 | Market Standard Cooking Oven | Existing | bar: 2023 to 2050
Lewis CountySingle Family | Lewis CountySingle FamilyCooking Oven | Lewis CountySingle FamilyCooking Oven3 | Lewis CountySingle FamilyCooking Oven3New | Lewis CountySingle FamilyCooking OvenMarket Standard Cooking OvenNew | Lewis CountySingle FamilyCooking OvenNew | Lewis County | Single Family | Cooking Oven | 3 | Market Standard Cooking Oven | New | bar: 2023 to 2050
Lewis CountySingle Family - Highly Impacted | Lewis CountySingle Family - Highly ImpactedCooking Oven | Lewis CountySingle Family - Highly ImpactedCooking Oven3 | Lewis CountySingle Family - Highly ImpactedCooking Oven3Existing | Lewis CountySingle Family - Highly ImpactedCooking OvenMarket Standard Cooking OvenExisting | Lewis CountySingle Family - Highly ImpactedCooking OvenExisting | Lewis County | Single Family - Highly Impacted | Cooking Oven | 3 | Market Standard Cooking Oven | Existing | bar: 2023 to 2050
Lewis CountySingle Family - Highly Impacted | Lewis CountySingle Family - Highly ImpactedCooking Oven | Lewis CountySingle Family - Highly ImpactedCooking Oven3 | Lewis CountySingle Family - Highly ImpactedCooking Oven3New | Lewis CountySingle Family - Highly ImpactedCooking OvenMarket Standard Cooking OvenNew | Lewis CountySingle Family - Highly ImpactedCooking OvenNew | Lewis County | Single Family - Highly Impacted | Cooking Oven | 3 | Market Standard Cooking Oven | New | bar: 2023 to 2050
Lewis CountyMultifamily | Lewis CountyMultifamilyCooking Oven | Lewis CountyMultifamilyCooking Oven3 | Lewis CountyMultifamilyCooking Oven3Existing | Lewis CountyMultifamilyCooking OvenMarket Standard Cooking OvenExisting | Lewis CountyMultifamilyCooking OvenExisting | Lewis County | Multifamily | Cooking Oven | 3 | Market Standard Cooking Oven | Existing | bar: 2023 to 2050
Lewis CountyMultifamily | Lewis CountyMultifamilyCooking Oven | Lewis CountyMultifamilyCooking Oven3 | Lewis CountyMultifamilyCooking Oven3New | Lewis CountyMultifamilyCooking OvenMarket Standard Cooking OvenNew | Lewis CountyMultifamilyCooking OvenNew | Lewis County | Multifamily | Cooking Oven | 3 | Market Standard Cooking Oven | New | bar: 2023 to 2050
Lewis CountyMultifamily - Highly Impacted | Lewis CountyMultifamily - Highly ImpactedCooking Oven | Lewis CountyMultifamily - Highly ImpactedCooking Oven3 | Lewis CountyMultifamily - Highly ImpactedCooking Oven3Existing | Lewis CountyMultifamily - Highly ImpactedCooking OvenMarket Standard Cooking OvenExisting | Lewis CountyMultifamily - Highly ImpactedCooking OvenExisting | Lewis County | Multifamily - Highly Impacted | Cooking Oven | 3 | Market Standard Cooking Oven | Existing | bar: 2023 to 2050
Lewis CountyMultifamily - Highly Impacted | Lewis CountyMultifamily - Highly ImpactedCooking Oven | Lewis CountyMultifamily - Highly ImpactedCooking Oven3 | Lewis CountyMultifamily - Highly ImpactedCooking Oven3New | Lewis CountyMultifamily - Highly ImpactedCooking OvenMarket Standard Cooking OvenNew | Lewis CountyMultifamily - Highly ImpactedCooking OvenNew | Lewis County | Multifamily - Highly Impacted | Cooking Oven | 3 | Market Standard Cooking Oven | New | bar: 2023 to 2050
Lewis CountyManufactured | Lewis CountyManufacturedCooking Oven | Lewis CountyManufacturedCooking Oven3 | Lewis CountyManufacturedCooking Oven3Existing | Lewis CountyManufacturedCooking OvenMarket Standard Cooking OvenExisting | Lewis CountyManufacturedCooking OvenExisting | Lewis County | Manufactured | Cooking Oven | 3 | Market Standard Cooking Oven | Existing | bar: 2023 to 2050
Lewis CountyManufactured | Lewis CountyManufacturedCooking Oven | Lewis CountyManufacturedCooking Oven3 | Lewis CountyManufacturedCooking Oven3New | Lewis CountyManufacturedCooking OvenMarket Standard Cooking OvenNew | Lewis CountyManufacturedCooking OvenNew | Lewis County | Manufactured | Cooking Oven | 3 | Market Standard Cooking Oven | New | bar: 2023 to 2050
Lewis CountyManufactured - Highly Impacted | Lewis CountyManufactured - Highly ImpactedCooking Oven | Lewis CountyManufactured - Highly ImpactedCooking Oven3 | Lewis CountyManufactured - Highly ImpactedCooking Oven3Existing | Lewis CountyManufactured - Highly ImpactedCooking OvenMarket Standard Cooking OvenExisting | Lewis CountyManufactured - Highly ImpactedCooking OvenExisting | Lewis County | Manufactured - Highly Impacted | Cooking Oven | 3 | Market Standard Cooking Oven | Existing | bar: 2023 to 2050
Lewis CountyManufactured - Highly Impacted | Lewis CountyManufactured - Highly ImpactedCooking Oven | Lewis CountyManufactured - Highly ImpactedCooking Oven3 | Lewis CountyManufactured - Highly ImpactedCooking Oven3New | Lewis CountyManufactured - Highly ImpactedCooking OvenMarket Standard Cooking OvenNew | Lewis CountyManufactured - Highly ImpactedCooking OvenNew | Lewis County | Manufactured - Highly Impacted | Cooking Oven | 3 | Market Standard Cooking Oven | New | bar: 2023 to 2050
Lewis CountySingle Family | Lewis CountySingle FamilyCooking Oven | Lewis CountySingle FamilyCooking Oven4 | Lewis CountySingle FamilyCooking Oven4Existing | Lewis CountySingle FamilyCooking OvenHigh Efficiency Convection Cooking OvenExisting | Lewis CountySingle FamilyCooking OvenExisting | Lewis County | Single Family | Cooking Oven | 4 | High Efficiency Convection Cooking Oven | Existing | 2.105% | 2.105% | 2.105% | 2.105% | 2.105% | 2.105% | 2.105% | 2.105% | 2.105% | 2.105% | 2.105% | 2.105% | 2.105% | 2.105% | 2.105% | 2.105% | 2.105% | 2.105% | 2.105% | 2.105% | 2.105% | 2.105% | 2.105% | 2.105% | 2.105% | 2.105% | 2.105% | 2.105%
Lewis CountySingle Family | Lewis CountySingle FamilyCooking Oven | Lewis CountySingle FamilyCooking Oven4 | Lewis CountySingle FamilyCooking Oven4New | Lewis CountySingle FamilyCooking OvenHigh Efficiency Convection Cooking OvenNew | Lewis CountySingle FamilyCooking OvenNew | Lewis County | Single Family | Cooking Oven | 4 | High Efficiency Convection Cooking Oven | New | bar: 2023 to 2050
Lewis CountySingle Family - Highly Impacted | Lewis CountySingle Family - Highly ImpactedCooking Oven | Lewis CountySingle Family - Highly ImpactedCooking Oven4 | Lewis CountySingle Family - Highly ImpactedCooking Oven4Existing | Lewis CountySingle Family - Highly ImpactedCooking OvenHigh Efficiency Convection Cooking OvenExisting | Lewis CountySingle Family - Highly ImpactedCooking OvenExisting | Lewis County | Single Family - Highly Impacted | Cooking Oven | 4 | High Efficiency Convection Cooking Oven | Existing | 2.105% | 2.105% | 2.105% | 2.105% | 2.105% | 2.105% | 2.105% | 2.105% | 2.105% | 2.105% | 2.105% | 2.105% | 2.105% | 2.105% | 2.105% | 2.105% | 2.105% | 2.105% | 2.105% | 2.105% | 2.105% | 2.105% | 2.105% | 2.105% | 2.105% | 2.105% | 2.105% | 2.105%
Lewis CountySingle Family - Highly Impacted | Lewis CountySingle Family - Highly ImpactedCooking Oven | Lewis CountySingle Family - Highly ImpactedCooking Oven4 | Lewis CountySingle Family - Highly ImpactedCooking Oven4New | Lewis CountySingle Family - Highly ImpactedCooking OvenHigh Efficiency Convection Cooking OvenNew | Lewis CountySingle Family - Highly ImpactedCooking OvenNew | Lewis County | Single Family - Highly Impacted | Cooking Oven | 4 | High Efficiency Convection Cooking Oven | New | bar: 2023 to 2050
Lewis CountyMultifamily | Lewis CountyMultifamilyCooking Oven | Lewis CountyMultifamilyCooking Oven4 | Lewis CountyMultifamilyCooking Oven4Existing | Lewis CountyMultifamilyCooking OvenHigh Efficiency Convection Cooking OvenExisting | Lewis CountyMultifamilyCooking OvenExisting | Lewis County | Multifamily | Cooking Oven | 4 | High Efficiency Convection Cooking Oven | Existing | 2.105% | 2.105% | 2.105% | 2.105% | 2.105% | 2.105% | 2.105% | 2.105% | 2.105% | 2.105% | 2.105% | 2.105% | 2.105% | 2.105% | 2.105% | 2.105% | 2.105% | 2.105% | 2.105% | 2.105% | 2.105% | 2.105% | 2.105% | 2.105% | 2.105% | 2.105% | 2.105% | 2.105%
Lewis CountyMultifamily | Lewis CountyMultifamilyCooking Oven | Lewis CountyMultifamilyCooking Oven4 | Lewis CountyMultifamilyCooking Oven4New | Lewis CountyMultifamilyCooking OvenHigh Efficiency Convection Cooking OvenNew | Lewis CountyMultifamilyCooking OvenNew | Lewis County | Multifamily | Cooking Oven | 4 | High Efficiency Convection Cooking Oven | New | bar: 2023 to 2050
Lewis CountyMultifamily - Highly Impacted | Lewis CountyMultifamily - Highly ImpactedCooking Oven | Lewis CountyMultifamily - Highly ImpactedCooking Oven4 | Lewis CountyMultifamily - Highly ImpactedCooking Oven4Existing | Lewis CountyMultifamily - Highly ImpactedCooking OvenHigh Efficiency Convection Cooking OvenExisting | Lewis CountyMultifamily - Highly ImpactedCooking OvenExisting | Lewis County | Multifamily - Highly Impacted | Cooking Oven | 4 | High Efficiency Convection Cooking Oven | Existing | 2.105% | 2.105% | 2.105% | 2.105% | 2.105% | 2.105% | 2.105% | 2.105% | 2.105% | 2.105% | 2.105% | 2.105% | 2.105% | 2.105% | 2.105% | 2.105% | 2.105% | 2.105% | 2.105% | 2.105% | 2.105% | 2.105% | 2.105% | 2.105% | 2.105% | 2.105% | 2.105% | 2.105%
Lewis CountyMultifamily - Highly Impacted | Lewis CountyMultifamily - Highly ImpactedCooking Oven | Lewis CountyMultifamily - Highly ImpactedCooking Oven4 | Lewis CountyMultifamily - Highly ImpactedCooking Oven4New | Lewis CountyMultifamily - Highly ImpactedCooking OvenHigh Efficiency Convection Cooking OvenNew | Lewis CountyMultifamily - Highly ImpactedCooking OvenNew | Lewis County | Multifamily - Highly Impacted | Cooking Oven | 4 | High Efficiency Convection Cooking Oven | New | bar: 2023 to 2050
Lewis CountyManufactured | Lewis CountyManufacturedCooking Oven | Lewis CountyManufacturedCooking Oven4 | Lewis CountyManufacturedCooking Oven4Existing | Lewis CountyManufacturedCooking OvenHigh Efficiency Convection Cooking OvenExisting | Lewis CountyManufacturedCooking OvenExisting | Lewis County | Manufactured | Cooking Oven | 4 | High Efficiency Convection Cooking Oven | Existing | 2.105% | 2.105% | 2.105% | 2.105% | 2.105% | 2.105% | 2.105% | 2.105% | 2.105% | 2.105% | 2.105% | 2.105% | 2.105% | 2.105% | 2.105% | 2.105% | 2.105% | 2.105% | 2.105% | 2.105% | 2.105% | 2.105% | 2.105% | 2.105% | 2.105% | 2.105% | 2.105% | 2.105%
Lewis CountyManufactured | Lewis CountyManufacturedCooking Oven | Lewis CountyManufacturedCooking Oven4 | Lewis CountyManufacturedCooking Oven4New | Lewis CountyManufacturedCooking OvenHigh Efficiency Convection Cooking OvenNew | Lewis CountyManufacturedCooking OvenNew | Lewis County | Manufactured | Cooking Oven | 4 | High Efficiency Convection Cooking Oven | New | bar: 2023 to 2050
Lewis CountyManufactured - Highly Impacted | Lewis CountyManufactured - Highly ImpactedCooking Oven | Lewis CountyManufactured - Highly ImpactedCooking Oven4 | Lewis CountyManufactured - Highly ImpactedCooking Oven4Existing | Lewis CountyManufactured - Highly ImpactedCooking OvenHigh Efficiency Convection Cooking OvenExisting | Lewis CountyManufactured - Highly ImpactedCooking OvenExisting | Lewis County | Manufactured - Highly Impacted | Cooking Oven | 4 | High Efficiency Convection Cooking Oven | Existing | 2.105% | 2.105% | 2.105% | 2.105% | 2.105% | 2.105% | 2.105% | 2.105% | 2.105% | 2.105% | 2.105% | 2.105% | 2.105% | 2.105% | 2.105% | 2.105% | 2.105% | 2.105% | 2.105% | 2.105% | 2.105% | 2.105% | 2.105% | 2.105% | 2.105% | 2.105% | 2.105% | 2.105%
Lewis CountyManufactured - Highly Impacted | Lewis CountyManufactured - Highly ImpactedCooking Oven | Lewis CountyManufactured - Highly ImpactedCooking Oven4 | Lewis CountyManufactured - Highly ImpactedCooking Oven4New | Lewis CountyManufactured - Highly ImpactedCooking OvenHigh Efficiency Convection Cooking OvenNew | Lewis CountyManufactured - Highly ImpactedCooking OvenNew | Lewis County | Manufactured - Highly Impacted | Cooking Oven | 4 | High Efficiency Convection Cooking Oven | New | bar: 2023 to 2050
Lewis CountySingle Family | Lewis CountySingle FamilyCooking Range | Lewis CountySingle FamilyCooking Range1 | Lewis CountySingle FamilyCooking Range1Existing | Lewis CountySingle FamilyCooking RangeFederal Standard 2012 Cooking RangeExisting | Lewis CountySingle FamilyCooking RangeExisting | Lewis County | Single Family | Cooking Range | 1 | Federal Standard 2012 Cooking Range | Existing | 100% | 100% | 100% | 100% | 100% | 100% | 100% | 100% | 100% | 100% | 100% | 100% | 100% | 100% | 100% | 100% | 100% | 100% | 100% | 100% | 100% | 100% | 100% | 100% | 100% | 100% | 100% | 100%
Lewis CountySingle Family | Lewis CountySingle FamilyCooking Range | Lewis CountySingle FamilyCooking Range1 | Lewis CountySingle FamilyCooking Range1New | Lewis CountySingle FamilyCooking RangeFederal Standard 2012 Cooking RangeNew | Lewis CountySingle FamilyCooking RangeNew | Lewis County | Single Family | Cooking Range | 1 | Federal Standard 2012 Cooking Range | New | 100% | 100% | 100% | 100% | 100% | 100% | 100% | 100% | 100% | 100% | 100% | 100% | 100% | 100% | 100% | 100% | 100% | 100% | 100% | 100% | 100% | 100% | 100% | 100% | 100% | 100% | 100% | 100%
Lewis CountySingle Family - Highly Impacted | Lewis CountySingle Family - Highly ImpactedCooking Range | Lewis CountySingle Family - Highly ImpactedCooking Range1 | Lewis CountySingle Family - Highly ImpactedCooking Range1Existing | Lewis CountySingle Family - Highly ImpactedCooking RangeFederal Standard 2012 Cooking RangeExisting | Lewis CountySingle Family - Highly ImpactedCooking RangeExisting | Lewis County | Single Family - Highly Impacted | Cooking Range | 1 | Federal Standard 2012 Cooking Range | Existing | 100% | 100% | 100% | 100% | 100% | 100% | 100% | 100% | 100% | 100% | 100% | 100% | 100% | 100% | 100% | 100% | 100% | 100% | 100% | 100% | 100% | 100% | 100% | 100% | 100% | 100% | 100% | 100%
Lewis CountySingle Family - Highly Impacted | Lewis CountySingle Family - Highly ImpactedCooking Range | Lewis CountySingle Family - Highly ImpactedCooking Range1 | Lewis CountySingle Family - Highly ImpactedCooking Range1New | Lewis CountySingle Family - Highly ImpactedCooking RangeFederal Standard 2012 Cooking RangeNew | Lewis CountySingle Family - Highly ImpactedCooking RangeNew | Lewis County | Single Family - Highly Impacted | Cooking Range | 1 | Federal Standard 2012 Cooking Range | New | 100% | 100% | 100% | 100% | 100% | 100% | 100% | 100% | 100% | 100% | 100% | 100% | 100% | 100% | 100% | 100% | 100% | 100% | 100% | 100% | 100% | 100% | 100% | 100% | 100% | 100% | 100% | 100%
Lewis CountyMultifamily | Lewis CountyMultifamilyCooking Range | Lewis CountyMultifamilyCooking Range1 | Lewis CountyMultifamilyCooking Range1Existing | Lewis CountyMultifamilyCooking RangeFederal Standard 2012 Cooking RangeExisting | Lewis CountyMultifamilyCooking RangeExisting | Lewis County | Multifamily | Cooking Range | 1 | Federal Standard 2012 Cooking Range | Existing | 100% | 100% | 100% | 100% | 100% | 100% | 100% | 100% | 100% | 100% | 100% | 100% | 100% | 100% | 100% | 100% | 100% | 100% | 100% | 100% | 100% | 100% | 100% | 100% | 100% | 100% | 100% | 100%
Lewis CountyMultifamily | Lewis CountyMultifamilyCooking Range | Lewis CountyMultifamilyCooking Range1 | Lewis CountyMultifamilyCooking Range1New | Lewis CountyMultifamilyCooking RangeFederal Standard 2012 Cooking RangeNew | Lewis CountyMultifamilyCooking RangeNew | Lewis County | Multifamily | Cooking Range | 1 | Federal Standard 2012 Cooking Range | New | 100% | 100% | 100% | 100% | 100% | 100% | 100% | 100% | 100% | 100% | 100% | 100% | 100% | 100% | 100% | 100% | 100% | 100% | 100% | 100% | 100% | 100% | 100% | 100% | 100% | 100% | 100% | 100%
Lewis CountyMultifamily - Highly Impacted | Lewis CountyMultifamily - Highly ImpactedCooking Range | Lewis CountyMultifamily - Highly ImpactedCooking Range1 | Lewis CountyMultifamily - Highly ImpactedCooking Range1Existing | Lewis CountyMultifamily - Highly ImpactedCooking RangeFederal Standard 2012 Cooking RangeExisting | Lewis CountyMultifamily - Highly ImpactedCooking RangeExisting | Lewis County | Multifamily - Highly Impacted | Cooking Range | 1 | Federal Standard 2012 Cooking Range | Existing | 100% | 100% | 100% | 100% | 100% | 100% | 100% | 100% | 100% | 100% | 100% | 100% | 100% | 100% | 100% | 100% | 100% | 100% | 100% | 100% | 100% | 100% | 100% | 100% | 100% | 100% | 100% | 100%
Lewis CountyMultifamily - Highly Impacted | Lewis CountyMultifamily - Highly ImpactedCooking Range | Lewis CountyMultifamily - Highly ImpactedCooking Range1 | Lewis CountyMultifamily - Highly ImpactedCooking Range1New | Lewis CountyMultifamily - Highly ImpactedCooking RangeFederal Standard 2012 Cooking RangeNew | Lewis CountyMultifamily - Highly ImpactedCooking RangeNew | Lewis County | Multifamily - Highly Impacted | Cooking Range | 1 | Federal Standard 2012 Cooking Range | New | 100% | 100% | 100% | 100% | 100% | 100% | 100% | 100% | 100% | 100% | 100% | 100% | 100% | 100% | 100% | 100% | 100% | 100% | 100% | 100% | 100% | 100% | 100% | 100% | 100% | 100% | 100% | 100%
Lewis CountyManufactured | Lewis CountyManufacturedCooking Range | Lewis CountyManufacturedCooking Range1 | Lewis CountyManufacturedCooking Range1Existing | Lewis CountyManufacturedCooking RangeFederal Standard 2012 Cooking RangeExisting | Lewis CountyManufacturedCooking RangeExisting | Lewis County | Manufactured | Cooking Range | 1 | Federal Standard 2012 Cooking Range | Existing | 100% | 100% | 100% | 100% | 100% | 100% | 100% | 100% | 100% | 100% | 100% | 100% | 100% | 100% | 100% | 100% | 100% | 100% | 100% | 100% | 100% | 100% | 100% | 100% | 100% | 100% | 100% | 100%
Lewis CountyManufactured | Lewis CountyManufacturedCooking Range | Lewis CountyManufacturedCooking Range1 | Lewis CountyManufacturedCooking Range1New | Lewis CountyManufacturedCooking RangeFederal Standard 2012 Cooking RangeNew | Lewis CountyManufacturedCooking RangeNew | Lewis County | Manufactured | Cooking Range | 1 | Federal Standard 2012 Cooking Range | New | 100% | 100% | 100% | 100% | 100% | 100% | 100% | 100% | 100% | 100% | 100% | 100% | 100% | 100% | 100% | 100% | 100% | 100% | 100% | 100% | 100% | 100% | 100% | 100% | 100% | 100% | 100% | 100%
Lewis CountyManufactured - Highly Impacted | Lewis CountyManufactured - Highly ImpactedCooking Range | Lewis CountyManufactured - Highly ImpactedCooking Range1 | Lewis CountyManufactured - Highly ImpactedCooking Range1Existing | Lewis CountyManufactured - Highly ImpactedCooking RangeFederal Standard 2012 Cooking RangeExisting | Lewis CountyManufactured - Highly ImpactedCooking RangeExisting | Lewis County | Manufactured - Highly Impacted | Cooking Range | 1 | Federal Standard 2012 Cooking Range | Existing | 100% | 100% | 100% | 100% | 100% | 100% | 100% | 100% | 100% | 100% | 100% | 100% | 100% | 100% | 100% | 100% | 100% | 100% | 100% | 100% | 100% | 100% | 100% | 100% | 100% | 100% | 100% | 100%
Lewis CountyManufactured - Highly Impacted | Lewis CountyManufactured - Highly ImpactedCooking Range | Lewis CountyManufactured - Highly ImpactedCooking Range1 | Lewis CountyManufactured - Highly ImpactedCooking Range1New | Lewis CountyManufactured - Highly ImpactedCooking RangeFederal Standard 2012 Cooking RangeNew | Lewis CountyManufactured - Highly ImpactedCooking RangeNew | Lewis County | Manufactured - Highly Impacted | Cooking Range | 1 | Federal Standard 2012 Cooking Range | New | 100% | 100% | 100% | 100% | 100% | 100% | 100% | 100% | 100% | 100% | 100% | 100% | 100% | 100% | 100% | 100% | 100% | 100% | 100% | 100% | 100% | 100% | 100% | 100% | 100% | 100% | 100% | 100%
Lewis CountySingle Family | Lewis CountySingle FamilyOther | Lewis CountySingle FamilyOther1 | Lewis CountySingle FamilyOther1Existing | Lewis CountySingle FamilyOtherStandard Other EquipmentExisting | Lewis CountySingle FamilyOtherExisting | Lewis County | Single Family | Other | 1 | Standard Other Equipment | Existing | 100% | 100% | 100% | 100% | 100% | 100% | 100% | 100% | 100% | 100% | 100% | 100% | 100% | 100% | 100% | 100% | 100% | 100% | 100% | 100% | 100% | 100% | 100% | 100% | 100% | 100% | 100% | 100%
Lewis CountySingle Family | Lewis CountySingle FamilyOther | Lewis CountySingle FamilyOther1 | Lewis CountySingle FamilyOther1New | Lewis CountySingle FamilyOtherStandard Other EquipmentNew | Lewis CountySingle FamilyOtherNew | Lewis County | Single Family | Other | 1 | Standard Other Equipment | New | 100% | 100% | 100% | 100% | 100% | 100% | 100% | 100% | 100% | 100% | 100% | 100% | 100% | 100% | 100% | 100% | 100% | 100% | 100% | 100% | 100% | 100% | 100% | 100% | 100% | 100% | 100% | 100%
Lewis CountySingle Family - Highly Impacted | Lewis CountySingle Family - Highly ImpactedOther | Lewis CountySingle Family - Highly ImpactedOther1 | Lewis CountySingle Family - Highly ImpactedOther1Existing | Lewis CountySingle Family - Highly ImpactedOtherStandard Other EquipmentExisting | Lewis CountySingle Family - Highly ImpactedOtherExisting | Lewis County | Single Family - Highly Impacted | Other | 1 | Standard Other Equipment | Existing | 100% | 100% | 100% | 100% | 100% | 100% | 100% | 100% | 100% | 100% | 100% | 100% | 100% | 100% | 100% | 100% | 100% | 100% | 100% | 100% | 100% | 100% | 100% | 100% | 100% | 100% | 100% | 100%
Lewis CountySingle Family - Highly Impacted | Lewis CountySingle Family - Highly ImpactedOther | Lewis CountySingle Family - Highly ImpactedOther1 | Lewis CountySingle Family - Highly ImpactedOther1New | Lewis CountySingle Family - Highly ImpactedOtherStandard Other EquipmentNew | Lewis CountySingle Family - Highly ImpactedOtherNew | Lewis County | Single Family - Highly Impacted | Other | 1 | Standard Other Equipment | New | 100% | 100% | 100% | 100% | 100% | 100% | 100% | 100% | 100% | 100% | 100% | 100% | 100% | 100% | 100% | 100% | 100% | 100% | 100% | 100% | 100% | 100% | 100% | 100% | 100% | 100% | 100% | 100%
Lewis CountyMultifamily | Lewis CountyMultifamilyOther | Lewis CountyMultifamilyOther1 | Lewis CountyMultifamilyOther1Existing | Lewis CountyMultifamilyOtherStandard Other EquipmentExisting | Lewis CountyMultifamilyOtherExisting | Lewis County | Multifamily | Other | 1 | Standard Other Equipment | Existing | 100% | 100% | 100% | 100% | 100% | 100% | 100% | 100% | 100% | 100% | 100% | 100% | 100% | 100% | 100% | 100% | 100% | 100% | 100% | 100% | 100% | 100% | 100% | 100% | 100% | 100% | 100% | 100%
Lewis CountyMultifamily | Lewis CountyMultifamilyOther | Lewis CountyMultifamilyOther1 | Lewis CountyMultifamilyOther1New | Lewis CountyMultifamilyOtherStandard Other EquipmentNew | Lewis CountyMultifamilyOtherNew | Lewis County | Multifamily | Other | 1 | Standard Other Equipment | New | 100% | 100% | 100% | 100% | 100% | 100% | 100% | 100% | 100% | 100% | 100% | 100% | 100% | 100% | 100% | 100% | 100% | 100% | 100% | 100% | 100% | 100% | 100% | 100% | 100% | 100% | 100% | 100%
Lewis CountyMultifamily - Highly Impacted | Lewis CountyMultifamily - Highly ImpactedOther | Lewis CountyMultifamily - Highly ImpactedOther1 | Lewis CountyMultifamily - Highly ImpactedOther1Existing | Lewis CountyMultifamily - Highly ImpactedOtherStandard Other EquipmentExisting | Lewis CountyMultifamily - Highly ImpactedOtherExisting | Lewis County | Multifamily - Highly Impacted | Other | 1 | Standard Other Equipment | Existing | 100% | 100% | 100% | 100% | 100% | 100% | 100% | 100% | 100% | 100% | 100% | 100% | 100% | 100% | 100% | 100% | 100% | 100% | 100% | 100% | 100% | 100% | 100% | 100% | 100% | 100% | 100% | 100%
Lewis CountyMultifamily - Highly Impacted | Lewis CountyMultifamily - Highly ImpactedOther | Lewis CountyMultifamily - Highly ImpactedOther1 | Lewis CountyMultifamily - Highly ImpactedOther1New | Lewis CountyMultifamily - Highly ImpactedOtherStandard Other EquipmentNew | Lewis CountyMultifamily - Highly ImpactedOtherNew | Lewis County | Multifamily - Highly Impacted | Other | 1 | Standard Other Equipment | New | 100% | 100% | 100% | 100% | 100% | 100% | 100% | 100% | 100% | 100% | 100% | 100% | 100% | 100% | 100% | 100% | 100% | 100% | 100% | 100% | 100% | 100% | 100% | 100% | 100% | 100% | 100% | 100%
Lewis CountyManufactured | Lewis CountyManufacturedOther | Lewis CountyManufacturedOther1 | Lewis CountyManufacturedOther1Existing | Lewis CountyManufacturedOtherStandard Other EquipmentExisting | Lewis CountyManufacturedOtherExisting | Lewis County | Manufactured | Other | 1 | Standard Other Equipment | Existing | 100% | 100% | 100% | 100% | 100% | 100% | 100% | 100% | 100% | 100% | 100% | 100% | 100% | 100% | 100% | 100% | 100% | 100% | 100% | 100% | 100% | 100% | 100% | 100% | 100% | 100% | 100% | 100%
Lewis CountyManufactured | Lewis CountyManufacturedOther | Lewis CountyManufacturedOther1 | Lewis CountyManufacturedOther1New | Lewis CountyManufacturedOtherStandard Other EquipmentNew | Lewis CountyManufacturedOtherNew | Lewis County | Manufactured | Other | 1 | Standard Other Equipment | New | 100% | 100% | 100% | 100% | 100% | 100% | 100% | 100% | 100% | 100% | 100% | 100% | 100% | 100% | 100% | 100% | 100% | 100% | 100% | 100% | 100% | 100% | 100% | 100% | 100% | 100% | 100% | 100%
Lewis CountyManufactured - Highly Impacted | Lewis CountyManufactured - Highly ImpactedOther | Lewis CountyManufactured - Highly ImpactedOther1 | Lewis CountyManufactured - Highly ImpactedOther1Existing | Lewis CountyManufactured - Highly ImpactedOtherStandard Other EquipmentExisting | Lewis CountyManufactured - Highly ImpactedOtherExisting | Lewis County | Manufactured - Highly Impacted | Other | 1 | Standard Other Equipment | Existing | 100% | 100% | 100% | 100% | 100% | 100% | 100% | 100% | 100% | 100% | 100% | 100% | 100% | 100% | 100% | 100% | 100% | 100% | 100% | 100% | 100% | 100% | 100% | 100% | 100% | 100% | 100% | 100%
Lewis CountyManufactured - Highly Impacted | Lewis CountyManufactured - Highly ImpactedOther | Lewis CountyManufactured - Highly ImpactedOther1 | Lewis CountyManufactured - Highly ImpactedOther1New | Lewis CountyManufactured - Highly ImpactedOtherStandard Other EquipmentNew | Lewis CountyManufactured - Highly ImpactedOtherNew | Lewis County | Manufactured - Highly Impacted | Other | 1 | Standard Other Equipment | New | 100% | 100% | 100% | 100% | 100% | 100% | 100% | 100% | 100% | 100% | 100% | 100% | 100% | 100% | 100% | 100% | 100% | 100% | 100% | 100% | 100% | 100% | 100% | 100% | 100% | 100% | 100% | 100%
Lewis CountySingle Family | Lewis CountySingle FamilyDryer | Lewis CountySingle FamilyDryer1 | Lewis CountySingle FamilyDryer1Existing | Lewis CountySingle FamilyDryerBelow Standard Dryer - CEF/EF 1.57/1.82 (Gas Dryer)Existing | Lewis CountySingle FamilyDryerExisting | Lewis County | Single Family | Dryer | 1 | Below Standard Dryer - CEF/EF 1.57/1.82 (Gas Dryer) | Existing | bar: 2023 to 2050
Lewis CountySingle Family | Lewis CountySingle FamilyDryer | Lewis CountySingle FamilyDryer1 | Lewis CountySingle FamilyDryer1New | Lewis CountySingle FamilyDryerBelow Standard Dryer - CEF/EF 1.57/1.82 (Gas Dryer)New | Lewis CountySingle FamilyDryerNew | Lewis County | Single Family | Dryer | 1 | Below Standard Dryer - CEF/EF 1.57/1.82 (Gas Dryer) | New | bar: 2023 to 2050
Lewis CountySingle Family - Highly Impacted | Lewis CountySingle Family - Highly ImpactedDryer | Lewis CountySingle Family - Highly ImpactedDryer1 | Lewis CountySingle Family - Highly ImpactedDryer1Existing | Lewis CountySingle Family - Highly ImpactedDryerBelow Standard Dryer - CEF/EF 1.57/1.82 (Gas Dryer)Existing | Lewis CountySingle Family - Highly ImpactedDryerExisting | Lewis County | Single Family - Highly Impacted | Dryer | 1 | Below Standard Dryer - CEF/EF 1.57/1.82 (Gas Dryer) | Existing | bar: 2023 to 2050
Lewis CountySingle Family - Highly Impacted | Lewis CountySingle Family - Highly ImpactedDryer | Lewis CountySingle Family - Highly ImpactedDryer1 | Lewis CountySingle Family - Highly ImpactedDryer1New | Lewis CountySingle Family - Highly ImpactedDryerBelow Standard Dryer - CEF/EF 1.57/1.82 (Gas Dryer)New | Lewis CountySingle Family - Highly ImpactedDryerNew | Lewis County | Single Family - Highly Impacted | Dryer | 1 | Below Standard Dryer - CEF/EF 1.57/1.82 (Gas Dryer) | New | bar: 2023 to 2050
Lewis CountyMultifamily | Lewis CountyMultifamilyDryer | Lewis CountyMultifamilyDryer1 | Lewis CountyMultifamilyDryer1Existing | Lewis CountyMultifamilyDryerBelow Standard Dryer - CEF/EF 1.57/1.82 (Gas Dryer)Existing | Lewis CountyMultifamilyDryerExisting | Lewis County | Multifamily | Dryer | 1 | Below Standard Dryer - CEF/EF 1.57/1.82 (Gas Dryer) | Existing | bar: 2023 to 2050
Lewis CountyMultifamily | Lewis CountyMultifamilyDryer | Lewis CountyMultifamilyDryer1 | Lewis CountyMultifamilyDryer1New | Lewis CountyMultifamilyDryerBelow Standard Dryer - CEF/EF 1.57/1.82 (Gas Dryer)New | Lewis CountyMultifamilyDryerNew | Lewis County | Multifamily | Dryer | 1 | Below Standard Dryer - CEF/EF 1.57/1.82 (Gas Dryer) | New | bar: 2023 to 2050
Lewis CountyMultifamily - Highly Impacted | Lewis CountyMultifamily - Highly ImpactedDryer | Lewis CountyMultifamily - Highly ImpactedDryer1 | Lewis CountyMultifamily - Highly ImpactedDryer1Existing | Lewis CountyMultifamily - Highly ImpactedDryerBelow Standard Dryer - CEF/EF 1.57/1.82 (Gas Dryer)Existing | Lewis CountyMultifamily - Highly ImpactedDryerExisting | Lewis County | Multifamily - Highly Impacted | Dryer | 1 | Below Standard Dryer - CEF/EF 1.57/1.82 (Gas Dryer) | Existing | bar: 2023 to 2050
Lewis CountyMultifamily - Highly Impacted | Lewis CountyMultifamily - Highly ImpactedDryer | Lewis CountyMultifamily - Highly ImpactedDryer1 | Lewis CountyMultifamily - Highly ImpactedDryer1New | Lewis CountyMultifamily - Highly ImpactedDryerBelow Standard Dryer - CEF/EF 1.57/1.82 (Gas Dryer)New | Lewis CountyMultifamily - Highly ImpactedDryerNew | Lewis County | Multifamily - Highly Impacted | Dryer | 1 | Below Standard Dryer - CEF/EF 1.57/1.82 (Gas Dryer) | New | bar: 2023 to 2050
Lewis CountyManufactured | Lewis CountyManufacturedDryer | Lewis CountyManufacturedDryer1 | Lewis CountyManufacturedDryer1Existing | Lewis CountyManufacturedDryerBelow Standard Dryer - CEF/EF 1.57/1.82 (Gas Dryer)Existing | Lewis CountyManufacturedDryerExisting | Lewis County | Manufactured | Dryer | 1 | Below Standard Dryer - CEF/EF 1.57/1.82 (Gas Dryer) | Existing | bar: 2023 to 2050
Lewis CountyManufactured | Lewis CountyManufacturedDryer | Lewis CountyManufacturedDryer1 | Lewis CountyManufacturedDryer1New | Lewis CountyManufacturedDryerBelow Standard Dryer - CEF/EF 1.57/1.82 (Gas Dryer)New | Lewis CountyManufacturedDryerNew | Lewis County | Manufactured | Dryer | 1 | Below Standard Dryer - CEF/EF 1.57/1.82 (Gas Dryer) | New | bar: 2023 to 2050
Lewis CountyManufactured - Highly Impacted | Lewis CountyManufactured - Highly ImpactedDryer | Lewis CountyManufactured - Highly ImpactedDryer1 | Lewis CountyManufactured - Highly ImpactedDryer1Existing | Lewis CountyManufactured - Highly ImpactedDryerBelow Standard Dryer - CEF/EF 1.57/1.82 (Gas Dryer)Existing | Lewis CountyManufactured - Highly ImpactedDryerExisting | Lewis County | Manufactured - Highly Impacted | Dryer | 1 | Below Standard Dryer - CEF/EF 1.57/1.82 (Gas Dryer) | Existing | bar: 2023 to 2050
Lewis CountyManufactured - Highly Impacted | Lewis CountyManufactured - Highly ImpactedDryer | Lewis CountyManufactured - Highly ImpactedDryer1 | Lewis CountyManufactured - Highly ImpactedDryer1New | Lewis CountyManufactured - Highly ImpactedDryerBelow Standard Dryer - CEF/EF 1.57/1.82 (Gas Dryer)New | Lewis CountyManufactured - Highly ImpactedDryerNew | Lewis County | Manufactured - Highly Impacted | Dryer | 1 | Below Standard Dryer - CEF/EF 1.57/1.82 (Gas Dryer) | New | bar: 2023 to 2050
Lewis CountySingle Family | Lewis CountySingle FamilyDryer | Lewis CountySingle FamilyDryer2 | Lewis CountySingle FamilyDryer2Existing | Lewis CountySingle FamilyDryerFederal Standard 2015 Dryer - CEF/EF 2.84/3.30 (Gas Dryer)Existing | Lewis CountySingle FamilyDryerExisting | Lewis County | Single Family | Dryer | 2 | Federal Standard 2015 Dryer - CEF/EF 2.84/3.30 (Gas Dryer) | Existing | 46% | 46% | 46% | 46% | 46% | 46% | 46% | 46% | 46% | 46% | 46% | 46% | 46% | 46% | 46% | 46% | 46% | 46% | 46% | 46% | 46% | 46% | 46% | 46% | 46% | 46% | 46% | 46%
Lewis CountySingle Family | Lewis CountySingle FamilyDryer | Lewis CountySingle FamilyDryer2 | Lewis CountySingle FamilyDryer2New | Lewis CountySingle FamilyDryerFederal Standard 2015 Dryer - CEF/EF 2.84/3.30 (Gas Dryer)New | Lewis CountySingle FamilyDryerNew | Lewis County | Single Family | Dryer | 2 | Federal Standard 2015 Dryer - CEF/EF 2.84/3.30 (Gas Dryer) | New | 46% | 46% | 46% | 46% | 46% | 46% | 46% | 46% | 46% | 46% | 46% | 46% | 46% | 46% | 46% | 46% | 46% | 46% | 46% | 46% | 46% | 46% | 46% | 46% | 46% | 46% | 46% | 46%
Lewis CountySingle Family - Highly Impacted | Lewis CountySingle Family - Highly ImpactedDryer | Lewis CountySingle Family - Highly ImpactedDryer2 | Lewis CountySingle Family - Highly ImpactedDryer2Existing | Lewis CountySingle Family - Highly ImpactedDryerFederal Standard 2015 Dryer - CEF/EF 2.84/3.30 (Gas Dryer)Existing | Lewis CountySingle Family - Highly ImpactedDryerExisting | Lewis County | Single Family - Highly Impacted | Dryer | 2 | Federal Standard 2015 Dryer - CEF/EF 2.84/3.30 (Gas Dryer) | Existing | 46% | 46% | 46% | 46% | 46% | 46% | 46% | 46% | 46% | 46% | 46% | 46% | 46% | 46% | 46% | 46% | 46% | 46% | 46% | 46% | 46% | 46% | 46% | 46% | 46% | 46% | 46% | 46%
Lewis CountySingle Family - Highly Impacted | Lewis CountySingle Family - Highly ImpactedDryer | Lewis CountySingle Family - Highly ImpactedDryer2 | Lewis CountySingle Family - Highly ImpactedDryer2New | Lewis CountySingle Family - Highly ImpactedDryerFederal Standard 2015 Dryer - CEF/EF 2.84/3.30 (Gas Dryer)New | Lewis CountySingle Family - Highly ImpactedDryerNew | Lewis County | Single Family - Highly Impacted | Dryer | 2 | Federal Standard 2015 Dryer - CEF/EF 2.84/3.30 (Gas Dryer) | New | 46% | 46% | 46% | 46% | 46% | 46% | 46% | 46% | 46% | 46% | 46% | 46% | 46% | 46% | 46% | 46% | 46% | 46% | 46% | 46% | 46% | 46% | 46% | 46% | 46% | 46% | 46% | 46%
Lewis CountyMultifamily | Lewis CountyMultifamilyDryer | Lewis CountyMultifamilyDryer2 | Lewis CountyMultifamilyDryer2Existing | Lewis CountyMultifamilyDryerFederal Standard 2015 Dryer - CEF/EF 2.84/3.30 (Gas Dryer)Existing | Lewis CountyMultifamilyDryerExisting | Lewis County | Multifamily | Dryer | 2 | Federal Standard 2015 Dryer - CEF/EF 2.84/3.30 (Gas Dryer) | Existing | 46% | 46% | 46% | 46% | 46% | 46% | 46% | 46% | 46% | 46% | 46% | 46% | 46% | 46% | 46% | 46% | 46% | 46% | 46% | 46% | 46% | 46% | 46% | 46% | 46% | 46% | 46% | 46%
Lewis CountyMultifamily | Lewis CountyMultifamilyDryer | Lewis CountyMultifamilyDryer2 | Lewis CountyMultifamilyDryer2New | Lewis CountyMultifamilyDryerFederal Standard 2015 Dryer - CEF/EF 2.84/3.30 (Gas Dryer)New | Lewis CountyMultifamilyDryerNew | Lewis County | Multifamily | Dryer | 2 | Federal Standard 2015 Dryer - CEF/EF 2.84/3.30 (Gas Dryer) | New | 46% | 46% | 46% | 46% | 46% | 46% | 46% | 46% | 46% | 46% | 46% | 46% | 46% | 46% | 46% | 46% | 46% | 46% | 46% | 46% | 46% | 46% | 46% | 46% | 46% | 46% | 46% | 46%
Lewis CountyMultifamily - Highly Impacted | Lewis CountyMultifamily - Highly ImpactedDryer | Lewis CountyMultifamily - Highly ImpactedDryer2 | Lewis CountyMultifamily - Highly ImpactedDryer2Existing | Lewis CountyMultifamily - Highly ImpactedDryerFederal Standard 2015 Dryer - CEF/EF 2.84/3.30 (Gas Dryer)Existing | Lewis CountyMultifamily - Highly ImpactedDryerExisting | Lewis County | Multifamily - Highly Impacted | Dryer | 2 | Federal Standard 2015 Dryer - CEF/EF 2.84/3.30 (Gas Dryer) | Existing | 46% | 46% | 46% | 46% | 46% | 46% | 46% | 46% | 46% | 46% | 46% | 46% | 46% | 46% | 46% | 46% | 46% | 46% | 46% | 46% | 46% | 46% | 46% | 46% | 46% | 46% | 46% | 46%
Lewis CountyMultifamily - Highly Impacted | Lewis CountyMultifamily - Highly ImpactedDryer | Lewis CountyMultifamily - Highly ImpactedDryer2 | Lewis CountyMultifamily - Highly ImpactedDryer2New | Lewis CountyMultifamily - Highly ImpactedDryerFederal Standard 2015 Dryer - CEF/EF 2.84/3.30 (Gas Dryer)New | Lewis CountyMultifamily - Highly ImpactedDryerNew | Lewis County | Multifamily - Highly Impacted | Dryer | 2 | Federal Standard 2015 Dryer - CEF/EF 2.84/3.30 (Gas Dryer) | New | 46% | 46% | 46% | 46% | 46% | 46% | 46% | 46% | 46% | 46% | 46% | 46% | 46% | 46% | 46% | 46% | 46% | 46% | 46% | 46% | 46% | 46% | 46% | 46% | 46% | 46% | 46% | 46%
Lewis CountyManufactured | Lewis CountyManufacturedDryer | Lewis CountyManufacturedDryer2 | Lewis CountyManufacturedDryer2Existing | Lewis CountyManufacturedDryerFederal Standard 2015 Dryer - CEF/EF 2.84/3.30 (Gas Dryer)Existing | Lewis CountyManufacturedDryerExisting | Lewis County | Manufactured | Dryer | 2 | Federal Standard 2015 Dryer - CEF/EF 2.84/3.30 (Gas Dryer) | Existing | 46% | 46% | 46% | 46% | 46% | 46% | 46% | 46% | 46% | 46% | 46% | 46% | 46% | 46% | 46% | 46% | 46% | 46% | 46% | 46% | 46% | 46% | 46% | 46% | 46% | 46% | 46% | 46%
Lewis CountyManufactured | Lewis CountyManufacturedDryer | Lewis CountyManufacturedDryer2 | Lewis CountyManufacturedDryer2New | Lewis CountyManufacturedDryerFederal Standard 2015 Dryer - CEF/EF 2.84/3.30 (Gas Dryer)New | Lewis CountyManufacturedDryerNew | Lewis County | Manufactured | Dryer | 2 | Federal Standard 2015 Dryer - CEF/EF 2.84/3.30 (Gas Dryer) | New | 46% | 46% | 46% | 46% | 46% | 46% | 46% | 46% | 46% | 46% | 46% | 46% | 46% | 46% | 46% | 46% | 46% | 46% | 46% | 46% | 46% | 46% | 46% | 46% | 46% | 46% | 46% | 46%
Lewis CountyManufactured - Highly Impacted | Lewis CountyManufactured - Highly ImpactedDryer | Lewis CountyManufactured - Highly ImpactedDryer2 | Lewis CountyManufactured - Highly ImpactedDryer2Existing | Lewis CountyManufactured - Highly ImpactedDryerFederal Standard 2015 Dryer - CEF/EF 2.84/3.30 (Gas Dryer)Existing | Lewis CountyManufactured - Highly ImpactedDryerExisting | Lewis County | Manufactured - Highly Impacted | Dryer | 2 | Federal Standard 2015 Dryer - CEF/EF 2.84/3.30 (Gas Dryer) | Existing | 46% | 46% | 46% | 46% | 46% | 46% | 46% | 46% | 46% | 46% | 46% | 46% | 46% | 46% | 46% | 46% | 46% | 46% | 46% | 46% | 46% | 46% | 46% | 46% | 46% | 46% | 46% | 46%
Lewis CountyManufactured - Highly Impacted | Lewis CountyManufactured - Highly ImpactedDryer | Lewis CountyManufactured - Highly ImpactedDryer2 | Lewis CountyManufactured - Highly ImpactedDryer2New | Lewis CountyManufactured - Highly ImpactedDryerFederal Standard 2015 Dryer - CEF/EF 2.84/3.30 (Gas Dryer)New | Lewis CountyManufactured - Highly ImpactedDryerNew | Lewis County | Manufactured - Highly Impacted | Dryer | 2 | Federal Standard 2015 Dryer - CEF/EF 2.84/3.30 (Gas Dryer) | New | 46% | 46% | 46% | 46% | 46% | 46% | 46% | 46% | 46% | 46% | 46% | 46% | 46% | 46% | 46% | 46% | 46% | 46% | 46% | 46% | 46% | 46% | 46% | 46% | 46% | 46% | 46% | 46%
Lewis CountySingle Family | Lewis CountySingle FamilyDryer | Lewis CountySingle FamilyDryer3 | Lewis CountySingle FamilyDryer3Existing | Lewis CountySingle FamilyDryerMarket Standard DryerExisting | Lewis CountySingle FamilyDryerExisting | Lewis County | Single Family | Dryer | 3 | Market Standard Dryer | Existing | bar: 2023 to 2050
Lewis CountySingle Family | Lewis CountySingle FamilyDryer | Lewis CountySingle FamilyDryer3 | Lewis CountySingle FamilyDryer3New | Lewis CountySingle FamilyDryerMarket Standard DryerNew | Lewis CountySingle FamilyDryerNew | Lewis County | Single Family | Dryer | 3 | Market Standard Dryer | New | bar: 2023 to 2050
Lewis CountySingle Family - Highly Impacted | Lewis CountySingle Family - Highly ImpactedDryer | Lewis CountySingle Family - Highly ImpactedDryer3 | Lewis CountySingle Family - Highly ImpactedDryer3Existing | Lewis CountySingle Family - Highly ImpactedDryerMarket Standard DryerExisting | Lewis CountySingle Family - Highly ImpactedDryerExisting | Lewis County | Single Family - Highly Impacted | Dryer | 3 | Market Standard Dryer | Existing | bar: 2023 to 2050
Lewis CountySingle Family - Highly Impacted | Lewis CountySingle Family - Highly ImpactedDryer | Lewis CountySingle Family - Highly ImpactedDryer3 | Lewis CountySingle Family - Highly ImpactedDryer3New | Lewis CountySingle Family - Highly ImpactedDryerMarket Standard DryerNew | Lewis CountySingle Family - Highly ImpactedDryerNew | Lewis County | Single Family - Highly Impacted | Dryer | 3 | Market Standard Dryer | New | bar: 2023 to 2050
Lewis CountyMultifamily | Lewis CountyMultifamilyDryer | Lewis CountyMultifamilyDryer3 | Lewis CountyMultifamilyDryer3Existing | Lewis CountyMultifamilyDryerMarket Standard DryerExisting | Lewis CountyMultifamilyDryerExisting | Lewis County | Multifamily | Dryer | 3 | Market Standard Dryer | Existing | bar: 2023 to 2050
Lewis CountyMultifamily | Lewis CountyMultifamilyDryer | Lewis CountyMultifamilyDryer3 | Lewis CountyMultifamilyDryer3New | Lewis CountyMultifamilyDryerMarket Standard DryerNew | Lewis CountyMultifamilyDryerNew | Lewis County | Multifamily | Dryer | 3 | Market Standard Dryer | New | bar: 2023 to 2050
Lewis CountyMultifamily - Highly Impacted | Lewis CountyMultifamily - Highly ImpactedDryer | Lewis CountyMultifamily - Highly ImpactedDryer3 | Lewis CountyMultifamily - Highly ImpactedDryer3Existing | Lewis CountyMultifamily - Highly ImpactedDryerMarket Standard DryerExisting | Lewis CountyMultifamily - Highly ImpactedDryerExisting | Lewis County | Multifamily - Highly Impacted | Dryer | 3 | Market Standard Dryer | Existing | bar: 2023 to 2050
Lewis CountyMultifamily - Highly Impacted | Lewis CountyMultifamily - Highly ImpactedDryer | Lewis CountyMultifamily - Highly ImpactedDryer3 | Lewis CountyMultifamily - Highly ImpactedDryer3New | Lewis CountyMultifamily - Highly ImpactedDryerMarket Standard DryerNew | Lewis CountyMultifamily - Highly ImpactedDryerNew | Lewis County | Multifamily - Highly Impacted | Dryer | 3 | Market Standard Dryer | New | bar: 2023 to 2050
Lewis CountyManufactured | Lewis CountyManufacturedDryer | Lewis CountyManufacturedDryer3 | Lewis CountyManufacturedDryer3Existing | Lewis CountyManufacturedDryerMarket Standard DryerExisting | Lewis CountyManufacturedDryerExisting | Lewis County | Manufactured | Dryer | 3 | Market Standard Dryer | Existing | bar: 2023 to 2050
Lewis CountyManufactured | Lewis CountyManufacturedDryer | Lewis CountyManufacturedDryer3 | Lewis CountyManufacturedDryer3New | Lewis CountyManufacturedDryerMarket Standard DryerNew | Lewis CountyManufacturedDryerNew | Lewis County | Manufactured | Dryer | 3 | Market Standard Dryer | New | bar: 2023 to 2050
Lewis CountyManufactured - Highly Impacted | Lewis CountyManufactured - Highly ImpactedDryer | Lewis CountyManufactured - Highly ImpactedDryer3 | Lewis CountyManufactured - Highly ImpactedDryer3Existing | Lewis CountyManufactured - Highly ImpactedDryerMarket Standard DryerExisting | Lewis CountyManufactured - Highly ImpactedDryerExisting | Lewis County | Manufactured - Highly Impacted | Dryer | 3 | Market Standard Dryer | Existing | bar: 2023 to 2050
Lewis CountyManufactured - Highly Impacted | Lewis CountyManufactured - Highly ImpactedDryer | Lewis CountyManufactured - Highly ImpactedDryer3 | Lewis CountyManufactured - Highly ImpactedDryer3New | Lewis CountyManufactured - Highly ImpactedDryerMarket Standard DryerNew | Lewis CountyManufactured - Highly ImpactedDryerNew | Lewis County | Manufactured - Highly Impacted | Dryer | 3 | Market Standard Dryer | New | bar: 2023 to 2050
Lewis CountySingle Family | Lewis CountySingle FamilyDryer | Lewis CountySingle FamilyDryer4 | Lewis CountySingle FamilyDryer4Existing | Lewis CountySingle FamilyDryerENERGY STAR Dryer - CEF 3.48 (Gas Dryer)Existing | Lewis CountySingle FamilyDryerExisting | Lewis County | Single Family | Dryer | 4 | ENERGY STAR Dryer - CEF 3.48 (Gas Dryer) | Existing | 51.7% | 51.7% | 51.7% | 51.7% | 51.7% | 51.7% | 51.7% | 51.7% | 51.7% | 51.7% | 51.7% | 51.7% | 51.7% | 51.7% | 51.7% | 51.7% | 51.7% | 51.7% | 51.7% | 51.7% | 51.7% | 51.7% | 51.7% | 51.7% | 51.7% | 51.7% | 51.7% | 51.7%
Lewis CountySingle Family | Lewis CountySingle FamilyDryer | Lewis CountySingle FamilyDryer4 | Lewis CountySingle FamilyDryer4New | Lewis CountySingle FamilyDryerENERGY STAR Dryer - CEF 3.48 (Gas Dryer)New | Lewis CountySingle FamilyDryerNew | Lewis County | Single Family | Dryer | 4 | ENERGY STAR Dryer - CEF 3.48 (Gas Dryer) | New | 51.7% | 51.7% | 51.7% | 51.7% | 51.7% | 51.7% | 51.7% | 51.7% | 51.7% | 51.7% | 51.7% | 51.7% | 51.7% | 51.7% | 51.7% | 51.7% | 51.7% | 51.7% | 51.7% | 51.7% | 51.7% | 51.7% | 51.7% | 51.7% | 51.7% | 51.7% | 51.7% | 51.7%
Lewis CountySingle Family - Highly Impacted | Lewis CountySingle Family - Highly ImpactedDryer | Lewis CountySingle Family - Highly ImpactedDryer4 | Lewis CountySingle Family - Highly ImpactedDryer4Existing | Lewis CountySingle Family - Highly ImpactedDryerENERGY STAR Dryer - CEF 3.48 (Gas Dryer)Existing | Lewis CountySingle Family - Highly ImpactedDryerExisting | Lewis County | Single Family - Highly Impacted | Dryer | 4 | ENERGY STAR Dryer - CEF 3.48 (Gas Dryer) | Existing | 51.7% | 51.7% | 51.7% | 51.7% | 51.7% | 51.7% | 51.7% | 51.7% | 51.7% | 51.7% | 51.7% | 51.7% | 51.7% | 51.7% | 51.7% | 51.7% | 51.7% | 51.7% | 51.7% | 51.7% | 51.7% | 51.7% | 51.7% | 51.7% | 51.7% | 51.7% | 51.7% | 51.7%
Lewis CountySingle Family - Highly Impacted | Lewis CountySingle Family - Highly ImpactedDryer | Lewis CountySingle Family - Highly ImpactedDryer4 | Lewis CountySingle Family - Highly ImpactedDryer4New | Lewis CountySingle Family - Highly ImpactedDryerENERGY STAR Dryer - CEF 3.48 (Gas Dryer)New | Lewis CountySingle Family - Highly ImpactedDryerNew | Lewis County | Single Family - Highly Impacted | Dryer | 4 | ENERGY STAR Dryer - CEF 3.48 (Gas Dryer) | New | 51.7% | 51.7% | 51.7% | 51.7% | 51.7% | 51.7% | 51.7% | 51.7% | 51.7% | 51.7% | 51.7% | 51.7% | 51.7% | 51.7% | 51.7% | 51.7% | 51.7% | 51.7% | 51.7% | 51.7% | 51.7% | 51.7% | 51.7% | 51.7% | 51.7% | 51.7% | 51.7% | 51.7%
Lewis CountyMultifamily | Lewis CountyMultifamilyDryer | Lewis CountyMultifamilyDryer4 | Lewis CountyMultifamilyDryer4Existing | Lewis CountyMultifamilyDryerENERGY STAR Dryer - CEF 3.48 (Gas Dryer)Existing | Lewis CountyMultifamilyDryerExisting | Lewis County | Multifamily | Dryer | 4 | ENERGY STAR Dryer - CEF 3.48 (Gas Dryer) | Existing | 51.7% | 51.7% | 51.7% | 51.7% | 51.7% | 51.7% | 51.7% | 51.7% | 51.7% | 51.7% | 51.7% | 51.7% | 51.7% | 51.7% | 51.7% | 51.7% | 51.7% | 51.7% | 51.7% | 51.7% | 51.7% | 51.7% | 51.7% | 51.7% | 51.7% | 51.7% | 51.7% | 51.7%
Lewis CountyMultifamily | Lewis CountyMultifamilyDryer | Lewis CountyMultifamilyDryer4 | Lewis CountyMultifamilyDryer4New | Lewis CountyMultifamilyDryerENERGY STAR Dryer - CEF 3.48 (Gas Dryer)New | Lewis CountyMultifamilyDryerNew | Lewis County | Multifamily | Dryer | 4 | ENERGY STAR Dryer - CEF 3.48 (Gas Dryer) | New | 51.7% | 51.7% | 51.7% | 51.7% | 51.7% | 51.7% | 51.7% | 51.7% | 51.7% | 51.7% | 51.7% | 51.7% | 51.7% | 51.7% | 51.7% | 51.7% | 51.7% | 51.7% | 51.7% | 51.7% | 51.7% | 51.7% | 51.7% | 51.7% | 51.7% | 51.7% | 51.7% | 51.7%
Lewis CountyMultifamily - Highly Impacted | Lewis CountyMultifamily - Highly ImpactedDryer | Lewis CountyMultifamily - Highly ImpactedDryer4 | Lewis CountyMultifamily - Highly ImpactedDryer4Existing | Lewis CountyMultifamily - Highly ImpactedDryerENERGY STAR Dryer - CEF 3.48 (Gas Dryer)Existing | Lewis CountyMultifamily - Highly ImpactedDryerExisting | Lewis County | Multifamily - Highly Impacted | Dryer | 4 | ENERGY STAR Dryer - CEF 3.48 (Gas Dryer) | Existing | 51.7% | 51.7% | 51.7% | 51.7% | 51.7% | 51.7% | 51.7% | 51.7% | 51.7% | 51.7% | 51.7% | 51.7% | 51.7% | 51.7% | 51.7% | 51.7% | 51.7% | 51.7% | 51.7% | 51.7% | 51.7% | 51.7% | 51.7% | 51.7% | 51.7% | 51.7% | 51.7% | 51.7%
Lewis CountyMultifamily - Highly Impacted | Lewis CountyMultifamily - Highly ImpactedDryer | Lewis CountyMultifamily - Highly ImpactedDryer4 | Lewis CountyMultifamily - Highly ImpactedDryer4New | Lewis CountyMultifamily - Highly ImpactedDryerENERGY STAR Dryer - CEF 3.48 (Gas Dryer)New | Lewis CountyMultifamily - Highly ImpactedDryerNew | Lewis County | Multifamily - Highly Impacted | Dryer | 4 | ENERGY STAR Dryer - CEF 3.48 (Gas Dryer) | New | 51.7% | 51.7% | 51.7% | 51.7% | 51.7% | 51.7% | 51.7% | 51.7% | 51.7% | 51.7% | 51.7% | 51.7% | 51.7% | 51.7% | 51.7% | 51.7% | 51.7% | 51.7% | 51.7% | 51.7% | 51.7% | 51.7% | 51.7% | 51.7% | 51.7% | 51.7% | 51.7% | 51.7%
Lewis CountyManufactured | Lewis CountyManufacturedDryer | Lewis CountyManufacturedDryer4 | Lewis CountyManufacturedDryer4Existing | Lewis CountyManufacturedDryerENERGY STAR Dryer - CEF 3.48 (Gas Dryer)Existing | Lewis CountyManufacturedDryerExisting | Lewis County | Manufactured | Dryer | 4 | ENERGY STAR Dryer - CEF 3.48 (Gas Dryer) | Existing | 51.7% | 51.7% | 51.7% | 51.7% | 51.7% | 51.7% | 51.7% | 51.7% | 51.7% | 51.7% | 51.7% | 51.7% | 51.7% | 51.7% | 51.7% | 51.7% | 51.7% | 51.7% | 51.7% | 51.7% | 51.7% | 51.7% | 51.7% | 51.7% | 51.7% | 51.7% | 51.7% | 51.7%
Lewis CountyManufactured | Lewis CountyManufacturedDryer | Lewis CountyManufacturedDryer4 | Lewis CountyManufacturedDryer4New | Lewis CountyManufacturedDryerENERGY STAR Dryer - CEF 3.48 (Gas Dryer)New | Lewis CountyManufacturedDryerNew | Lewis County | Manufactured | Dryer | 4 | ENERGY STAR Dryer - CEF 3.48 (Gas Dryer) | New | 51.7% | 51.7% | 51.7% | 51.7% | 51.7% | 51.7% | 51.7% | 51.7% | 51.7% | 51.7% | 51.7% | 51.7% | 51.7% | 51.7% | 51.7% | 51.7% | 51.7% | 51.7% | 51.7% | 51.7% | 51.7% | 51.7% | 51.7% | 51.7% | 51.7% | 51.7% | 51.7% | 51.7%
Lewis CountyManufactured - Highly Impacted | Lewis CountyManufactured - Highly ImpactedDryer | Lewis CountyManufactured - Highly ImpactedDryer4 | Lewis CountyManufactured - Highly ImpactedDryer4Existing | Lewis CountyManufactured - Highly ImpactedDryerENERGY STAR Dryer - CEF 3.48 (Gas Dryer)Existing | Lewis CountyManufactured - Highly ImpactedDryerExisting | Lewis County | Manufactured - Highly Impacted | Dryer | 4 | ENERGY STAR Dryer - CEF 3.48 (Gas Dryer) | Existing | 51.7% | 51.7% | 51.7% | 51.7% | 51.7% | 51.7% | 51.7% | 51.7% | 51.7% | 51.7% | 51.7% | 51.7% | 51.7% | 51.7% | 51.7% | 51.7% | 51.7% | 51.7% | 51.7% | 51.7% | 51.7% | 51.7% | 51.7% | 51.7% | 51.7% | 51.7% | 51.7% | 51.7%
Lewis CountyManufactured - Highly Impacted | Lewis CountyManufactured - Highly ImpactedDryer | Lewis CountyManufactured - Highly ImpactedDryer4 | Lewis CountyManufactured - Highly ImpactedDryer4New | Lewis CountyManufactured - Highly ImpactedDryerENERGY STAR Dryer - CEF 3.48 (Gas Dryer)New | Lewis CountyManufactured - Highly ImpactedDryerNew | Lewis County | Manufactured - Highly Impacted | Dryer | 4 | ENERGY STAR Dryer - CEF 3.48 (Gas Dryer) | New | 51.7% | 51.7% | 51.7% | 51.7% | 51.7% | 51.7% | 51.7% | 51.7% | 51.7% | 51.7% | 51.7% | 51.7% | 51.7% | 51.7% | 51.7% | 51.7% | 51.7% | 51.7% | 51.7% | 51.7% | 51.7% | 51.7% | 51.7% | 51.7% | 51.7% | 51.7% | 51.7% | 51.7%
Lewis CountySingle Family | Lewis CountySingle FamilyDryer | Lewis CountySingle FamilyDryer5 | Lewis CountySingle FamilyDryer5Existing | Lewis CountySingle FamilyDryerAdvanced Efficiency Dryer - CEF 3.8 (Gas Dryer)Existing | Lewis CountySingle FamilyDryerExisting | Lewis County | Single Family | Dryer | 5 | Advanced Efficiency Dryer - CEF 3.8 (Gas Dryer) | Existing | 2.3% | 2.3% | 2.3% | 2.3% | 2.3% | 2.3% | 2.3% | 2.3% | 2.3% | 2.3% | 2.3% | 2.3% | 2.3% | 2.3% | 2.3% | 2.3% | 2.3% | 2.3% | 2.3% | 2.3% | 2.3% | 2.3% | 2.3% | 2.3% | 2.3% | 2.3% | 2.3% | 2.3%
Lewis CountySingle Family | Lewis CountySingle FamilyDryer | Lewis CountySingle FamilyDryer5 | Lewis CountySingle FamilyDryer5New | Lewis CountySingle FamilyDryerAdvanced Efficiency Dryer - CEF 3.8 (Gas Dryer)New | Lewis CountySingle FamilyDryerNew | Lewis County | Single Family | Dryer | 5 | Advanced Efficiency Dryer - CEF 3.8 (Gas Dryer) | New | 2.3% | 2.3% | 2.3% | 2.3% | 2.3% | 2.3% | 2.3% | 2.3% | 2.3% | 2.3% | 2.3% | 2.3% | 2.3% | 2.3% | 2.3% | 2.3% | 2.3% | 2.3% | 2.3% | 2.3% | 2.3% | 2.3% | 2.3% | 2.3% | 2.3% | 2.3% | 2.3% | 2.3%
Lewis CountySingle Family - Highly Impacted | Lewis CountySingle Family - Highly ImpactedDryer | Lewis CountySingle Family - Highly ImpactedDryer5 | Lewis CountySingle Family - Highly ImpactedDryer5Existing | Lewis CountySingle Family - Highly ImpactedDryerAdvanced Efficiency Dryer - CEF 3.8 (Gas Dryer)Existing | Lewis CountySingle Family - Highly ImpactedDryerExisting | Lewis County | Single Family - Highly Impacted | Dryer | 5 | Advanced Efficiency Dryer - CEF 3.8 (Gas Dryer) | Existing | 2.3% | 2.3% | 2.3% | 2.3% | 2.3% | 2.3% | 2.3% | 2.3% | 2.3% | 2.3% | 2.3% | 2.3% | 2.3% | 2.3% | 2.3% | 2.3% | 2.3% | 2.3% | 2.3% | 2.3% | 2.3% | 2.3% | 2.3% | 2.3% | 2.3% | 2.3% | 2.3% | 2.3%
Lewis CountySingle Family - Highly Impacted | Lewis CountySingle Family - Highly ImpactedDryer | Lewis CountySingle Family - Highly ImpactedDryer5 | Lewis CountySingle Family - Highly ImpactedDryer5New | Lewis CountySingle Family - Highly ImpactedDryerAdvanced Efficiency Dryer - CEF 3.8 (Gas Dryer)New | Lewis CountySingle Family - Highly ImpactedDryerNew | Lewis County | Single Family - Highly Impacted | Dryer | 5 | Advanced Efficiency Dryer - CEF 3.8 (Gas Dryer) | New | 2.3% | 2.3% | 2.3% | 2.3% | 2.3% | 2.3% | 2.3% | 2.3% | 2.3% | 2.3% | 2.3% | 2.3% | 2.3% | 2.3% | 2.3% | 2.3% | 2.3% | 2.3% | 2.3% | 2.3% | 2.3% | 2.3% | 2.3% | 2.3% | 2.3% | 2.3% | 2.3% | 2.3%
Lewis CountyMultifamily | Lewis CountyMultifamilyDryer | Lewis CountyMultifamilyDryer5 | Lewis CountyMultifamilyDryer5Existing | Lewis CountyMultifamilyDryerAdvanced Efficiency Dryer - CEF 3.8 (Gas Dryer)Existing | Lewis CountyMultifamilyDryerExisting | Lewis County | Multifamily | Dryer | 5 | Advanced Efficiency Dryer - CEF 3.8 (Gas Dryer) | Existing | 2.3% | 2.3% | 2.3% | 2.3% | 2.3% | 2.3% | 2.3% | 2.3% | 2.3% | 2.3% | 2.3% | 2.3% | 2.3% | 2.3% | 2.3% | 2.3% | 2.3% | 2.3% | 2.3% | 2.3% | 2.3% | 2.3% | 2.3% | 2.3% | 2.3% | 2.3% | 2.3% | 2.3%
Lewis CountyMultifamily | Lewis CountyMultifamilyDryer | Lewis CountyMultifamilyDryer5 | Lewis CountyMultifamilyDryer5New | Lewis CountyMultifamilyDryerAdvanced Efficiency Dryer - CEF 3.8 (Gas Dryer)New | Lewis CountyMultifamilyDryerNew | Lewis County | Multifamily | Dryer | 5 | Advanced Efficiency Dryer - CEF 3.8 (Gas Dryer) | New | 2.3% | 2.3% | 2.3% | 2.3% | 2.3% | 2.3% | 2.3% | 2.3% | 2.3% | 2.3% | 2.3% | 2.3% | 2.3% | 2.3% | 2.3% | 2.3% | 2.3% | 2.3% | 2.3% | 2.3% | 2.3% | 2.3% | 2.3% | 2.3% | 2.3% | 2.3% | 2.3% | 2.3%
Lewis CountyMultifamily - Highly Impacted | Lewis CountyMultifamily - Highly ImpactedDryer | Lewis CountyMultifamily - Highly ImpactedDryer5 | Lewis CountyMultifamily - Highly ImpactedDryer5Existing | Lewis CountyMultifamily - Highly ImpactedDryerAdvanced Efficiency Dryer - CEF 3.8 (Gas Dryer)Existing | Lewis CountyMultifamily - Highly ImpactedDryerExisting | Lewis County | Multifamily - Highly Impacted | Dryer | 5 | Advanced Efficiency Dryer - CEF 3.8 (Gas Dryer) | Existing | 2.3% | 2.3% | 2.3% | 2.3% | 2.3% | 2.3% | 2.3% | 2.3% | 2.3% | 2.3% | 2.3% | 2.3% | 2.3% | 2.3% | 2.3% | 2.3% | 2.3% | 2.3% | 2.3% | 2.3% | 2.3% | 2.3% | 2.3% | 2.3% | 2.3% | 2.3% | 2.3% | 2.3%
Lewis CountyMultifamily - Highly Impacted | Lewis CountyMultifamily - Highly ImpactedDryer | Lewis CountyMultifamily - Highly ImpactedDryer5 | Lewis CountyMultifamily - Highly ImpactedDryer5New | Lewis CountyMultifamily - Highly ImpactedDryerAdvanced Efficiency Dryer - CEF 3.8 (Gas Dryer)New | Lewis CountyMultifamily - Highly ImpactedDryerNew | Lewis County | Multifamily - Highly Impacted | Dryer | 5 | Advanced Efficiency Dryer - CEF 3.8 (Gas Dryer) | New | 2.3% | 2.3% | 2.3% | 2.3% | 2.3% | 2.3% | 2.3% | 2.3% | 2.3% | 2.3% | 2.3% | 2.3% | 2.3% | 2.3% | 2.3% | 2.3% | 2.3% | 2.3% | 2.3% | 2.3% | 2.3% | 2.3% | 2.3% | 2.3% | 2.3% | 2.3% | 2.3% | 2.3%
Lewis CountyManufactured | Lewis CountyManufacturedDryer | Lewis CountyManufacturedDryer5 | Lewis CountyManufacturedDryer5Existing | Lewis CountyManufacturedDryerAdvanced Efficiency Dryer - CEF 3.8 (Gas Dryer)Existing | Lewis CountyManufacturedDryerExisting | Lewis County | Manufactured | Dryer | 5 | Advanced Efficiency Dryer - CEF 3.8 (Gas Dryer) | Existing | 2.3% | 2.3% | 2.3% | 2.3% | 2.3% | 2.3% | 2.3% | 2.3% | 2.3% | 2.3% | 2.3% | 2.3% | 2.3% | 2.3% | 2.3% | 2.3% | 2.3% | 2.3% | 2.3% | 2.3% | 2.3% | 2.3% | 2.3% | 2.3% | 2.3% | 2.3% | 2.3% | 2.3%
Lewis CountyManufactured | Lewis CountyManufacturedDryer | Lewis CountyManufacturedDryer5 | Lewis CountyManufacturedDryer5New | Lewis CountyManufacturedDryerAdvanced Efficiency Dryer - CEF 3.8 (Gas Dryer)New | Lewis CountyManufacturedDryerNew | Lewis County | Manufactured | Dryer | 5 | Advanced Efficiency Dryer - CEF 3.8 (Gas Dryer) | New | 2.3% | 2.3% | 2.3% | 2.3% | 2.3% | 2.3% | 2.3% | 2.3% | 2.3% | 2.3% | 2.3% | 2.3% | 2.3% | 2.3% | 2.3% | 2.3% | 2.3% | 2.3% | 2.3% | 2.3% | 2.3% | 2.3% | 2.3% | 2.3% | 2.3% | 2.3% | 2.3% | 2.3%
Lewis CountyManufactured - Highly Impacted | Lewis CountyManufactured - Highly ImpactedDryer | Lewis CountyManufactured - Highly ImpactedDryer5 | Lewis CountyManufactured - Highly ImpactedDryer5Existing | Lewis CountyManufactured - Highly ImpactedDryerAdvanced Efficiency Dryer - CEF 3.8 (Gas Dryer)Existing | Lewis CountyManufactured - Highly ImpactedDryerExisting | Lewis County | Manufactured - Highly Impacted | Dryer | 5 | Advanced Efficiency Dryer - CEF 3.8 (Gas Dryer) | Existing | 2.3% | 2.3% | 2.3% | 2.3% | 2.3% | 2.3% | 2.3% | 2.3% | 2.3% | 2.3% | 2.3% | 2.3% | 2.3% | 2.3% | 2.3% | 2.3% | 2.3% | 2.3% | 2.3% | 2.3% | 2.3% | 2.3% | 2.3% | 2.3% | 2.3% | 2.3% | 2.3% | 2.3%
Lewis CountyManufactured - Highly Impacted | Lewis CountyManufactured - Highly ImpactedDryer | Lewis CountyManufactured - Highly ImpactedDryer5 | Lewis CountyManufactured - Highly ImpactedDryer5New | Lewis CountyManufactured - Highly ImpactedDryerAdvanced Efficiency Dryer - CEF 3.8 (Gas Dryer)New | Lewis CountyManufactured - Highly ImpactedDryerNew | Lewis County | Manufactured - Highly Impacted | Dryer | 5 | Advanced Efficiency Dryer - CEF 3.8 (Gas Dryer) | New | 2.3% | 2.3% | 2.3% | 2.3% | 2.3% | 2.3% | 2.3% | 2.3% | 2.3% | 2.3% | 2.3% | 2.3% | 2.3% | 2.3% | 2.3% | 2.3% | 2.3% | 2.3% | 2.3% | 2.3% | 2.3% | 2.3% | 2.3% | 2.3% | 2.3% | 2.3% | 2.3% | 2.3%
Lewis CountySingle Family | Lewis CountySingle FamilyHeat Central Gas Boiler | Lewis CountySingle FamilyHeat Central Gas Boiler1 | Lewis CountySingle FamilyHeat Central Gas Boiler1Existing | Lewis CountySingle FamilyHeat Central Gas BoilerBelow Standard Boiler - 78% AFUE (Low Income)Existing | Lewis CountySingle FamilyHeat Central Gas BoilerExisting | Lewis County | Single Family | Heat Central Gas Boiler | 1 | Below Standard Boiler - 78% AFUE (Low Income) | Existing | 59.68% | 59.68% | 59.68% | 59.68% | 59.68% | 59.68% | 59.68% | 59.68% | 59.68% | 59.68% | 59.68% | 59.68% | 59.68% | 59.68% | 59.68% | 59.68% | 59.68% | 59.68% | 59.68% | 59.68% | 59.68% | 59.68% | 59.68% | 59.68% | 59.68% | 59.68% | 59.68% | 59.68%
Lewis CountySingle Family | Lewis CountySingle FamilyHeat Central Gas Boiler | Lewis CountySingle FamilyHeat Central Gas Boiler1 | Lewis CountySingle FamilyHeat Central Gas Boiler1New | Lewis CountySingle FamilyHeat Central Gas BoilerBelow Standard Boiler - 78% AFUE (Low Income)New | Lewis CountySingle FamilyHeat Central Gas BoilerNew | Lewis County | Single Family | Heat Central Gas Boiler | 1 | Below Standard Boiler - 78% AFUE (Low Income) | New | bar: 2023 to 2050
Lewis CountySingle Family - Highly Impacted | Lewis CountySingle Family - Highly ImpactedHeat Central Gas Boiler | Lewis CountySingle Family - Highly ImpactedHeat Central Gas Boiler1 | Lewis CountySingle Family - Highly ImpactedHeat Central Gas Boiler1Existing | Lewis CountySingle Family - Highly ImpactedHeat Central Gas BoilerBelow Standard Boiler - 78% AFUE (Low Income)Existing | Lewis CountySingle Family - Highly ImpactedHeat Central Gas BoilerExisting | Lewis County | Single Family - Highly Impacted | Heat Central Gas Boiler | 1 | Below Standard Boiler - 78% AFUE (Low Income) | Existing | 59.68% | 59.68% | 59.68% | 59.68% | 59.68% | 59.68% | 59.68% | 59.68% | 59.68% | 59.68% | 59.68% | 59.68% | 59.68% | 59.68% | 59.68% | 59.68% | 59.68% | 59.68% | 59.68% | 59.68% | 59.68% | 59.68% | 59.68% | 59.68% | 59.68% | 59.68% | 59.68% | 59.68%
Lewis CountySingle Family - Highly Impacted | Lewis CountySingle Family - Highly ImpactedHeat Central Gas Boiler | Lewis CountySingle Family - Highly ImpactedHeat Central Gas Boiler1 | Lewis CountySingle Family - Highly ImpactedHeat Central Gas Boiler1New | Lewis CountySingle Family - Highly ImpactedHeat Central Gas BoilerBelow Standard Boiler - 78% AFUE (Low Income)New | Lewis CountySingle Family - Highly ImpactedHeat Central Gas BoilerNew | Lewis County | Single Family - Highly Impacted | Heat Central Gas Boiler | 1 | Below Standard Boiler - 78% AFUE (Low Income) | New | bar: 2023 to 2050
Lewis CountyMultifamily | Lewis CountyMultifamilyHeat Central Gas Boiler | Lewis CountyMultifamilyHeat Central Gas Boiler1 | Lewis CountyMultifamilyHeat Central Gas Boiler1Existing | Lewis CountyMultifamilyHeat Central Gas BoilerBelow Standard Boiler - 78% AFUE (Low Income)Existing | Lewis CountyMultifamilyHeat Central Gas BoilerExisting | Lewis County | Multifamily | Heat Central Gas Boiler | 1 | Below Standard Boiler - 78% AFUE (Low Income) | Existing | 59.68% | 59.68% | 59.68% | 59.68% | 59.68% | 59.68% | 59.68% | 59.68% | 59.68% | 59.68% | 59.68% | 59.68% | 59.68% | 59.68% | 59.68% | 59.68% | 59.68% | 59.68% | 59.68% | 59.68% | 59.68% | 59.68% | 59.68% | 59.68% | 59.68% | 59.68% | 59.68% | 59.68%
Lewis CountyMultifamily | Lewis CountyMultifamilyHeat Central Gas Boiler | Lewis CountyMultifamilyHeat Central Gas Boiler1 | Lewis CountyMultifamilyHeat Central Gas Boiler1New | Lewis CountyMultifamilyHeat Central Gas BoilerBelow Standard Boiler - 78% AFUE (Low Income)New | Lewis CountyMultifamilyHeat Central Gas BoilerNew | Lewis County | Multifamily | Heat Central Gas Boiler | 1 | Below Standard Boiler - 78% AFUE (Low Income) | New | bar: 2023 to 2050
Lewis CountyMultifamily - Highly Impacted | Lewis CountyMultifamily - Highly ImpactedHeat Central Gas Boiler | Lewis CountyMultifamily - Highly ImpactedHeat Central Gas Boiler1 | Lewis CountyMultifamily - Highly ImpactedHeat Central Gas Boiler1Existing | Lewis CountyMultifamily - Highly ImpactedHeat Central Gas BoilerBelow Standard Boiler - 78% AFUE (Low Income)Existing | Lewis CountyMultifamily - Highly ImpactedHeat Central Gas BoilerExisting | Lewis County | Multifamily - Highly Impacted | Heat Central Gas Boiler | 1 | Below Standard Boiler - 78% AFUE (Low Income) | Existing | 59.68% | 59.68% | 59.68% | 59.68% | 59.68% | 59.68% | 59.68% | 59.68% | 59.68% | 59.68% | 59.68% | 59.68% | 59.68% | 59.68% | 59.68% | 59.68% | 59.68% | 59.68% | 59.68% | 59.68% | 59.68% | 59.68% | 59.68% | 59.68% | 59.68% | 59.68% | 59.68% | 59.68%
Lewis CountyMultifamily - Highly Impacted | Lewis CountyMultifamily - Highly ImpactedHeat Central Gas Boiler | Lewis CountyMultifamily - Highly ImpactedHeat Central Gas Boiler1 | Lewis CountyMultifamily - Highly ImpactedHeat Central Gas Boiler1New | Lewis CountyMultifamily - Highly ImpactedHeat Central Gas BoilerBelow Standard Boiler - 78% AFUE (Low Income)New | Lewis CountyMultifamily - Highly ImpactedHeat Central Gas BoilerNew | Lewis County | Multifamily - Highly Impacted | Heat Central Gas Boiler | 1 | Below Standard Boiler - 78% AFUE (Low Income) | New | bar: 2023 to 2050
Lewis CountyManufactured | Lewis CountyManufacturedHeat Central Gas Boiler | Lewis CountyManufacturedHeat Central Gas Boiler1 | Lewis CountyManufacturedHeat Central Gas Boiler1Existing | Lewis CountyManufacturedHeat Central Gas BoilerBelow Standard Boiler - 78% AFUE (Low Income)Existing | Lewis CountyManufacturedHeat Central Gas BoilerExisting | Lewis County | Manufactured | Heat Central Gas Boiler | 1 | Below Standard Boiler - 78% AFUE (Low Income) | Existing | 59.68% | 59.68% | 59.68% | 59.68% | 59.68% | 59.68% | 59.68% | 59.68% | 59.68% | 59.68% | 59.68% | 59.68% | 59.68% | 59.68% | 59.68% | 59.68% | 59.68% | 59.68% | 59.68% | 59.68% | 59.68% | 59.68% | 59.68% | 59.68% | 59.68% | 59.68% | 59.68% | 59.68%
Lewis CountyManufactured | Lewis CountyManufacturedHeat Central Gas Boiler | Lewis CountyManufacturedHeat Central Gas Boiler1 | Lewis CountyManufacturedHeat Central Gas Boiler1New | Lewis CountyManufacturedHeat Central Gas BoilerBelow Standard Boiler - 78% AFUE (Low Income)New | Lewis CountyManufacturedHeat Central Gas BoilerNew | Lewis County | Manufactured | Heat Central Gas Boiler | 1 | Below Standard Boiler - 78% AFUE (Low Income) | New | bar: 2023 to 2050
Lewis CountyManufactured - Highly Impacted | Lewis CountyManufactured - Highly ImpactedHeat Central Gas Boiler | Lewis CountyManufactured - Highly ImpactedHeat Central Gas Boiler1 | Lewis CountyManufactured - Highly ImpactedHeat Central Gas Boiler1Existing | Lewis CountyManufactured - Highly ImpactedHeat Central Gas BoilerBelow Standard Boiler - 78% AFUE (Low Income)Existing | Lewis CountyManufactured - Highly ImpactedHeat Central Gas BoilerExisting | Lewis County | Manufactured - Highly Impacted | Heat Central Gas Boiler | 1 | Below Standard Boiler - 78% AFUE (Low Income) | Existing | 59.68% | 59.68% | 59.68% | 59.68% | 59.68% | 59.68% | 59.68% | 59.68% | 59.68% | 59.68% | 59.68% | 59.68% | 59.68% | 59.68% | 59.68% | 59.68% | 59.68% | 59.68% | 59.68% | 59.68% | 59.68% | 59.68% | 59.68% | 59.68% | 59.68% | 59.68% | 59.68% | 59.68%
Lewis CountyManufactured - Highly Impacted | Lewis CountyManufactured - Highly ImpactedHeat Central Gas Boiler | Lewis CountyManufactured - Highly ImpactedHeat Central Gas Boiler1 | Lewis CountyManufactured - Highly ImpactedHeat Central Gas Boiler1New | Lewis CountyManufactured - Highly ImpactedHeat Central Gas BoilerBelow Standard Boiler - 78% AFUE (Low Income)New | Lewis CountyManufactured - Highly ImpactedHeat Central Gas BoilerNew | Lewis County | Manufactured - Highly Impacted | Heat Central Gas Boiler | 1 | Below Standard Boiler - 78% AFUE (Low Income) | New | bar: 2023 to 2050
Lewis CountySingle Family | Lewis CountySingle FamilyHeat Central Gas Boiler | Lewis CountySingle FamilyHeat Central Gas Boiler2 | Lewis CountySingle FamilyHeat Central Gas Boiler2Existing | Lewis CountySingle FamilyHeat Central Gas BoilerFederal Standard 2022 Boiler - 84% AFUEExisting | Lewis CountySingle FamilyHeat Central Gas BoilerExisting | Lewis County | Single Family | Heat Central Gas Boiler | 2 | Federal Standard 2022 Boiler - 84% AFUE | Existing | 25.71% | 25.71% | 25.71% | 25.71% | 25.71% | 25.71% | 25.71% | 25.71% | 25.71% | 25.71% | 25.71% | 25.71% | 25.71% | 25.71% | 25.71% | 25.71% | 25.71% | 25.71% | 25.71% | 25.71% | 25.71% | 25.71% | 25.71% | 25.71% | 25.71% | 25.71% | 25.71% | 25.71%
Lewis CountySingle Family | Lewis CountySingle FamilyHeat Central Gas Boiler | Lewis CountySingle FamilyHeat Central Gas Boiler2 | Lewis CountySingle FamilyHeat Central Gas Boiler2New | Lewis CountySingle FamilyHeat Central Gas BoilerFederal Standard 2022 Boiler - 84% AFUENew | Lewis CountySingle FamilyHeat Central Gas BoilerNew | Lewis County | Single Family | Heat Central Gas Boiler | 2 | Federal Standard 2022 Boiler - 84% AFUE | New | 85.39% | 85.39% | 85.39% | 85.39% | 85.39% | 85.39% | 85.39% | 85.39% | 85.39% | 85.39% | 85.39% | 85.39% | 85.39% | 85.39% | 85.39% | 85.39% | 85.39% | 85.39% | 85.39% | 85.39% | 85.39% | 85.39% | 85.39% | 85.39% | 85.39% | 85.39% | 85.39% | 85.39%
Lewis CountySingle Family - Highly Impacted | Lewis CountySingle Family - Highly ImpactedHeat Central Gas Boiler | Lewis CountySingle Family - Highly ImpactedHeat Central Gas Boiler2 | Lewis CountySingle Family - Highly ImpactedHeat Central Gas Boiler2Existing | Lewis CountySingle Family - Highly ImpactedHeat Central Gas BoilerFederal Standard 2022 Boiler - 84% AFUEExisting | Lewis CountySingle Family - Highly ImpactedHeat Central Gas BoilerExisting | Lewis County | Single Family - Highly Impacted | Heat Central Gas Boiler | 2 | Federal Standard 2022 Boiler - 84% AFUE | Existing | 25.71% | 25.71% | 25.71% | 25.71% | 25.71% | 25.71% | 25.71% | 25.71% | 25.71% | 25.71% | 25.71% | 25.71% | 25.71% | 25.71% | 25.71% | 25.71% | 25.71% | 25.71% | 25.71% | 25.71% | 25.71% | 25.71% | 25.71% | 25.71% | 25.71% | 25.71% | 25.71% | 25.71%
Lewis CountySingle Family - Highly Impacted | Lewis CountySingle Family - Highly ImpactedHeat Central Gas Boiler | Lewis CountySingle Family - Highly ImpactedHeat Central Gas Boiler2 | Lewis CountySingle Family - Highly ImpactedHeat Central Gas Boiler2New | Lewis CountySingle Family - Highly ImpactedHeat Central Gas BoilerFederal Standard 2022 Boiler - 84% AFUENew | Lewis CountySingle Family - Highly ImpactedHeat Central Gas BoilerNew | Lewis County | Single Family - Highly Impacted | Heat Central Gas Boiler | 2 | Federal Standard 2022 Boiler - 84% AFUE | New | 85.39% | 85.39% | 85.39% | 85.39% | 85.39% | 85.39% | 85.39% | 85.39% | 85.39% | 85.39% | 85.39% | 85.39% | 85.39% | 85.39% | 85.39% | 85.39% | 85.39% | 85.39% | 85.39% | 85.39% | 85.39% | 85.39% | 85.39% | 85.39% | 85.39% | 85.39% | 85.39% | 85.39%
Lewis CountyMultifamily | Lewis CountyMultifamilyHeat Central Gas Boiler | Lewis CountyMultifamilyHeat Central Gas Boiler2 | Lewis CountyMultifamilyHeat Central Gas Boiler2Existing | Lewis CountyMultifamilyHeat Central Gas BoilerFederal Standard 2022 Boiler - 84% AFUEExisting | Lewis CountyMultifamilyHeat Central Gas BoilerExisting | Lewis County | Multifamily | Heat Central Gas Boiler | 2 | Federal Standard 2022 Boiler - 84% AFUE | Existing | 25.71% | 25.71% | 25.71% | 25.71% | 25.71% | 25.71% | 25.71% | 25.71% | 25.71% | 25.71% | 25.71% | 25.71% | 25.71% | 25.71% | 25.71% | 25.71% | 25.71% | 25.71% | 25.71% | 25.71% | 25.71% | 25.71% | 25.71% | 25.71% | 25.71% | 25.71% | 25.71% | 25.71%
Lewis CountyMultifamily | Lewis CountyMultifamilyHeat Central Gas Boiler | Lewis CountyMultifamilyHeat Central Gas Boiler2 | Lewis CountyMultifamilyHeat Central Gas Boiler2New | Lewis CountyMultifamilyHeat Central Gas BoilerFederal Standard 2022 Boiler - 84% AFUENew | Lewis CountyMultifamilyHeat Central Gas BoilerNew | Lewis County | Multifamily | Heat Central Gas Boiler | 2 | Federal Standard 2022 Boiler - 84% AFUE | New | 85.39% | 85.39% | 85.39% | 85.39% | 85.39% | 85.39% | 85.39% | 85.39% | 85.39% | 85.39% | 85.39% | 85.39% | 85.39% | 85.39% | 85.39% | 85.39% | 85.39% | 85.39% | 85.39% | 85.39% | 85.39% | 85.39% | 85.39% | 85.39% | 85.39% | 85.39% | 85.39% | 85.39%
Lewis CountyMultifamily - Highly Impacted | Lewis CountyMultifamily - Highly ImpactedHeat Central Gas Boiler | Lewis CountyMultifamily - Highly ImpactedHeat Central Gas Boiler2 | Lewis CountyMultifamily - Highly ImpactedHeat Central Gas Boiler2Existing | Lewis CountyMultifamily - Highly ImpactedHeat Central Gas BoilerFederal Standard 2022 Boiler - 84% AFUEExisting | Lewis CountyMultifamily - Highly ImpactedHeat Central Gas BoilerExisting | Lewis County | Multifamily - Highly Impacted | Heat Central Gas Boiler | 2 | Federal Standard 2022 Boiler - 84% AFUE | Existing | 25.71% | 25.71% | 25.71% | 25.71% | 25.71% | 25.71% | 25.71% | 25.71% | 25.71% | 25.71% | 25.71% | 25.71% | 25.71% | 25.71% | 25.71% | 25.71% | 25.71% | 25.71% | 25.71% | 25.71% | 25.71% | 25.71% | 25.71% | 25.71% | 25.71% | 25.71% | 25.71% | 25.71%
Lewis CountyMultifamily - Highly Impacted | Lewis CountyMultifamily - Highly ImpactedHeat Central Gas Boiler | Lewis CountyMultifamily - Highly ImpactedHeat Central Gas Boiler2 | Lewis CountyMultifamily - Highly ImpactedHeat Central Gas Boiler2New | Lewis CountyMultifamily - Highly ImpactedHeat Central Gas BoilerFederal Standard 2022 Boiler - 84% AFUENew | Lewis CountyMultifamily - Highly ImpactedHeat Central Gas BoilerNew | Lewis County | Multifamily - Highly Impacted | Heat Central Gas Boiler | 2 | Federal Standard 2022 Boiler - 84% AFUE | New | 85.39% | 85.39% | 85.39% | 85.39% | 85.39% | 85.39% | 85.39% | 85.39% | 85.39% | 85.39% | 85.39% | 85.39% | 85.39% | 85.39% | 85.39% | 85.39% | 85.39% | 85.39% | 85.39% | 85.39% | 85.39% | 85.39% | 85.39% | 85.39% | 85.39% | 85.39% | 85.39% | 85.39%
Lewis CountyManufactured | Lewis CountyManufacturedHeat Central Gas Boiler | Lewis CountyManufacturedHeat Central Gas Boiler2 | Lewis CountyManufacturedHeat Central Gas Boiler2Existing | Lewis CountyManufacturedHeat Central Gas BoilerFederal Standard 2022 Boiler - 84% AFUEExisting | Lewis CountyManufacturedHeat Central Gas BoilerExisting | Lewis County | Manufactured | Heat Central Gas Boiler | 2 | Federal Standard 2022 Boiler - 84% AFUE | Existing | 25.71% | 25.71% | 25.71% | 25.71% | 25.71% | 25.71% | 25.71% | 25.71% | 25.71% | 25.71% | 25.71% | 25.71% | 25.71% | 25.71% | 25.71% | 25.71% | 25.71% | 25.71% | 25.71% | 25.71% | 25.71% | 25.71% | 25.71% | 25.71% | 25.71% | 25.71% | 25.71% | 25.71%
Lewis CountyManufactured | Lewis CountyManufacturedHeat Central Gas Boiler | Lewis CountyManufacturedHeat Central Gas Boiler2 | Lewis CountyManufacturedHeat Central Gas Boiler2New | Lewis CountyManufacturedHeat Central Gas BoilerFederal Standard 2022 Boiler - 84% AFUENew | Lewis CountyManufacturedHeat Central Gas BoilerNew | Lewis County | Manufactured | Heat Central Gas Boiler | 2 | Federal Standard 2022 Boiler - 84% AFUE | New | 85.39% | 85.39% | 85.39% | 85.39% | 85.39% | 85.39% | 85.39% | 85.39% | 85.39% | 85.39% | 85.39% | 85.39% | 85.39% | 85.39% | 85.39% | 85.39% | 85.39% | 85.39% | 85.39% | 85.39% | 85.39% | 85.39% | 85.39% | 85.39% | 85.39% | 85.39% | 85.39% | 85.39%
Lewis CountyManufactured - Highly Impacted | Lewis CountyManufactured - Highly ImpactedHeat Central Gas Boiler | Lewis CountyManufactured - Highly ImpactedHeat Central Gas Boiler2 | Lewis CountyManufactured - Highly ImpactedHeat Central Gas Boiler2Existing | Lewis CountyManufactured - Highly ImpactedHeat Central Gas BoilerFederal Standard 2022 Boiler - 84% AFUEExisting | Lewis CountyManufactured - Highly ImpactedHeat Central Gas BoilerExisting | Lewis County | Manufactured - Highly Impacted | Heat Central Gas Boiler | 2 | Federal Standard 2022 Boiler - 84% AFUE | Existing | 25.71% | 25.71% | 25.71% | 25.71% | 25.71% | 25.71% | 25.71% | 25.71% | 25.71% | 25.71% | 25.71% | 25.71% | 25.71% | 25.71% | 25.71% | 25.71% | 25.71% | 25.71% | 25.71% | 25.71% | 25.71% | 25.71% | 25.71% | 25.71% | 25.71% | 25.71% | 25.71% | 25.71%
Lewis CountyManufactured - Highly Impacted | Lewis CountyManufactured - Highly ImpactedHeat Central Gas Boiler | Lewis CountyManufactured - Highly ImpactedHeat Central Gas Boiler2 | Lewis CountyManufactured - Highly ImpactedHeat Central Gas Boiler2New | Lewis CountyManufactured - Highly ImpactedHeat Central Gas BoilerFederal Standard 2022 Boiler - 84% AFUENew | Lewis CountyManufactured - Highly ImpactedHeat Central Gas BoilerNew | Lewis County | Manufactured - Highly Impacted | Heat Central Gas Boiler | 2 | Federal Standard 2022 Boiler - 84% AFUE | New | 85.39% | 85.39% | 85.39% | 85.39% | 85.39% | 85.39% | 85.39% | 85.39% | 85.39% | 85.39% | 85.39% | 85.39% | 85.39% | 85.39% | 85.39% | 85.39% | 85.39% | 85.39% | 85.39% | 85.39% | 85.39% | 85.39% | 85.39% | 85.39% | 85.39% | 85.39% | 85.39% | 85.39%
Lewis CountySingle Family | Lewis CountySingle FamilyHeat Central Gas Boiler | Lewis CountySingle FamilyHeat Central Gas Boiler3 | Lewis CountySingle FamilyHeat Central Gas Boiler3Existing | Lewis CountySingle FamilyHeat Central Gas BoilerMarket Standard BoilerExisting | Lewis CountySingle FamilyHeat Central Gas BoilerExisting | Lewis County | Single Family | Heat Central Gas Boiler | 3 | Market Standard Boiler | Existing | bar: 2023 to 2050
Lewis CountySingle Family | Lewis CountySingle FamilyHeat Central Gas Boiler | Lewis CountySingle FamilyHeat Central Gas Boiler3 | Lewis CountySingle FamilyHeat Central Gas Boiler3New | Lewis CountySingle FamilyHeat Central Gas BoilerMarket Standard BoilerNew | Lewis CountySingle FamilyHeat Central Gas BoilerNew | Lewis County | Single Family | Heat Central Gas Boiler | 3 | Market Standard Boiler | New | bar: 2023 to 2050
Lewis CountySingle Family - Highly Impacted | Lewis CountySingle Family - Highly ImpactedHeat Central Gas Boiler | Lewis CountySingle Family - Highly ImpactedHeat Central Gas Boiler3 | Lewis CountySingle Family - Highly ImpactedHeat Central Gas Boiler3Existing | Lewis CountySingle Family - Highly ImpactedHeat Central Gas BoilerMarket Standard BoilerExisting | Lewis CountySingle Family - Highly ImpactedHeat Central Gas BoilerExisting | Lewis County | Single Family - Highly Impacted | Heat Central Gas Boiler | 3 | Market Standard Boiler | Existing | bar: 2023 to 2050
Lewis CountySingle Family - Highly Impacted | Lewis CountySingle Family - Highly ImpactedHeat Central Gas Boiler | Lewis CountySingle Family - Highly ImpactedHeat Central Gas Boiler3 | Lewis CountySingle Family - Highly ImpactedHeat Central Gas Boiler3New | Lewis CountySingle Family - Highly ImpactedHeat Central Gas BoilerMarket Standard BoilerNew | Lewis CountySingle Family - Highly ImpactedHeat Central Gas BoilerNew | Lewis County | Single Family - Highly Impacted | Heat Central Gas Boiler | 3 | Market Standard Boiler | New | bar: 2023 to 2050
Lewis CountyMultifamily | Lewis CountyMultifamilyHeat Central Gas Boiler | Lewis CountyMultifamilyHeat Central Gas Boiler3 | Lewis CountyMultifamilyHeat Central Gas Boiler3Existing | Lewis CountyMultifamilyHeat Central Gas BoilerMarket Standard BoilerExisting | Lewis CountyMultifamilyHeat Central Gas BoilerExisting | Lewis County | Multifamily | Heat Central Gas Boiler | 3 | Market Standard Boiler | Existing | bar: 2023 to 2050
Lewis CountyMultifamily | Lewis CountyMultifamilyHeat Central Gas Boiler | Lewis CountyMultifamilyHeat Central Gas Boiler3 | Lewis CountyMultifamilyHeat Central Gas Boiler3New | Lewis CountyMultifamilyHeat Central Gas BoilerMarket Standard BoilerNew | Lewis CountyMultifamilyHeat Central Gas BoilerNew | Lewis County | Multifamily | Heat Central Gas Boiler | 3 | Market Standard Boiler | New | bar: 2023 to 2050
Lewis CountyMultifamily - Highly Impacted | Lewis CountyMultifamily - Highly ImpactedHeat Central Gas Boiler | Lewis CountyMultifamily - Highly ImpactedHeat Central Gas Boiler3 | Lewis CountyMultifamily - Highly ImpactedHeat Central Gas Boiler3Existing | Lewis CountyMultifamily - Highly ImpactedHeat Central Gas BoilerMarket Standard BoilerExisting | Lewis CountyMultifamily - Highly ImpactedHeat Central Gas BoilerExisting | Lewis County | Multifamily - Highly Impacted | Heat Central Gas Boiler | 3 | Market Standard Boiler | Existing | bar: 2023 to 2050
Lewis CountyMultifamily - Highly Impacted | Lewis CountyMultifamily - Highly ImpactedHeat Central Gas Boiler | Lewis CountyMultifamily - Highly ImpactedHeat Central Gas Boiler3 | Lewis CountyMultifamily - Highly ImpactedHeat Central Gas Boiler3New | Lewis CountyMultifamily - Highly ImpactedHeat Central Gas BoilerMarket Standard BoilerNew | Lewis CountyMultifamily - Highly ImpactedHeat Central Gas BoilerNew | Lewis County | Multifamily - Highly Impacted | Heat Central Gas Boiler | 3 | Market Standard Boiler | New | bar: 2023 to 2050
Lewis CountyManufactured | Lewis CountyManufacturedHeat Central Gas Boiler | Lewis CountyManufacturedHeat Central Gas Boiler3 | Lewis CountyManufacturedHeat Central Gas Boiler3Existing | Lewis CountyManufacturedHeat Central Gas BoilerMarket Standard BoilerExisting | Lewis CountyManufacturedHeat Central Gas BoilerExisting | Lewis County | Manufactured | Heat Central Gas Boiler | 3 | Market Standard Boiler | Existing | bar: 2023 to 2050
Lewis CountyManufactured | Lewis CountyManufacturedHeat Central Gas Boiler | Lewis CountyManufacturedHeat Central Gas Boiler3 | Lewis CountyManufacturedHeat Central Gas Boiler3New | Lewis CountyManufacturedHeat Central Gas BoilerMarket Standard BoilerNew | Lewis CountyManufacturedHeat Central Gas BoilerNew | Lewis County | Manufactured | Heat Central Gas Boiler | 3 | Market Standard Boiler | New | bar: 2023 to 2050
Lewis CountyManufactured - Highly Impacted | Lewis CountyManufactured - Highly ImpactedHeat Central Gas Boiler | Lewis CountyManufactured - Highly ImpactedHeat Central Gas Boiler3 | Lewis CountyManufactured - Highly ImpactedHeat Central Gas Boiler3Existing | Lewis CountyManufactured - Highly ImpactedHeat Central Gas BoilerMarket Standard BoilerExisting | Lewis CountyManufactured - Highly ImpactedHeat Central Gas BoilerExisting | Lewis County | Manufactured - Highly Impacted | Heat Central Gas Boiler | 3 | Market Standard Boiler | Existing | bar: 2023 to 2050
Lewis CountyManufactured - Highly Impacted | Lewis CountyManufactured - Highly ImpactedHeat Central Gas Boiler | Lewis CountyManufactured - Highly ImpactedHeat Central Gas Boiler3 | Lewis CountyManufactured - Highly ImpactedHeat Central Gas Boiler3New | Lewis CountyManufactured - Highly ImpactedHeat Central Gas BoilerMarket Standard BoilerNew | Lewis CountyManufactured - Highly ImpactedHeat Central Gas BoilerNew | Lewis County | Manufactured - Highly Impacted | Heat Central Gas Boiler | 3 | Market Standard Boiler | New | bar: 2023 to 2050
Lewis CountySingle Family | Lewis CountySingle FamilyHeat Central Gas Boiler | Lewis CountySingle FamilyHeat Central Gas Boiler4 | Lewis CountySingle FamilyHeat Central Gas Boiler4Existing | Lewis CountySingle FamilyHeat Central Gas BoilerAdvanced Efficiency Boiler - 93% AFUEExisting | Lewis CountySingle FamilyHeat Central Gas BoilerExisting | Lewis County | Single Family | Heat Central Gas Boiler | 4 | Advanced Efficiency Boiler - 93% AFUE | Existing | 9.29% | 9.29% | 9.29% | 9.29% | 9.29% | 9.29% | 9.29% | 9.29% | 9.29% | 9.29% | 9.29% | 9.29% | 9.29% | 9.29% | 9.29% | 9.29% | 9.29% | 9.29% | 9.29% | 9.29% | 9.29% | 9.29% | 9.29% | 9.29% | 9.29% | 9.29% | 9.29% | 9.29%
Lewis CountySingle Family | Lewis CountySingle FamilyHeat Central Gas Boiler | Lewis CountySingle FamilyHeat Central Gas Boiler4 | Lewis CountySingle FamilyHeat Central Gas Boiler4New | Lewis CountySingle FamilyHeat Central Gas BoilerAdvanced Efficiency Boiler - 93% AFUENew | Lewis CountySingle FamilyHeat Central Gas BoilerNew | Lewis County | Single Family | Heat Central Gas Boiler | 4 | Advanced Efficiency Boiler - 93% AFUE | New | 9.29% | 9.29% | 9.29% | 9.29% | 9.29% | 9.29% | 9.29% | 9.29% | 9.29% | 9.29% | 9.29% | 9.29% | 9.29% | 9.29% | 9.29% | 9.29% | 9.29% | 9.29% | 9.29% | 9.29% | 9.29% | 9.29% | 9.29% | 9.29% | 9.29% | 9.29% | 9.29% | 9.29%
Lewis CountySingle Family - Highly Impacted | Lewis CountySingle Family - Highly ImpactedHeat Central Gas Boiler | Lewis CountySingle Family - Highly ImpactedHeat Central Gas Boiler4 | Lewis CountySingle Family - Highly ImpactedHeat Central Gas Boiler4Existing | Lewis CountySingle Family - Highly ImpactedHeat Central Gas BoilerAdvanced Efficiency Boiler - 93% AFUEExisting | Lewis CountySingle Family - Highly ImpactedHeat Central Gas BoilerExisting | Lewis County | Single Family - Highly Impacted | Heat Central Gas Boiler | 4 | Advanced Efficiency Boiler - 93% AFUE | Existing | 9.29% | 9.29% | 9.29% | 9.29% | 9.29% | 9.29% | 9.29% | 9.29% | 9.29% | 9.29% | 9.29% | 9.29% | 9.29% | 9.29% | 9.29% | 9.29% | 9.29% | 9.29% | 9.29% | 9.29% | 9.29% | 9.29% | 9.29% | 9.29% | 9.29% | 9.29% | 9.29% | 9.29%
Lewis CountySingle Family - Highly Impacted | Lewis CountySingle Family - Highly ImpactedHeat Central Gas Boiler | Lewis CountySingle Family - Highly ImpactedHeat Central Gas Boiler4 | Lewis CountySingle Family - Highly ImpactedHeat Central Gas Boiler4New | Lewis CountySingle Family - Highly ImpactedHeat Central Gas BoilerAdvanced Efficiency Boiler - 93% AFUENew | Lewis CountySingle Family - Highly ImpactedHeat Central Gas BoilerNew | Lewis County | Single Family - Highly Impacted | Heat Central Gas Boiler | 4 | Advanced Efficiency Boiler - 93% AFUE | New | 9.29% | 9.29% | 9.29% | 9.29% | 9.29% | 9.29% | 9.29% | 9.29% | 9.29% | 9.29% | 9.29% | 9.29% | 9.29% | 9.29% | 9.29% | 9.29% | 9.29% | 9.29% | 9.29% | 9.29% | 9.29% | 9.29% | 9.29% | 9.29% | 9.29% | 9.29% | 9.29% | 9.29%
Lewis CountyMultifamily | Lewis CountyMultifamilyHeat Central Gas Boiler | Lewis CountyMultifamilyHeat Central Gas Boiler4 | Lewis CountyMultifamilyHeat Central Gas Boiler4Existing | Lewis CountyMultifamilyHeat Central Gas BoilerAdvanced Efficiency Boiler - 93% AFUEExisting | Lewis CountyMultifamilyHeat Central Gas BoilerExisting | Lewis County | Multifamily | Heat Central Gas Boiler | 4 | Advanced Efficiency Boiler - 93% AFUE | Existing | 9.29% | 9.29% | 9.29% | 9.29% | 9.29% | 9.29% | 9.29% | 9.29% | 9.29% | 9.29% | 9.29% | 9.29% | 9.29% | 9.29% | 9.29% | 9.29% | 9.29% | 9.29% | 9.29% | 9.29% | 9.29% | 9.29% | 9.29% | 9.29% | 9.29% | 9.29% | 9.29% | 9.29%
Lewis CountyMultifamily | Lewis CountyMultifamilyHeat Central Gas Boiler | Lewis CountyMultifamilyHeat Central Gas Boiler4 | Lewis CountyMultifamilyHeat Central Gas Boiler4New | Lewis CountyMultifamilyHeat Central Gas BoilerAdvanced Efficiency Boiler - 93% AFUENew | Lewis CountyMultifamilyHeat Central Gas BoilerNew | Lewis County | Multifamily | Heat Central Gas Boiler | 4 | Advanced Efficiency Boiler - 93% AFUE | New | 9.29% | 9.29% | 9.29% | 9.29% | 9.29% | 9.29% | 9.29% | 9.29% | 9.29% | 9.29% | 9.29% | 9.29% | 9.29% | 9.29% | 9.29% | 9.29% | 9.29% | 9.29% | 9.29% | 9.29% | 9.29% | 9.29% | 9.29% | 9.29% | 9.29% | 9.29% | 9.29% | 9.29%
Lewis CountyMultifamily - Highly Impacted | Lewis CountyMultifamily - Highly ImpactedHeat Central Gas Boiler | Lewis CountyMultifamily - Highly ImpactedHeat Central Gas Boiler4 | Lewis CountyMultifamily - Highly ImpactedHeat Central Gas Boiler4Existing | Lewis CountyMultifamily - Highly ImpactedHeat Central Gas BoilerAdvanced Efficiency Boiler - 93% AFUEExisting | Lewis CountyMultifamily - Highly ImpactedHeat Central Gas BoilerExisting | Lewis County | Multifamily - Highly Impacted | Heat Central Gas Boiler | 4 | Advanced Efficiency Boiler - 93% AFUE | Existing | 9.29% | 9.29% | 9.29% | 9.29% | 9.29% | 9.29% | 9.29% | 9.29% | 9.29% | 9.29% | 9.29% | 9.29% | 9.29% | 9.29% | 9.29% | 9.29% | 9.29% | 9.29% | 9.29% | 9.29% | 9.29% | 9.29% | 9.29% | 9.29% | 9.29% | 9.29% | 9.29% | 9.29%
Lewis CountyMultifamily - Highly Impacted | Lewis CountyMultifamily - Highly ImpactedHeat Central Gas Boiler | Lewis CountyMultifamily - Highly ImpactedHeat Central Gas Boiler4 | Lewis CountyMultifamily - Highly ImpactedHeat Central Gas Boiler4New | Lewis CountyMultifamily - Highly ImpactedHeat Central Gas BoilerAdvanced Efficiency Boiler - 93% AFUENew | Lewis CountyMultifamily - Highly ImpactedHeat Central Gas BoilerNew | Lewis County | Multifamily - Highly Impacted | Heat Central Gas Boiler | 4 | Advanced Efficiency Boiler - 93% AFUE | New | 9.29% | 9.29% | 9.29% | 9.29% | 9.29% | 9.29% | 9.29% | 9.29% | 9.29% | 9.29% | 9.29% | 9.29% | 9.29% | 9.29% | 9.29% | 9.29% | 9.29% | 9.29% | 9.29% | 9.29% | 9.29% | 9.29% | 9.29% | 9.29% | 9.29% | 9.29% | 9.29% | 9.29%
Lewis CountyManufactured | Lewis CountyManufacturedHeat Central Gas Boiler | Lewis CountyManufacturedHeat Central Gas Boiler4 | Lewis CountyManufacturedHeat Central Gas Boiler4Existing | Lewis CountyManufacturedHeat Central Gas BoilerAdvanced Efficiency Boiler - 93% AFUEExisting | Lewis CountyManufacturedHeat Central Gas BoilerExisting | Lewis County | Manufactured | Heat Central Gas Boiler | 4 | Advanced Efficiency Boiler - 93% AFUE | Existing | 9.29% | 9.29% | 9.29% | 9.29% | 9.29% | 9.29% | 9.29% | 9.29% | 9.29% | 9.29% | 9.29% | 9.29% | 9.29% | 9.29% | 9.29% | 9.29% | 9.29% | 9.29% | 9.29% | 9.29% | 9.29% | 9.29% | 9.29% | 9.29% | 9.29% | 9.29% | 9.29% | 9.29%
Lewis CountyManufactured | Lewis CountyManufacturedHeat Central Gas Boiler | Lewis CountyManufacturedHeat Central Gas Boiler4 | Lewis CountyManufacturedHeat Central Gas Boiler4New | Lewis CountyManufacturedHeat Central Gas BoilerAdvanced Efficiency Boiler - 93% AFUENew | Lewis CountyManufacturedHeat Central Gas BoilerNew | Lewis County | Manufactured | Heat Central Gas Boiler | 4 | Advanced Efficiency Boiler - 93% AFUE | New | 9.29% | 9.29% | 9.29% | 9.29% | 9.29% | 9.29% | 9.29% | 9.29% | 9.29% | 9.29% | 9.29% | 9.29% | 9.29% | 9.29% | 9.29% | 9.29% | 9.29% | 9.29% | 9.29% | 9.29% | 9.29% | 9.29% | 9.29% | 9.29% | 9.29% | 9.29% | 9.29% | 9.29%
Lewis CountyManufactured - Highly Impacted | Lewis CountyManufactured - Highly ImpactedHeat Central Gas Boiler | Lewis CountyManufactured - Highly ImpactedHeat Central Gas Boiler4 | Lewis CountyManufactured - Highly ImpactedHeat Central Gas Boiler4Existing | Lewis CountyManufactured - Highly ImpactedHeat Central Gas BoilerAdvanced Efficiency Boiler - 93% AFUEExisting | Lewis CountyManufactured - Highly ImpactedHeat Central Gas BoilerExisting | Lewis County | Manufactured - Highly Impacted | Heat Central Gas Boiler | 4 | Advanced Efficiency Boiler - 93% AFUE | Existing | 9.29% | 9.29% | 9.29% | 9.29% | 9.29% | 9.29% | 9.29% | 9.29% | 9.29% | 9.29% | 9.29% | 9.29% | 9.29% | 9.29% | 9.29% | 9.29% | 9.29% | 9.29% | 9.29% | 9.29% | 9.29% | 9.29% | 9.29% | 9.29% | 9.29% | 9.29% | 9.29% | 9.29%
Lewis CountyManufactured - Highly Impacted | Lewis CountyManufactured - Highly ImpactedHeat Central Gas Boiler | Lewis CountyManufactured - Highly ImpactedHeat Central Gas Boiler4 | Lewis CountyManufactured - Highly ImpactedHeat Central Gas Boiler4New | Lewis CountyManufactured - Highly ImpactedHeat Central Gas BoilerAdvanced Efficiency Boiler - 93% AFUENew | Lewis CountyManufactured - Highly ImpactedHeat Central Gas BoilerNew | Lewis County | Manufactured - Highly Impacted | Heat Central Gas Boiler | 4 | Advanced Efficiency Boiler - 93% AFUE | New | 9.29% | 9.29% | 9.29% | 9.29% | 9.29% | 9.29% | 9.29% | 9.29% | 9.29% | 9.29% | 9.29% | 9.29% | 9.29% | 9.29% | 9.29% | 9.29% | 9.29% | 9.29% | 9.29% | 9.29% | 9.29% | 9.29% | 9.29% | 9.29% | 9.29% | 9.29% | 9.29% | 9.29%
Lewis CountySingle Family | Lewis CountySingle FamilyHeat Central Gas Boiler | Lewis CountySingle FamilyHeat Central Gas Boiler5 | Lewis CountySingle FamilyHeat Central Gas Boiler5Existing | Lewis CountySingle FamilyHeat Central Gas BoilerPremium Efficiency Boiler - 95% AFUEExisting | Lewis CountySingle FamilyHeat Central Gas BoilerExisting | Lewis County | Single Family | Heat Central Gas Boiler | 5 | Premium Efficiency Boiler - 95% AFUE | Existing | 5.321% | 5.321% | 5.321% | 5.321% | 5.321% | 5.321% | 5.321% | 5.321% | 5.321% | 5.321% | 5.321% | 5.321% | 5.321% | 5.321% | 5.321% | 5.321% | 5.321% | 5.321% | 5.321% | 5.321% | 5.321% | 5.321% | 5.321% | 5.321% | 5.321% | 5.321% | 5.321% | 5.321%
Lewis CountySingle Family | Lewis CountySingle FamilyHeat Central Gas Boiler | Lewis CountySingle FamilyHeat Central Gas Boiler5 | Lewis CountySingle FamilyHeat Central Gas Boiler5New | Lewis CountySingle FamilyHeat Central Gas BoilerPremium Efficiency Boiler - 95% AFUENew | Lewis CountySingle FamilyHeat Central Gas BoilerNew | Lewis County | Single Family | Heat Central Gas Boiler | 5 | Premium Efficiency Boiler - 95% AFUE | New | 5.321% | 5.321% | 5.321% | 5.321% | 5.321% | 5.321% | 5.321% | 5.321% | 5.321% | 5.321% | 5.321% | 5.321% | 5.321% | 5.321% | 5.321% | 5.321% | 5.321% | 5.321% | 5.321% | 5.321% | 5.321% | 5.321% | 5.321% | 5.321% | 5.321% | 5.321% | 5.321% | 5.321%
Lewis CountySingle Family - Highly Impacted | Lewis CountySingle Family - Highly ImpactedHeat Central Gas Boiler | Lewis CountySingle Family - Highly ImpactedHeat Central Gas Boiler5 | Lewis CountySingle Family - Highly ImpactedHeat Central Gas Boiler5Existing | Lewis CountySingle Family - Highly ImpactedHeat Central Gas BoilerPremium Efficiency Boiler - 95% AFUEExisting | Lewis CountySingle Family - Highly ImpactedHeat Central Gas BoilerExisting | Lewis County | Single Family - Highly Impacted | Heat Central Gas Boiler | 5 | Premium Efficiency Boiler - 95% AFUE | Existing | 5.321% | 5.321% | 5.321% | 5.321% | 5.321% | 5.321% | 5.321% | 5.321% | 5.321% | 5.321% | 5.321% | 5.321% | 5.321% | 5.321% | 5.321% | 5.321% | 5.321% | 5.321% | 5.321% | 5.321% | 5.321% | 5.321% | 5.321% | 5.321% | 5.321% | 5.321% | 5.321% | 5.321%
Lewis CountySingle Family - Highly Impacted | Lewis CountySingle Family - Highly ImpactedHeat Central Gas Boiler | Lewis CountySingle Family - Highly ImpactedHeat Central Gas Boiler5 | Lewis CountySingle Family - Highly ImpactedHeat Central Gas Boiler5New | Lewis CountySingle Family - Highly ImpactedHeat Central Gas BoilerPremium Efficiency Boiler - 95% AFUENew | Lewis CountySingle Family - Highly ImpactedHeat Central Gas BoilerNew | Lewis County | Single Family - Highly Impacted | Heat Central Gas Boiler | 5 | Premium Efficiency Boiler - 95% AFUE | New | 5.321% | 5.321% | 5.321% | 5.321% | 5.321% | 5.321% | 5.321% | 5.321% | 5.321% | 5.321% | 5.321% | 5.321% | 5.321% | 5.321% | 5.321% | 5.321% | 5.321% | 5.321% | 5.321% | 5.321% | 5.321% | 5.321% | 5.321% | 5.321% | 5.321% | 5.321% | 5.321% | 5.321%
Lewis CountyMultifamily | Lewis CountyMultifamilyHeat Central Gas Boiler | Lewis CountyMultifamilyHeat Central Gas Boiler5 | Lewis CountyMultifamilyHeat Central Gas Boiler5Existing | Lewis CountyMultifamilyHeat Central Gas BoilerPremium Efficiency Boiler - 95% AFUEExisting | Lewis CountyMultifamilyHeat Central Gas BoilerExisting | Lewis County | Multifamily | Heat Central Gas Boiler | 5 | Premium Efficiency Boiler - 95% AFUE | Existing | 5.321% | 5.321% | 5.321% | 5.321% | 5.321% | 5.321% | 5.321% | 5.321% | 5.321% | 5.321% | 5.321% | 5.321% | 5.321% | 5.321% | 5.321% | 5.321% | 5.321% | 5.321% | 5.321% | 5.321% | 5.321% | 5.321% | 5.321% | 5.321% | 5.321% | 5.321% | 5.321% | 5.321%
Lewis CountyMultifamily | Lewis CountyMultifamilyHeat Central Gas Boiler | Lewis CountyMultifamilyHeat Central Gas Boiler5 | Lewis CountyMultifamilyHeat Central Gas Boiler5New | Lewis CountyMultifamilyHeat Central Gas BoilerPremium Efficiency Boiler - 95% AFUENew | Lewis CountyMultifamilyHeat Central Gas BoilerNew | Lewis County | Multifamily | Heat Central Gas Boiler | 5 | Premium Efficiency Boiler - 95% AFUE | New | 5.321% | 5.321% | 5.321% | 5.321% | 5.321% | 5.321% | 5.321% | 5.321% | 5.321% | 5.321% | 5.321% | 5.321% | 5.321% | 5.321% | 5.321% | 5.321% | 5.321% | 5.321% | 5.321% | 5.321% | 5.321% | 5.321% | 5.321% | 5.321% | 5.321% | 5.321% | 5.321% | 5.321%
Lewis CountyMultifamily - Highly Impacted | Lewis CountyMultifamily - Highly ImpactedHeat Central Gas Boiler | Lewis CountyMultifamily - Highly ImpactedHeat Central Gas Boiler5 | Lewis CountyMultifamily - Highly ImpactedHeat Central Gas Boiler5Existing | Lewis CountyMultifamily - Highly ImpactedHeat Central Gas BoilerPremium Efficiency Boiler - 95% AFUEExisting | Lewis CountyMultifamily - Highly ImpactedHeat Central Gas BoilerExisting | Lewis County | Multifamily - Highly Impacted | Heat Central Gas Boiler | 5 | Premium Efficiency Boiler - 95% AFUE | Existing | 5.321% | 5.321% | 5.321% | 5.321% | 5.321% | 5.321% | 5.321% | 5.321% | 5.321% | 5.321% | 5.321% | 5.321% | 5.321% | 5.321% | 5.321% | 5.321% | 5.321% | 5.321% | 5.321% | 5.321% | 5.321% | 5.321% | 5.321% | 5.321% | 5.321% | 5.321% | 5.321% | 5.321%
Lewis CountyMultifamily - Highly Impacted | Lewis CountyMultifamily - Highly ImpactedHeat Central Gas Boiler | Lewis CountyMultifamily - Highly ImpactedHeat Central Gas Boiler5 | Lewis CountyMultifamily - Highly ImpactedHeat Central Gas Boiler5New | Lewis CountyMultifamily - Highly ImpactedHeat Central Gas BoilerPremium Efficiency Boiler - 95% AFUENew | Lewis CountyMultifamily - Highly ImpactedHeat Central Gas BoilerNew | Lewis County | Multifamily - Highly Impacted | Heat Central Gas Boiler | 5 | Premium Efficiency Boiler - 95% AFUE | New | 5.321% | 5.321% | 5.321% | 5.321% | 5.321% | 5.321% | 5.321% | 5.321% | 5.321% | 5.321% | 5.321% | 5.321% | 5.321% | 5.321% | 5.321% | 5.321% | 5.321% | 5.321% | 5.321% | 5.321% | 5.321% | 5.321% | 5.321% | 5.321% | 5.321% | 5.321% | 5.321% | 5.321%
Lewis CountyManufactured | Lewis CountyManufacturedHeat Central Gas Boiler | Lewis CountyManufacturedHeat Central Gas Boiler5 | Lewis CountyManufacturedHeat Central Gas Boiler5Existing | Lewis CountyManufacturedHeat Central Gas BoilerPremium Efficiency Boiler - 95% AFUEExisting | Lewis CountyManufacturedHeat Central Gas BoilerExisting | Lewis County | Manufactured | Heat Central Gas Boiler | 5 | Premium Efficiency Boiler - 95% AFUE | Existing | 5.321% | 5.321% | 5.321% | 5.321% | 5.321% | 5.321% | 5.321% | 5.321% | 5.321% | 5.321% | 5.321% | 5.321% | 5.321% | 5.321% | 5.321% | 5.321% | 5.321% | 5.321% | 5.321% | 5.321% | 5.321% | 5.321% | 5.321% | 5.321% | 5.321% | 5.321% | 5.321% | 5.321%
Lewis CountyManufactured | Lewis CountyManufacturedHeat Central Gas Boiler | Lewis CountyManufacturedHeat Central Gas Boiler5 | Lewis CountyManufacturedHeat Central Gas Boiler5New | Lewis CountyManufacturedHeat Central Gas BoilerPremium Efficiency Boiler - 95% AFUENew | Lewis CountyManufacturedHeat Central Gas BoilerNew | Lewis County | Manufactured | Heat Central Gas Boiler | 5 | Premium Efficiency Boiler - 95% AFUE | New | 5.321% | 5.321% | 5.321% | 5.321% | 5.321% | 5.321% | 5.321% | 5.321% | 5.321% | 5.321% | 5.321% | 5.321% | 5.321% | 5.321% | 5.321% | 5.321% | 5.321% | 5.321% | 5.321% | 5.321% | 5.321% | 5.321% | 5.321% | 5.321% | 5.321% | 5.321% | 5.321% | 5.321%
Lewis CountyManufactured - Highly Impacted | Lewis CountyManufactured - Highly ImpactedHeat Central Gas Boiler | Lewis CountyManufactured - Highly ImpactedHeat Central Gas Boiler5 | Lewis CountyManufactured - Highly ImpactedHeat Central Gas Boiler5Existing | Lewis CountyManufactured - Highly ImpactedHeat Central Gas BoilerPremium Efficiency Boiler - 95% AFUEExisting | Lewis CountyManufactured - Highly ImpactedHeat Central Gas BoilerExisting | Lewis County | Manufactured - Highly Impacted | Heat Central Gas Boiler | 5 | Premium Efficiency Boiler - 95% AFUE | Existing | 5.321% | 5.321% | 5.321% | 5.321% | 5.321% | 5.321% | 5.321% | 5.321% | 5.321% | 5.321% | 5.321% | 5.321% | 5.321% | 5.321% | 5.321% | 5.321% | 5.321% | 5.321% | 5.321% | 5.321% | 5.321% | 5.321% | 5.321% | 5.321% | 5.321% | 5.321% | 5.321% | 5.321%
Lewis CountyManufactured - Highly Impacted | Lewis CountyManufactured - Highly ImpactedHeat Central Gas Boiler | Lewis CountyManufactured - Highly ImpactedHeat Central Gas Boiler5 | Lewis CountyManufactured - Highly ImpactedHeat Central Gas Boiler5New | Lewis CountyManufactured - Highly ImpactedHeat Central Gas BoilerPremium Efficiency Boiler - 95% AFUENew | Lewis CountyManufactured - Highly ImpactedHeat Central Gas BoilerNew | Lewis County | Manufactured - Highly Impacted | Heat Central Gas Boiler | 5 | Premium Efficiency Boiler - 95% AFUE | New | 5.321% | 5.321% | 5.321% | 5.321% | 5.321% | 5.321% | 5.321% | 5.321% | 5.321% | 5.321% | 5.321% | 5.321% | 5.321% | 5.321% | 5.321% | 5.321% | 5.321% | 5.321% | 5.321% | 5.321% | 5.321% | 5.321% | 5.321% | 5.321% | 5.321% | 5.321% | 5.321% | 5.321%
Lewis CountySingle Family | Lewis CountySingle FamilyHeat Central Gas Furnace | Lewis CountySingle FamilyHeat Central Gas Furnace1 | Lewis CountySingle FamilyHeat Central Gas Furnace1Existing | Lewis CountySingle FamilyHeat Central Gas FurnaceBelow Standard Furnace - 76% AFUE (Low Income)Existing | Lewis CountySingle FamilyHeat Central Gas FurnaceExisting | Lewis County | Single Family | Heat Central Gas Furnace | 1 | Below Standard Furnace - 76% AFUE (Low Income) | Existing | 5.295% | 5.295% | 5.295% | 5.295% | 5.295% | 5.295% | 5.295% | 5.295% | 5.295% | 5.295% | 5.295% | 5.295% | 5.295% | 5.295% | 5.295% | 5.295% | 5.295% | 5.295% | 5.295% | 5.295% | 5.295% | 5.295% | 5.295% | 5.295% | 5.295% | 5.295% | 5.295% | 5.295%
Lewis CountySingle Family | Lewis CountySingle FamilyHeat Central Gas Furnace | Lewis CountySingle FamilyHeat Central Gas Furnace1 | Lewis CountySingle FamilyHeat Central Gas Furnace1New | Lewis CountySingle FamilyHeat Central Gas FurnaceBelow Standard Furnace - 76% AFUE (Low Income)New | Lewis CountySingle FamilyHeat Central Gas FurnaceNew | Lewis County | Single Family | Heat Central Gas Furnace | 1 | Below Standard Furnace - 76% AFUE (Low Income) | New | bar: 2023 to 2050
Lewis CountySingle Family - Highly Impacted | Lewis CountySingle Family - Highly ImpactedHeat Central Gas Furnace | Lewis CountySingle Family - Highly ImpactedHeat Central Gas Furnace1 | Lewis CountySingle Family - Highly ImpactedHeat Central Gas Furnace1Existing | Lewis CountySingle Family - Highly ImpactedHeat Central Gas FurnaceBelow Standard Furnace - 76% AFUE (Low Income)Existing | Lewis CountySingle Family - Highly ImpactedHeat Central Gas FurnaceExisting | Lewis County | Single Family - Highly Impacted | Heat Central Gas Furnace | 1 | Below Standard Furnace - 76% AFUE (Low Income) | Existing | 5.295% | 5.295% | 5.295% | 5.295% | 5.295% | 5.295% | 5.295% | 5.295% | 5.295% | 5.295% | 5.295% | 5.295% | 5.295% | 5.295% | 5.295% | 5.295% | 5.295% | 5.295% | 5.295% | 5.295% | 5.295% | 5.295% | 5.295% | 5.295% | 5.295% | 5.295% | 5.295% | 5.295%
Lewis CountySingle Family - Highly Impacted | Lewis CountySingle Family - Highly ImpactedHeat Central Gas Furnace | Lewis CountySingle Family - Highly ImpactedHeat Central Gas Furnace1 | Lewis CountySingle Family - Highly ImpactedHeat Central Gas Furnace1New | Lewis CountySingle Family - Highly ImpactedHeat Central Gas FurnaceBelow Standard Furnace - 76% AFUE (Low Income)New | Lewis CountySingle Family - Highly ImpactedHeat Central Gas FurnaceNew | Lewis County | Single Family - Highly Impacted | Heat Central Gas Furnace | 1 | Below Standard Furnace - 76% AFUE (Low Income) | New | bar: 2023 to 2050
Lewis CountyMultifamily | Lewis CountyMultifamilyHeat Central Gas Furnace | Lewis CountyMultifamilyHeat Central Gas Furnace1 | Lewis CountyMultifamilyHeat Central Gas Furnace1Existing | Lewis CountyMultifamilyHeat Central Gas FurnaceBelow Standard Furnace - 76% AFUE (Low Income)Existing | Lewis CountyMultifamilyHeat Central Gas FurnaceExisting | Lewis County | Multifamily | Heat Central Gas Furnace | 1 | Below Standard Furnace - 76% AFUE (Low Income) | Existing | 5.295% | 5.295% | 5.295% | 5.295% | 5.295% | 5.295% | 5.295% | 5.295% | 5.295% | 5.295% | 5.295% | 5.295% | 5.295% | 5.295% | 5.295% | 5.295% | 5.295% | 5.295% | 5.295% | 5.295% | 5.295% | 5.295% | 5.295% | 5.295% | 5.295% | 5.295% | 5.295% | 5.295%
Lewis CountyMultifamily | Lewis CountyMultifamilyHeat Central Gas Furnace | Lewis CountyMultifamilyHeat Central Gas Furnace1 | Lewis CountyMultifamilyHeat Central Gas Furnace1New | Lewis CountyMultifamilyHeat Central Gas FurnaceBelow Standard Furnace - 76% AFUE (Low Income)New | Lewis CountyMultifamilyHeat Central Gas FurnaceNew | Lewis County | Multifamily | Heat Central Gas Furnace | 1 | Below Standard Furnace - 76% AFUE (Low Income) | New | bar: 2023 to 2050
Lewis CountyMultifamily - Highly Impacted | Lewis CountyMultifamily - Highly ImpactedHeat Central Gas Furnace | Lewis CountyMultifamily - Highly ImpactedHeat Central Gas Furnace1 | Lewis CountyMultifamily - Highly ImpactedHeat Central Gas Furnace1Existing | Lewis CountyMultifamily - Highly ImpactedHeat Central Gas FurnaceBelow Standard Furnace - 76% AFUE (Low Income)Existing | Lewis CountyMultifamily - Highly ImpactedHeat Central Gas FurnaceExisting | Lewis County | Multifamily - Highly Impacted | Heat Central Gas Furnace | 1 | Below Standard Furnace - 76% AFUE (Low Income) | Existing | 5.295% | 5.295% | 5.295% | 5.295% | 5.295% | 5.295% | 5.295% | 5.295% | 5.295% | 5.295% | 5.295% | 5.295% | 5.295% | 5.295% | 5.295% | 5.295% | 5.295% | 5.295% | 5.295% | 5.295% | 5.295% | 5.295% | 5.295% | 5.295% | 5.295% | 5.295% | 5.295% | 5.295%
Lewis CountyMultifamily - Highly Impacted | Lewis CountyMultifamily - Highly ImpactedHeat Central Gas Furnace | Lewis CountyMultifamily - Highly ImpactedHeat Central Gas Furnace1 | Lewis CountyMultifamily - Highly ImpactedHeat Central Gas Furnace1New | Lewis CountyMultifamily - Highly ImpactedHeat Central Gas FurnaceBelow Standard Furnace - 76% AFUE (Low Income)New | Lewis CountyMultifamily - Highly ImpactedHeat Central Gas FurnaceNew | Lewis County | Multifamily - Highly Impacted | Heat Central Gas Furnace | 1 | Below Standard Furnace - 76% AFUE (Low Income) | New | bar: 2023 to 2050
Lewis CountyManufactured | Lewis CountyManufacturedHeat Central Gas Furnace | Lewis CountyManufacturedHeat Central Gas Furnace1 | Lewis CountyManufacturedHeat Central Gas Furnace1Existing | Lewis CountyManufacturedHeat Central Gas FurnaceBelow Standard Furnace - 76% AFUE (Low Income)Existing | Lewis CountyManufacturedHeat Central Gas FurnaceExisting | Lewis County | Manufactured | Heat Central Gas Furnace | 1 | Below Standard Furnace - 76% AFUE (Low Income) | Existing | 5.295% | 5.295% | 5.295% | 5.295% | 5.295% | 5.295% | 5.295% | 5.295% | 5.295% | 5.295% | 5.295% | 5.295% | 5.295% | 5.295% | 5.295% | 5.295% | 5.295% | 5.295% | 5.295% | 5.295% | 5.295% | 5.295% | 5.295% | 5.295% | 5.295% | 5.295% | 5.295% | 5.295%
Lewis CountyManufactured | Lewis CountyManufacturedHeat Central Gas Furnace | Lewis CountyManufacturedHeat Central Gas Furnace1 | Lewis CountyManufacturedHeat Central Gas Furnace1New | Lewis CountyManufacturedHeat Central Gas FurnaceBelow Standard Furnace - 76% AFUE (Low Income)New | Lewis CountyManufacturedHeat Central Gas FurnaceNew | Lewis County | Manufactured | Heat Central Gas Furnace | 1 | Below Standard Furnace - 76% AFUE (Low Income) | New | bar: 2023 to 2050
Lewis CountyManufactured - Highly Impacted | Lewis CountyManufactured - Highly ImpactedHeat Central Gas Furnace | Lewis CountyManufactured - Highly ImpactedHeat Central Gas Furnace1 | Lewis CountyManufactured - Highly ImpactedHeat Central Gas Furnace1Existing | Lewis CountyManufactured - Highly ImpactedHeat Central Gas FurnaceBelow Standard Furnace - 76% AFUE (Low Income)Existing | Lewis CountyManufactured - Highly ImpactedHeat Central Gas FurnaceExisting | Lewis County | Manufactured - Highly Impacted | Heat Central Gas Furnace | 1 | Below Standard Furnace - 76% AFUE (Low Income) | Existing | 5.295% | 5.295% | 5.295% | 5.295% | 5.295% | 5.295% | 5.295% | 5.295% | 5.295% | 5.295% | 5.295% | 5.295% | 5.295% | 5.295% | 5.295% | 5.295% | 5.295% | 5.295% | 5.295% | 5.295% | 5.295% | 5.295% | 5.295% | 5.295% | 5.295% | 5.295% | 5.295% | 5.295%
Lewis CountyManufactured - Highly Impacted | Lewis CountyManufactured - Highly ImpactedHeat Central Gas Furnace | Lewis CountyManufactured - Highly ImpactedHeat Central Gas Furnace1 | Lewis CountyManufactured - Highly ImpactedHeat Central Gas Furnace1New | Lewis CountyManufactured - Highly ImpactedHeat Central Gas FurnaceBelow Standard Furnace - 76% AFUE (Low Income)New | Lewis CountyManufactured - Highly ImpactedHeat Central Gas FurnaceNew | Lewis County | Manufactured - Highly Impacted | Heat Central Gas Furnace | 1 | Below Standard Furnace - 76% AFUE (Low Income) | New | bar: 2023 to 2050
Lewis CountySingle Family | Lewis CountySingle FamilyHeat Central Gas Furnace | Lewis CountySingle FamilyHeat Central Gas Furnace2 | Lewis CountySingle FamilyHeat Central Gas Furnace2Existing | Lewis CountySingle FamilyHeat Central Gas FurnaceFederal Standard 2016 Furnace - 80% AFUEExisting | Lewis CountySingle FamilyHeat Central Gas FurnaceExisting | Lewis County | Single Family | Heat Central Gas Furnace | 2 | Federal Standard 2016 Furnace - 80% AFUE | Existing | 54.88% | 54.88% | 54.88% | 54.88% | 54.88% | 54.88% | 54.88% | 54.88% | 54.88% | 54.88% | 54.88% | 54.88% | 54.88% | 54.88% | 54.88% | 54.88% | 54.88% | 54.88% | 54.88% | 54.88% | 54.88% | 54.88% | 54.88% | 54.88% | 54.88% | 54.88% | 54.88% | 54.88%
Lewis CountySingle Family | Lewis CountySingle FamilyHeat Central Gas Furnace | Lewis CountySingle FamilyHeat Central Gas Furnace2 | Lewis CountySingle FamilyHeat Central Gas Furnace2New | Lewis CountySingle FamilyHeat Central Gas FurnaceFederal Standard 2016 Furnace - 80% AFUENew | Lewis CountySingle FamilyHeat Central Gas FurnaceNew | Lewis County | Single Family | Heat Central Gas Furnace | 2 | Federal Standard 2016 Furnace - 80% AFUE | New | bar: 2023 to 2050
Lewis CountySingle Family - Highly Impacted | Lewis CountySingle Family - Highly ImpactedHeat Central Gas Furnace | Lewis CountySingle Family - Highly ImpactedHeat Central Gas Furnace2 | Lewis CountySingle Family - Highly ImpactedHeat Central Gas Furnace2Existing | Lewis CountySingle Family - Highly ImpactedHeat Central Gas FurnaceFederal Standard 2016 Furnace - 80% AFUEExisting | Lewis CountySingle Family - Highly ImpactedHeat Central Gas FurnaceExisting | Lewis County | Single Family - Highly Impacted | Heat Central Gas Furnace | 2 | Federal Standard 2016 Furnace - 80% AFUE | Existing | 54.88% | 54.88% | 54.88% | 54.88% | 54.88% | 54.88% | 54.88% | 54.88% | 54.88% | 54.88% | 54.88% | 54.88% | 54.88% | 54.88% | 54.88% | 54.88% | 54.88% | 54.88% | 54.88% | 54.88% | 54.88% | 54.88% | 54.88% | 54.88% | 54.88% | 54.88% | 54.88% | 54.88%
Lewis CountySingle Family - Highly Impacted | Lewis CountySingle Family - Highly ImpactedHeat Central Gas Furnace | Lewis CountySingle Family - Highly ImpactedHeat Central Gas Furnace2 | Lewis CountySingle Family - Highly ImpactedHeat Central Gas Furnace2New | Lewis CountySingle Family - Highly ImpactedHeat Central Gas FurnaceFederal Standard 2016 Furnace - 80% AFUENew | Lewis CountySingle Family - Highly ImpactedHeat Central Gas FurnaceNew | Lewis County | Single Family - Highly Impacted | Heat Central Gas Furnace | 2 | Federal Standard 2016 Furnace - 80% AFUE | New | bar: 2023 to 2050
Lewis CountyMultifamily | Lewis CountyMultifamilyHeat Central Gas Furnace | Lewis CountyMultifamilyHeat Central Gas Furnace2 | Lewis CountyMultifamilyHeat Central Gas Furnace2Existing | Lewis CountyMultifamilyHeat Central Gas FurnaceFederal Standard 2016 Furnace - 80% AFUEExisting | Lewis CountyMultifamilyHeat Central Gas FurnaceExisting | Lewis County | Multifamily | Heat Central Gas Furnace | 2 | Federal Standard 2016 Furnace - 80% AFUE | Existing | 54.88% | 54.88% | 54.88% | 54.88% | 54.88% | 54.88% | 54.88% | 54.88% | 54.88% | 54.88% | 54.88% | 54.88% | 54.88% | 54.88% | 54.88% | 54.88% | 54.88% | 54.88% | 54.88% | 54.88% | 54.88% | 54.88% | 54.88% | 54.88% | 54.88% | 54.88% | 54.88% | 54.88%
Lewis CountyMultifamily | Lewis CountyMultifamilyHeat Central Gas Furnace | Lewis CountyMultifamilyHeat Central Gas Furnace2 | Lewis CountyMultifamilyHeat Central Gas Furnace2New | Lewis CountyMultifamilyHeat Central Gas FurnaceFederal Standard 2016 Furnace - 80% AFUENew | Lewis CountyMultifamilyHeat Central Gas FurnaceNew | Lewis County | Multifamily | Heat Central Gas Furnace | 2 | Federal Standard 2016 Furnace - 80% AFUE | New | bar: 2023 to 2050
Lewis CountyMultifamily - Highly Impacted | Lewis CountyMultifamily - Highly ImpactedHeat Central Gas Furnace | Lewis CountyMultifamily - Highly ImpactedHeat Central Gas Furnace2 | Lewis CountyMultifamily - Highly ImpactedHeat Central Gas Furnace2Existing | Lewis CountyMultifamily - Highly ImpactedHeat Central Gas FurnaceFederal Standard 2016 Furnace - 80% AFUEExisting | Lewis CountyMultifamily - Highly ImpactedHeat Central Gas FurnaceExisting | Lewis County | Multifamily - Highly Impacted | Heat Central Gas Furnace | 2 | Federal Standard 2016 Furnace - 80% AFUE | Existing | 54.88% | 54.88% | 54.88% | 54.88% | 54.88% | 54.88% | 54.88% | 54.88% | 54.88% | 54.88% | 54.88% | 54.88% | 54.88% | 54.88% | 54.88% | 54.88% | 54.88% | 54.88% | 54.88% | 54.88% | 54.88% | 54.88% | 54.88% | 54.88% | 54.88% | 54.88% | 54.88% | 54.88%
Lewis CountyMultifamily - Highly Impacted | Lewis CountyMultifamily - Highly ImpactedHeat Central Gas Furnace | Lewis CountyMultifamily - Highly ImpactedHeat Central Gas Furnace2 | Lewis CountyMultifamily - Highly ImpactedHeat Central Gas Furnace2New | Lewis CountyMultifamily - Highly ImpactedHeat Central Gas FurnaceFederal Standard 2016 Furnace - 80% AFUENew | Lewis CountyMultifamily - Highly ImpactedHeat Central Gas FurnaceNew | Lewis County | Multifamily - Highly Impacted | Heat Central Gas Furnace | 2 | Federal Standard 2016 Furnace - 80% AFUE | New | bar: 2023 to 2050
Lewis CountyManufactured | Lewis CountyManufacturedHeat Central Gas Furnace | Lewis CountyManufacturedHeat Central Gas Furnace2 | Lewis CountyManufacturedHeat Central Gas Furnace2Existing | Lewis CountyManufacturedHeat Central Gas FurnaceFederal Standard 2016 Furnace - 80% AFUEExisting | Lewis CountyManufacturedHeat Central Gas FurnaceExisting | Lewis County | Manufactured | Heat Central Gas Furnace | 2 | Federal Standard 2016 Furnace - 80% AFUE | Existing | 54.88% | 54.88% | 54.88% | 54.88% | 54.88% | 54.88% | 54.88% | 54.88% | 54.88% | 54.88% | 54.88% | 54.88% | 54.88% | 54.88% | 54.88% | 54.88% | 54.88% | 54.88% | 54.88% | 54.88% | 54.88% | 54.88% | 54.88% | 54.88% | 54.88% | 54.88% | 54.88% | 54.88%
Lewis CountyManufactured | Lewis CountyManufacturedHeat Central Gas Furnace | Lewis CountyManufacturedHeat Central Gas Furnace2 | Lewis CountyManufacturedHeat Central Gas Furnace2New | Lewis CountyManufacturedHeat Central Gas FurnaceFederal Standard 2016 Furnace - 80% AFUENew | Lewis CountyManufacturedHeat Central Gas FurnaceNew | Lewis County | Manufactured | Heat Central Gas Furnace | 2 | Federal Standard 2016 Furnace - 80% AFUE | New | bar: 2023 to 2050
Lewis CountyManufactured - Highly Impacted | Lewis CountyManufactured - Highly ImpactedHeat Central Gas Furnace | Lewis CountyManufactured - Highly ImpactedHeat Central Gas Furnace2 | Lewis CountyManufactured - Highly ImpactedHeat Central Gas Furnace2Existing | Lewis CountyManufactured - Highly ImpactedHeat Central Gas FurnaceFederal Standard 2016 Furnace - 80% AFUEExisting | Lewis CountyManufactured - Highly ImpactedHeat Central Gas FurnaceExisting | Lewis County | Manufactured - Highly Impacted | Heat Central Gas Furnace | 2 | Federal Standard 2016 Furnace - 80% AFUE | Existing | 54.88% | 54.88% | 54.88% | 54.88% | 54.88% | 54.88% | 54.88% | 54.88% | 54.88% | 54.88% | 54.88% | 54.88% | 54.88% | 54.88% | 54.88% | 54.88% | 54.88% | 54.88% | 54.88% | 54.88% | 54.88% | 54.88% | 54.88% | 54.88% | 54.88% | 54.88% | 54.88% | 54.88%
Lewis CountyManufactured - Highly Impacted | Lewis CountyManufactured - Highly ImpactedHeat Central Gas Furnace | Lewis CountyManufactured - Highly ImpactedHeat Central Gas Furnace2 | Lewis CountyManufactured - Highly ImpactedHeat Central Gas Furnace2New | Lewis CountyManufactured - Highly ImpactedHeat Central Gas FurnaceFederal Standard 2016 Furnace - 80% AFUENew | Lewis CountyManufactured - Highly ImpactedHeat Central Gas FurnaceNew | Lewis County | Manufactured - Highly Impacted | Heat Central Gas Furnace | 2 | Federal Standard 2016 Furnace - 80% AFUE | New | bar: 2023 to 2050
Lewis CountySingle Family | Lewis CountySingle FamilyHeat Central Gas Furnace | Lewis CountySingle FamilyHeat Central Gas Furnace3 | Lewis CountySingle FamilyHeat Central Gas Furnace3Existing | Lewis CountySingle FamilyHeat Central Gas FurnaceMarket Standard FurnaceExisting | Lewis CountySingle FamilyHeat Central Gas FurnaceExisting | Lewis County | Single Family | Heat Central Gas Furnace | 3 | Market Standard Furnace | Existing | bar: 2023 to 2050
Lewis CountySingle Family | Lewis CountySingle FamilyHeat Central Gas Furnace | Lewis CountySingle FamilyHeat Central Gas Furnace3 | Lewis CountySingle FamilyHeat Central Gas Furnace3New | Lewis CountySingle FamilyHeat Central Gas FurnaceMarket Standard FurnaceNew | Lewis CountySingle FamilyHeat Central Gas FurnaceNew | Lewis County | Single Family | Heat Central Gas Furnace | 3 | Market Standard Furnace | New | bar: 2023 to 2050
Lewis CountySingle Family - Highly Impacted | Lewis CountySingle Family - Highly ImpactedHeat Central Gas Furnace | Lewis CountySingle Family - Highly ImpactedHeat Central Gas Furnace3 | Lewis CountySingle Family - Highly ImpactedHeat Central Gas Furnace3Existing | Lewis CountySingle Family - Highly ImpactedHeat Central Gas FurnaceMarket Standard FurnaceExisting | Lewis CountySingle Family - Highly ImpactedHeat Central Gas FurnaceExisting | Lewis County | Single Family - Highly Impacted | Heat Central Gas Furnace | 3 | Market Standard Furnace | Existing | bar: 2023 to 2050
Lewis CountySingle Family - Highly Impacted | Lewis CountySingle Family - Highly ImpactedHeat Central Gas Furnace | Lewis CountySingle Family - Highly ImpactedHeat Central Gas Furnace3 | Lewis CountySingle Family - Highly ImpactedHeat Central Gas Furnace3New | Lewis CountySingle Family - Highly ImpactedHeat Central Gas FurnaceMarket Standard FurnaceNew | Lewis CountySingle Family - Highly ImpactedHeat Central Gas FurnaceNew | Lewis County | Single Family - Highly Impacted | Heat Central Gas Furnace | 3 | Market Standard Furnace | New | bar: 2023 to 2050
Lewis CountyMultifamily | Lewis CountyMultifamilyHeat Central Gas Furnace | Lewis CountyMultifamilyHeat Central Gas Furnace3 | Lewis CountyMultifamilyHeat Central Gas Furnace3Existing | Lewis CountyMultifamilyHeat Central Gas FurnaceMarket Standard FurnaceExisting | Lewis CountyMultifamilyHeat Central Gas FurnaceExisting | Lewis County | Multifamily | Heat Central Gas Furnace | 3 | Market Standard Furnace | Existing | bar: 2023 to 2050
Lewis CountyMultifamily | Lewis CountyMultifamilyHeat Central Gas Furnace | Lewis CountyMultifamilyHeat Central Gas Furnace3 | Lewis CountyMultifamilyHeat Central Gas Furnace3New | Lewis CountyMultifamilyHeat Central Gas FurnaceMarket Standard FurnaceNew | Lewis CountyMultifamilyHeat Central Gas FurnaceNew | Lewis County | Multifamily | Heat Central Gas Furnace | 3 | Market Standard Furnace | New | bar: 2023 to 2050
Lewis CountyMultifamily - Highly Impacted | Lewis CountyMultifamily - Highly ImpactedHeat Central Gas Furnace | Lewis CountyMultifamily - Highly ImpactedHeat Central Gas Furnace3 | Lewis CountyMultifamily - Highly ImpactedHeat Central Gas Furnace3Existing | Lewis CountyMultifamily - Highly ImpactedHeat Central Gas FurnaceMarket Standard FurnaceExisting | Lewis CountyMultifamily - Highly ImpactedHeat Central Gas FurnaceExisting | Lewis County | Multifamily - Highly Impacted | Heat Central Gas Furnace | 3 | Market Standard Furnace | Existing | bar: 2023 to 2050
Lewis CountyMultifamily - Highly Impacted | Lewis CountyMultifamily - Highly ImpactedHeat Central Gas Furnace | Lewis CountyMultifamily - Highly ImpactedHeat Central Gas Furnace3 | Lewis CountyMultifamily - Highly ImpactedHeat Central Gas Furnace3New | Lewis CountyMultifamily - Highly ImpactedHeat Central Gas FurnaceMarket Standard FurnaceNew | Lewis CountyMultifamily - Highly ImpactedHeat Central Gas FurnaceNew | Lewis County | Multifamily - Highly Impacted | Heat Central Gas Furnace | 3 | Market Standard Furnace | New | bar: 2023 to 2050
Lewis CountyManufactured | Lewis CountyManufacturedHeat Central Gas Furnace | Lewis CountyManufacturedHeat Central Gas Furnace3 | Lewis CountyManufacturedHeat Central Gas Furnace3Existing | Lewis CountyManufacturedHeat Central Gas FurnaceMarket Standard FurnaceExisting | Lewis CountyManufacturedHeat Central Gas FurnaceExisting | Lewis County | Manufactured | Heat Central Gas Furnace | 3 | Market Standard Furnace | Existing | bar: 2023 to 2050
Lewis CountyManufactured | Lewis CountyManufacturedHeat Central Gas Furnace | Lewis CountyManufacturedHeat Central Gas Furnace3 | Lewis CountyManufacturedHeat Central Gas Furnace3New | Lewis CountyManufacturedHeat Central Gas FurnaceMarket Standard FurnaceNew | Lewis CountyManufacturedHeat Central Gas FurnaceNew | Lewis County | Manufactured | Heat Central Gas Furnace | 3 | Market Standard Furnace | New | bar: 2023 to 2050
Lewis CountyManufactured - Highly Impacted | Lewis CountyManufactured - Highly ImpactedHeat Central Gas Furnace | Lewis CountyManufactured - Highly ImpactedHeat Central Gas Furnace3 | Lewis CountyManufactured - Highly ImpactedHeat Central Gas Furnace3Existing | Lewis CountyManufactured - Highly ImpactedHeat Central Gas FurnaceMarket Standard FurnaceExisting | Lewis CountyManufactured - Highly ImpactedHeat Central Gas FurnaceExisting | Lewis County | Manufactured - Highly Impacted | Heat Central Gas Furnace | 3 | Market Standard Furnace | Existing | bar: 2023 to 2050
Lewis CountyManufactured - Highly Impacted | Lewis CountyManufactured - Highly ImpactedHeat Central Gas Furnace | Lewis CountyManufactured - Highly ImpactedHeat Central Gas Furnace3 | Lewis CountyManufactured - Highly ImpactedHeat Central Gas Furnace3New | Lewis CountyManufactured - Highly ImpactedHeat Central Gas FurnaceMarket Standard FurnaceNew | Lewis CountyManufactured - Highly ImpactedHeat Central Gas FurnaceNew | Lewis County | Manufactured - Highly Impacted | Heat Central Gas Furnace | 3 | Market Standard Furnace | New | bar: 2023 to 2050
Lewis CountySingle Family | Lewis CountySingle FamilyHeat Central Gas Furnace | Lewis CountySingle FamilyHeat Central Gas Furnace4 | Lewis CountySingle FamilyHeat Central Gas Furnace4Existing | Lewis CountySingle FamilyHeat Central Gas FurnaceENERGY STAR Furnace - 95% AFUEExisting | Lewis CountySingle FamilyHeat Central Gas FurnaceExisting | Lewis County | Single Family | Heat Central Gas Furnace | 4 | ENERGY STAR Furnace - 95% AFUE | Existing | 36.81% | 36.81% | 36.81% | 36.81% | 36.81% | 36.81% | 36.81% | 36.81% | 36.81% | 36.81% | 36.81% | 36.81% | 36.81% | 36.81% | 36.81% | 36.81% | 36.81% | 36.81% | 36.81% | 36.81% | 36.81% | 36.81% | 36.81% | 36.81% | 36.81% | 36.81% | 36.81% | 36.81%
Lewis CountySingle Family | Lewis CountySingle FamilyHeat Central Gas Furnace | Lewis CountySingle FamilyHeat Central Gas Furnace4 | Lewis CountySingle FamilyHeat Central Gas Furnace4New | Lewis CountySingle FamilyHeat Central Gas FurnaceENERGY STAR Furnace - 95% AFUENew | Lewis CountySingle FamilyHeat Central Gas FurnaceNew | Lewis County | Single Family | Heat Central Gas Furnace | 4 | ENERGY STAR Furnace - 95% AFUE | New | 85.68% | 85.68% | 85.68% | 85.68% | 85.68% | 85.68% | 85.68% | 85.68% | 85.68% | 85.68% | 85.68% | 85.68% | 85.68% | 85.68% | 85.68% | 85.68% | 85.68% | 85.68% | 85.68% | 85.68% | 85.68% | 85.68% | 85.68% | 85.68% | 85.68% | 85.68% | 85.68% | 85.68%
Lewis CountySingle Family - Highly Impacted | Lewis CountySingle Family - Highly ImpactedHeat Central Gas Furnace | Lewis CountySingle Family - Highly ImpactedHeat Central Gas Furnace4 | Lewis CountySingle Family - Highly ImpactedHeat Central Gas Furnace4Existing | Lewis CountySingle Family - Highly ImpactedHeat Central Gas FurnaceENERGY STAR Furnace - 95% AFUEExisting | Lewis CountySingle Family - Highly ImpactedHeat Central Gas FurnaceExisting | Lewis County | Single Family - Highly Impacted | Heat Central Gas Furnace | 4 | ENERGY STAR Furnace - 95% AFUE | Existing | 36.81% | 36.81% | 36.81% | 36.81% | 36.81% | 36.81% | 36.81% | 36.81% | 36.81% | 36.81% | 36.81% | 36.81% | 36.81% | 36.81% | 36.81% | 36.81% | 36.81% | 36.81% | 36.81% | 36.81% | 36.81% | 36.81% | 36.81% | 36.81% | 36.81% | 36.81% | 36.81% | 36.81%
Lewis CountySingle Family - Highly Impacted | Lewis CountySingle Family - Highly ImpactedHeat Central Gas Furnace | Lewis CountySingle Family - Highly ImpactedHeat Central Gas Furnace4 | Lewis CountySingle Family - Highly ImpactedHeat Central Gas Furnace4New | Lewis CountySingle Family - Highly ImpactedHeat Central Gas FurnaceENERGY STAR Furnace - 95% AFUENew | Lewis CountySingle Family - Highly ImpactedHeat Central Gas FurnaceNew | Lewis County | Single Family - Highly Impacted | Heat Central Gas Furnace | 4 | ENERGY STAR Furnace - 95% AFUE | New | 85.68% | 85.68% | 85.68% | 85.68% | 85.68% | 85.68% | 85.68% | 85.68% | 85.68% | 85.68% | 85.68% | 85.68% | 85.68% | 85.68% | 85.68% | 85.68% | 85.68% | 85.68% | 85.68% | 85.68% | 85.68% | 85.68% | 85.68% | 85.68% | 85.68% | 85.68% | 85.68% | 85.68%
Lewis CountyMultifamily | Lewis CountyMultifamilyHeat Central Gas Furnace | Lewis CountyMultifamilyHeat Central Gas Furnace4 | Lewis CountyMultifamilyHeat Central Gas Furnace4Existing | Lewis CountyMultifamilyHeat Central Gas FurnaceENERGY STAR Furnace - 95% AFUEExisting | Lewis CountyMultifamilyHeat Central Gas FurnaceExisting | Lewis County | Multifamily | Heat Central Gas Furnace | 4 | ENERGY STAR Furnace - 95% AFUE | Existing | 36.81% | 36.81% | 36.81% | 36.81% | 36.81% | 36.81% | 36.81% | 36.81% | 36.81% | 36.81% | 36.81% | 36.81% | 36.81% | 36.81% | 36.81% | 36.81% | 36.81% | 36.81% | 36.81% | 36.81% | 36.81% | 36.81% | 36.81% | 36.81% | 36.81% | 36.81% | 36.81% | 36.81%
Lewis CountyMultifamily | Lewis CountyMultifamilyHeat Central Gas Furnace | Lewis CountyMultifamilyHeat Central Gas Furnace4 | Lewis CountyMultifamilyHeat Central Gas Furnace4New | Lewis CountyMultifamilyHeat Central Gas FurnaceENERGY STAR Furnace - 95% AFUENew | Lewis CountyMultifamilyHeat Central Gas FurnaceNew | Lewis County | Multifamily | Heat Central Gas Furnace | 4 | ENERGY STAR Furnace - 95% AFUE | New | 85.68% | 85.68% | 85.68% | 85.68% | 85.68% | 85.68% | 85.68% | 85.68% | 85.68% | 85.68% | 85.68% | 85.68% | 85.68% | 85.68% | 85.68% | 85.68% | 85.68% | 85.68% | 85.68% | 85.68% | 85.68% | 85.68% | 85.68% | 85.68% | 85.68% | 85.68% | 85.68% | 85.68%
Lewis CountyMultifamily - Highly Impacted | Lewis CountyMultifamily - Highly ImpactedHeat Central Gas Furnace | Lewis CountyMultifamily - Highly ImpactedHeat Central Gas Furnace4 | Lewis CountyMultifamily - Highly ImpactedHeat Central Gas Furnace4Existing | Lewis CountyMultifamily - Highly ImpactedHeat Central Gas FurnaceENERGY STAR Furnace - 95% AFUEExisting | Lewis CountyMultifamily - Highly ImpactedHeat Central Gas FurnaceExisting | Lewis County | Multifamily - Highly Impacted | Heat Central Gas Furnace | 4 | ENERGY STAR Furnace - 95% AFUE | Existing | 36.81% | 36.81% | 36.81% | 36.81% | 36.81% | 36.81% | 36.81% | 36.81% | 36.81% | 36.81% | 36.81% | 36.81% | 36.81% | 36.81% | 36.81% | 36.81% | 36.81% | 36.81% | 36.81% | 36.81% | 36.81% | 36.81% | 36.81% | 36.81% | 36.81% | 36.81% | 36.81% | 36.81%
Lewis CountyMultifamily - Highly Impacted | Lewis CountyMultifamily - Highly ImpactedHeat Central Gas Furnace | Lewis CountyMultifamily - Highly ImpactedHeat Central Gas Furnace4 | Lewis CountyMultifamily - Highly ImpactedHeat Central Gas Furnace4New | Lewis CountyMultifamily - Highly ImpactedHeat Central Gas FurnaceENERGY STAR Furnace - 95% AFUENew | Lewis CountyMultifamily - Highly ImpactedHeat Central Gas FurnaceNew | Lewis County | Multifamily - Highly Impacted | Heat Central Gas Furnace | 4 | ENERGY STAR Furnace - 95% AFUE | New | 85.68% | 85.68% | 85.68% | 85.68% | 85.68% | 85.68% | 85.68% | 85.68% | 85.68% | 85.68% | 85.68% | 85.68% | 85.68% | 85.68% | 85.68% | 85.68% | 85.68% | 85.68% | 85.68% | 85.68% | 85.68% | 85.68% | 85.68% | 85.68% | 85.68% | 85.68% | 85.68% | 85.68%
Lewis CountyManufactured | Lewis CountyManufacturedHeat Central Gas Furnace | Lewis CountyManufacturedHeat Central Gas Furnace4 | Lewis CountyManufacturedHeat Central Gas Furnace4Existing | Lewis CountyManufacturedHeat Central Gas FurnaceENERGY STAR Furnace - 95% AFUEExisting | Lewis CountyManufacturedHeat Central Gas FurnaceExisting | Lewis County | Manufactured | Heat Central Gas Furnace | 4 | ENERGY STAR Furnace - 95% AFUE | Existing | 36.81% | 36.81% | 36.81% | 36.81% | 36.81% | 36.81% | 36.81% | 36.81% | 36.81% | 36.81% | 36.81% | 36.81% | 36.81% | 36.81% | 36.81% | 36.81% | 36.81% | 36.81% | 36.81% | 36.81% | 36.81% | 36.81% | 36.81% | 36.81% | 36.81% | 36.81% | 36.81% | 36.81%
Lewis CountyManufactured | Lewis CountyManufacturedHeat Central Gas Furnace | Lewis CountyManufacturedHeat Central Gas Furnace4 | Lewis CountyManufacturedHeat Central Gas Furnace4New | Lewis CountyManufacturedHeat Central Gas FurnaceENERGY STAR Furnace - 95% AFUENew | Lewis CountyManufacturedHeat Central Gas FurnaceNew | Lewis County | Manufactured | Heat Central Gas Furnace | 4 | ENERGY STAR Furnace - 95% AFUE | New | 85.68% | 85.68% | 85.68% | 85.68% | 85.68% | 85.68% | 85.68% | 85.68% | 85.68% | 85.68% | 85.68% | 85.68% | 85.68% | 85.68% | 85.68% | 85.68% | 85.68% | 85.68% | 85.68% | 85.68% | 85.68% | 85.68% | 85.68% | 85.68% | 85.68% | 85.68% | 85.68% | 85.68%
Lewis CountyManufactured - Highly Impacted | Lewis CountyManufactured - Highly ImpactedHeat Central Gas Furnace | Lewis CountyManufactured - Highly ImpactedHeat Central Gas Furnace4 | Lewis CountyManufactured - Highly ImpactedHeat Central Gas Furnace4Existing | Lewis CountyManufactured - Highly ImpactedHeat Central Gas FurnaceENERGY STAR Furnace - 95% AFUEExisting | Lewis CountyManufactured - Highly ImpactedHeat Central Gas FurnaceExisting | Lewis County | Manufactured - Highly Impacted | Heat Central Gas Furnace | 4 | ENERGY STAR Furnace - 95% AFUE | Existing | 36.81% | 36.81% | 36.81% | 36.81% | 36.81% | 36.81% | 36.81% | 36.81% | 36.81% | 36.81% | 36.81% | 36.81% | 36.81% | 36.81% | 36.81% | 36.81% | 36.81% | 36.81% | 36.81% | 36.81% | 36.81% | 36.81% | 36.81% | 36.81% | 36.81% | 36.81% | 36.81% | 36.81%
Lewis CountyManufactured - Highly Impacted | Lewis CountyManufactured - Highly ImpactedHeat Central Gas Furnace | Lewis CountyManufactured - Highly ImpactedHeat Central Gas Furnace4 | Lewis CountyManufactured - Highly ImpactedHeat Central Gas Furnace4New | Lewis CountyManufactured - Highly ImpactedHeat Central Gas FurnaceENERGY STAR Furnace - 95% AFUENew | Lewis CountyManufactured - Highly ImpactedHeat Central Gas FurnaceNew | Lewis County | Manufactured - Highly Impacted | Heat Central Gas Furnace | 4 | ENERGY STAR Furnace - 95% AFUE | New | 85.68% | 85.68% | 85.68% | 85.68% | 85.68% | 85.68% | 85.68% | 85.68% | 85.68% | 85.68% | 85.68% | 85.68% | 85.68% | 85.68% | 85.68% | 85.68% | 85.68% | 85.68% | 85.68% | 85.68% | 85.68% | 85.68% | 85.68% | 85.68% | 85.68% | 85.68% | 85.68% | 85.68%
Lewis CountySingle Family | Lewis CountySingle FamilyHeat Central Gas Furnace | Lewis CountySingle FamilyHeat Central Gas Furnace5 | Lewis CountySingle FamilyHeat Central Gas Furnace5Existing | Lewis CountySingle FamilyHeat Central Gas FurnaceAdvanced Efficiency Furnace - 97% AFUEExisting | Lewis CountySingle FamilyHeat Central Gas FurnaceExisting | Lewis County | Single Family | Heat Central Gas Furnace | 5 | Advanced Efficiency Furnace - 97% AFUE | Existing | 2.963% | 2.963% | 2.963% | 2.963% | 2.963% | 2.963% | 2.963% | 2.963% | 2.963% | 2.963% | 2.963% | 2.963% | 2.963% | 2.963% | 2.963% | 2.963% | 2.963% | 2.963% | 2.963% | 2.963% | 2.963% | 2.963% | 2.963% | 2.963% | 2.963% | 2.963% | 2.963% | 2.963%
Lewis CountySingle Family | Lewis CountySingle FamilyHeat Central Gas Furnace | Lewis CountySingle FamilyHeat Central Gas Furnace5 | Lewis CountySingle FamilyHeat Central Gas Furnace5New | Lewis CountySingle FamilyHeat Central Gas FurnaceAdvanced Efficiency Furnace - 97% AFUENew | Lewis CountySingle FamilyHeat Central Gas FurnaceNew | Lewis County | Single Family | Heat Central Gas Furnace | 5 | Advanced Efficiency Furnace - 97% AFUE | New | 14.07% | 14.07% | 14.07% | 14.07% | 14.07% | 14.07% | 14.07% | 14.07% | 14.07% | 14.07% | 14.07% | 14.07% | 14.07% | 14.07% | 14.07% | 14.07% | 14.07% | 14.07% | 14.07% | 14.07% | 14.07% | 14.07% | 14.07% | 14.07% | 14.07% | 14.07% | 14.07% | 14.07%
Lewis CountySingle Family - Highly Impacted | Lewis CountySingle Family - Highly ImpactedHeat Central Gas Furnace | Lewis CountySingle Family - Highly ImpactedHeat Central Gas Furnace5 | Lewis CountySingle Family - Highly ImpactedHeat Central Gas Furnace5Existing | Lewis CountySingle Family - Highly ImpactedHeat Central Gas FurnaceAdvanced Efficiency Furnace - 97% AFUEExisting | Lewis CountySingle Family - Highly ImpactedHeat Central Gas FurnaceExisting | Lewis County | Single Family - Highly Impacted | Heat Central Gas Furnace | 5 | Advanced Efficiency Furnace - 97% AFUE | Existing | 2.963% | 2.963% | 2.963% | 2.963% | 2.963% | 2.963% | 2.963% | 2.963% | 2.963% | 2.963% | 2.963% | 2.963% | 2.963% | 2.963% | 2.963% | 2.963% | 2.963% | 2.963% | 2.963% | 2.963% | 2.963% | 2.963% | 2.963% | 2.963% | 2.963% | 2.963% | 2.963% | 2.963%
Lewis CountySingle Family - Highly Impacted | Lewis CountySingle Family - Highly ImpactedHeat Central Gas Furnace | Lewis CountySingle Family - Highly ImpactedHeat Central Gas Furnace5 | Lewis CountySingle Family - Highly ImpactedHeat Central Gas Furnace5New | Lewis CountySingle Family - Highly ImpactedHeat Central Gas FurnaceAdvanced Efficiency Furnace - 97% AFUENew | Lewis CountySingle Family - Highly ImpactedHeat Central Gas FurnaceNew | Lewis County | Single Family - Highly Impacted | Heat Central Gas Furnace | 5 | Advanced Efficiency Furnace - 97% AFUE | New | 14.07% | 14.07% | 14.07% | 14.07% | 14.07% | 14.07% | 14.07% | 14.07% | 14.07% | 14.07% | 14.07% | 14.07% | 14.07% | 14.07% | 14.07% | 14.07% | 14.07% | 14.07% | 14.07% | 14.07% | 14.07% | 14.07% | 14.07% | 14.07% | 14.07% | 14.07% | 14.07% | 14.07%
Lewis CountyMultifamily | Lewis CountyMultifamilyHeat Central Gas Furnace | Lewis CountyMultifamilyHeat Central Gas Furnace5 | Lewis CountyMultifamilyHeat Central Gas Furnace5Existing | Lewis CountyMultifamilyHeat Central Gas FurnaceAdvanced Efficiency Furnace - 97% AFUEExisting | Lewis CountyMultifamilyHeat Central Gas FurnaceExisting | Lewis County | Multifamily | Heat Central Gas Furnace | 5 | Advanced Efficiency Furnace - 97% AFUE | Existing | 2.963% | 2.963% | 2.963% | 2.963% | 2.963% | 2.963% | 2.963% | 2.963% | 2.963% | 2.963% | 2.963% | 2.963% | 2.963% | 2.963% | 2.963% | 2.963% | 2.963% | 2.963% | 2.963% | 2.963% | 2.963% | 2.963% | 2.963% | 2.963% | 2.963% | 2.963% | 2.963% | 2.963%
Lewis CountyMultifamily | Lewis CountyMultifamilyHeat Central Gas Furnace | Lewis CountyMultifamilyHeat Central Gas Furnace5 | Lewis CountyMultifamilyHeat Central Gas Furnace5New | Lewis CountyMultifamilyHeat Central Gas FurnaceAdvanced Efficiency Furnace - 97% AFUENew | Lewis CountyMultifamilyHeat Central Gas FurnaceNew | Lewis County | Multifamily | Heat Central Gas Furnace | 5 | Advanced Efficiency Furnace - 97% AFUE | New | 14.07% | 14.07% | 14.07% | 14.07% | 14.07% | 14.07% | 14.07% | 14.07% | 14.07% | 14.07% | 14.07% | 14.07% | 14.07% | 14.07% | 14.07% | 14.07% | 14.07% | 14.07% | 14.07% | 14.07% | 14.07% | 14.07% | 14.07% | 14.07% | 14.07% | 14.07% | 14.07% | 14.07%
Lewis CountyMultifamily - Highly Impacted | Lewis CountyMultifamily - Highly ImpactedHeat Central Gas Furnace | Lewis CountyMultifamily - Highly ImpactedHeat Central Gas Furnace5 | Lewis CountyMultifamily - Highly ImpactedHeat Central Gas Furnace5Existing | Lewis CountyMultifamily - Highly ImpactedHeat Central Gas FurnaceAdvanced Efficiency Furnace - 97% AFUEExisting | Lewis CountyMultifamily - Highly ImpactedHeat Central Gas FurnaceExisting | Lewis County | Multifamily - Highly Impacted | Heat Central Gas Furnace | 5 | Advanced Efficiency Furnace - 97% AFUE | Existing | 2.963% | 2.963% | 2.963% | 2.963% | 2.963% | 2.963% | 2.963% | 2.963% | 2.963% | 2.963% | 2.963% | 2.963% | 2.963% | 2.963% | 2.963% | 2.963% | 2.963% | 2.963% | 2.963% | 2.963% | 2.963% | 2.963% | 2.963% | 2.963% | 2.963% | 2.963% | 2.963% | 2.963%
Lewis CountyMultifamily - Highly Impacted | Lewis CountyMultifamily - Highly ImpactedHeat Central Gas Furnace | Lewis CountyMultifamily - Highly ImpactedHeat Central Gas Furnace5 | Lewis CountyMultifamily - Highly ImpactedHeat Central Gas Furnace5New | Lewis CountyMultifamily - Highly ImpactedHeat Central Gas FurnaceAdvanced Efficiency Furnace - 97% AFUENew | Lewis CountyMultifamily - Highly ImpactedHeat Central Gas FurnaceNew | Lewis County | Multifamily - Highly Impacted | Heat Central Gas Furnace | 5 | Advanced Efficiency Furnace - 97% AFUE | New | 14.07% | 14.07% | 14.07% | 14.07% | 14.07% | 14.07% | 14.07% | 14.07% | 14.07% | 14.07% | 14.07% | 14.07% | 14.07% | 14.07% | 14.07% | 14.07% | 14.07% | 14.07% | 14.07% | 14.07% | 14.07% | 14.07% | 14.07% | 14.07% | 14.07% | 14.07% | 14.07% | 14.07%
Lewis CountyManufactured | Lewis CountyManufacturedHeat Central Gas Furnace | Lewis CountyManufacturedHeat Central Gas Furnace5 | Lewis CountyManufacturedHeat Central Gas Furnace5Existing | Lewis CountyManufacturedHeat Central Gas FurnaceAdvanced Efficiency Furnace - 97% AFUEExisting | Lewis CountyManufacturedHeat Central Gas FurnaceExisting | Lewis County | Manufactured | Heat Central Gas Furnace | 5 | Advanced Efficiency Furnace - 97% AFUE | Existing | 2.963% | 2.963% | 2.963% | 2.963% | 2.963% | 2.963% | 2.963% | 2.963% | 2.963% | 2.963% | 2.963% | 2.963% | 2.963% | 2.963% | 2.963% | 2.963% | 2.963% | 2.963% | 2.963% | 2.963% | 2.963% | 2.963% | 2.963% | 2.963% | 2.963% | 2.963% | 2.963% | 2.963%
Lewis CountyManufactured | Lewis CountyManufacturedHeat Central Gas Furnace | Lewis CountyManufacturedHeat Central Gas Furnace5 | Lewis CountyManufacturedHeat Central Gas Furnace5New | Lewis CountyManufacturedHeat Central Gas FurnaceAdvanced Efficiency Furnace - 97% AFUENew | Lewis CountyManufacturedHeat Central Gas FurnaceNew | Lewis County | Manufactured | Heat Central Gas Furnace | 5 | Advanced Efficiency Furnace - 97% AFUE | New | 14.07% | 14.07% | 14.07% | 14.07% | 14.07% | 14.07% | 14.07% | 14.07% | 14.07% | 14.07% | 14.07% | 14.07% | 14.07% | 14.07% | 14.07% | 14.07% | 14.07% | 14.07% | 14.07% | 14.07% | 14.07% | 14.07% | 14.07% | 14.07% | 14.07% | 14.07% | 14.07% | 14.07%
Lewis CountyManufactured - Highly Impacted | Lewis CountyManufactured - Highly ImpactedHeat Central Gas Furnace | Lewis CountyManufactured - Highly ImpactedHeat Central Gas Furnace5 | Lewis CountyManufactured - Highly ImpactedHeat Central Gas Furnace5Existing | Lewis CountyManufactured - Highly ImpactedHeat Central Gas FurnaceAdvanced Efficiency Furnace - 97% AFUEExisting | Lewis CountyManufactured - Highly ImpactedHeat Central Gas FurnaceExisting | Lewis County | Manufactured - Highly Impacted | Heat Central Gas Furnace | 5 | Advanced Efficiency Furnace - 97% AFUE | Existing | 2.963% | 2.963% | 2.963% | 2.963% | 2.963% | 2.963% | 2.963% | 2.963% | 2.963% | 2.963% | 2.963% | 2.963% | 2.963% | 2.963% | 2.963% | 2.963% | 2.963% | 2.963% | 2.963% | 2.963% | 2.963% | 2.963% | 2.963% | 2.963% | 2.963% | 2.963% | 2.963% | 2.963%
Lewis CountyManufactured - Highly Impacted | Lewis CountyManufactured - Highly ImpactedHeat Central Gas Furnace | Lewis CountyManufactured - Highly ImpactedHeat Central Gas Furnace5 | Lewis CountyManufactured - Highly ImpactedHeat Central Gas Furnace5New | Lewis CountyManufactured - Highly ImpactedHeat Central Gas FurnaceAdvanced Efficiency Furnace - 97% AFUENew | Lewis CountyManufactured - Highly ImpactedHeat Central Gas FurnaceNew | Lewis County | Manufactured - Highly Impacted | Heat Central Gas Furnace | 5 | Advanced Efficiency Furnace - 97% AFUE | New | 14.07% | 14.07% | 14.07% | 14.07% | 14.07% | 14.07% | 14.07% | 14.07% | 14.07% | 14.07% | 14.07% | 14.07% | 14.07% | 14.07% | 14.07% | 14.07% | 14.07% | 14.07% | 14.07% | 14.07% | 14.07% | 14.07% | 14.07% | 14.07% | 14.07% | 14.07% | 14.07% | 14.07%
Lewis CountySingle Family | Lewis CountySingle FamilyHeat Central Gas Furnace | Lewis CountySingle FamilyHeat Central Gas Furnace6 | Lewis CountySingle FamilyHeat Central Gas Furnace6Existing | Lewis CountySingle FamilyHeat Central Gas FurnacePremium Efficiency Furnace - 98% AFUEExisting | Lewis CountySingle FamilyHeat Central Gas FurnaceExisting | Lewis County | Single Family | Heat Central Gas Furnace | 6 | Premium Efficiency Furnace - 98% AFUE | Existing | 0.05273% | 0.05273% | 0.05273% | 0.05273% | 0.05273% | 0.05273% | 0.05273% | 0.05273% | 0.05273% | 0.05273% | 0.05273% | 0.05273% | 0.05273% | 0.05273% | 0.05273% | 0.05273% | 0.05273% | 0.05273% | 0.05273% | 0.05273% | 0.05273% | 0.05273% | 0.05273% | 0.05273% | 0.05273% | 0.05273% | 0.05273% | 0.05273%
Lewis CountySingle Family | Lewis CountySingle FamilyHeat Central Gas Furnace | Lewis CountySingle FamilyHeat Central Gas Furnace6 | Lewis CountySingle FamilyHeat Central Gas Furnace6New | Lewis CountySingle FamilyHeat Central Gas FurnacePremium Efficiency Furnace - 98% AFUENew | Lewis CountySingle FamilyHeat Central Gas FurnaceNew | Lewis County | Single Family | Heat Central Gas Furnace | 6 | Premium Efficiency Furnace - 98% AFUE | New | 0.2504% | 0.2504% | 0.2504% | 0.2504% | 0.2504% | 0.2504% | 0.2504% | 0.2504% | 0.2504% | 0.2504% | 0.2504% | 0.2504% | 0.2504% | 0.2504% | 0.2504% | 0.2504% | 0.2504% | 0.2504% | 0.2504% | 0.2504% | 0.2504% | 0.2504% | 0.2504% | 0.2504% | 0.2504% | 0.2504% | 0.2504% | 0.2504%
Lewis CountySingle Family - Highly Impacted | Lewis CountySingle Family - Highly ImpactedHeat Central Gas Furnace | Lewis CountySingle Family - Highly ImpactedHeat Central Gas Furnace6 | Lewis CountySingle Family - Highly ImpactedHeat Central Gas Furnace6Existing | Lewis CountySingle Family - Highly ImpactedHeat Central Gas FurnacePremium Efficiency Furnace - 98% AFUEExisting | Lewis CountySingle Family - Highly ImpactedHeat Central Gas FurnaceExisting | Lewis County | Single Family - Highly Impacted | Heat Central Gas Furnace | 6 | Premium Efficiency Furnace - 98% AFUE | Existing | 0.05273% | 0.05273% | 0.05273% | 0.05273% | 0.05273% | 0.05273% | 0.05273% | 0.05273% | 0.05273% | 0.05273% | 0.05273% | 0.05273% | 0.05273% | 0.05273% | 0.05273% | 0.05273% | 0.05273% | 0.05273% | 0.05273% | 0.05273% | 0.05273% | 0.05273% | 0.05273% | 0.05273% | 0.05273% | 0.05273% | 0.05273% | 0.05273%
Lewis CountySingle Family - Highly Impacted | Lewis CountySingle Family - Highly ImpactedHeat Central Gas Furnace | Lewis CountySingle Family - Highly ImpactedHeat Central Gas Furnace6 | Lewis CountySingle Family - Highly ImpactedHeat Central Gas Furnace6New | Lewis CountySingle Family - Highly ImpactedHeat Central Gas FurnacePremium Efficiency Furnace - 98% AFUENew | Lewis CountySingle Family - Highly ImpactedHeat Central Gas FurnaceNew | Lewis County | Single Family - Highly Impacted | Heat Central Gas Furnace | 6 | Premium Efficiency Furnace - 98% AFUE | New | 0.2504% | 0.2504% | 0.2504% | 0.2504% | 0.2504% | 0.2504% | 0.2504% | 0.2504% | 0.2504% | 0.2504% | 0.2504% | 0.2504% | 0.2504% | 0.2504% | 0.2504% | 0.2504% | 0.2504% | 0.2504% | 0.2504% | 0.2504% | 0.2504% | 0.2504% | 0.2504% | 0.2504% | 0.2504% | 0.2504% | 0.2504% | 0.2504%
Lewis CountyMultifamily | Lewis CountyMultifamilyHeat Central Gas Furnace | Lewis CountyMultifamilyHeat Central Gas Furnace6 | Lewis CountyMultifamilyHeat Central Gas Furnace6Existing | Lewis CountyMultifamilyHeat Central Gas FurnacePremium Efficiency Furnace - 98% AFUEExisting | Lewis CountyMultifamilyHeat Central Gas FurnaceExisting | Lewis County | Multifamily | Heat Central Gas Furnace | 6 | Premium Efficiency Furnace - 98% AFUE | Existing | 0.05273% | 0.05273% | 0.05273% | 0.05273% | 0.05273% | 0.05273% | 0.05273% | 0.05273% | 0.05273% | 0.05273% | 0.05273% | 0.05273% | 0.05273% | 0.05273% | 0.05273% | 0.05273% | 0.05273% | 0.05273% | 0.05273% | 0.05273% | 0.05273% | 0.05273% | 0.05273% | 0.05273% | 0.05273% | 0.05273% | 0.05273% | 0.05273%
Lewis CountyMultifamily | Lewis CountyMultifamilyHeat Central Gas Furnace | Lewis CountyMultifamilyHeat Central Gas Furnace6 | Lewis CountyMultifamilyHeat Central Gas Furnace6New | Lewis CountyMultifamilyHeat Central Gas FurnacePremium Efficiency Furnace - 98% AFUENew | Lewis CountyMultifamilyHeat Central Gas FurnaceNew | Lewis County | Multifamily | Heat Central Gas Furnace | 6 | Premium Efficiency Furnace - 98% AFUE | New | 0.2504% | 0.2504% | 0.2504% | 0.2504% | 0.2504% | 0.2504% | 0.2504% | 0.2504% | 0.2504% | 0.2504% | 0.2504% | 0.2504% | 0.2504% | 0.2504% | 0.2504% | 0.2504% | 0.2504% | 0.2504% | 0.2504% | 0.2504% | 0.2504% | 0.2504% | 0.2504% | 0.2504% | 0.2504% | 0.2504% | 0.2504% | 0.2504%
Lewis CountyMultifamily - Highly Impacted | Lewis CountyMultifamily - Highly ImpactedHeat Central Gas Furnace | Lewis CountyMultifamily - Highly ImpactedHeat Central Gas Furnace6 | Lewis CountyMultifamily - Highly ImpactedHeat Central Gas Furnace6Existing | Lewis CountyMultifamily - Highly ImpactedHeat Central Gas FurnacePremium Efficiency Furnace - 98% AFUEExisting | Lewis CountyMultifamily - Highly ImpactedHeat Central Gas FurnaceExisting | Lewis County | Multifamily - Highly Impacted | Heat Central Gas Furnace | 6 | Premium Efficiency Furnace - 98% AFUE | Existing | 0.05273% | 0.05273% | 0.05273% | 0.05273% | 0.05273% | 0.05273% | 0.05273% | 0.05273% | 0.05273% | 0.05273% | 0.05273% | 0.05273% | 0.05273% | 0.05273% | 0.05273% | 0.05273% | 0.05273% | 0.05273% | 0.05273% | 0.05273% | 0.05273% | 0.05273% | 0.05273% | 0.05273% | 0.05273% | 0.05273% | 0.05273% | 0.05273%
Lewis CountyMultifamily - Highly Impacted | Lewis CountyMultifamily - Highly ImpactedHeat Central Gas Furnace | Lewis CountyMultifamily - Highly ImpactedHeat Central Gas Furnace6 | Lewis CountyMultifamily - Highly ImpactedHeat Central Gas Furnace6New | Lewis CountyMultifamily - Highly ImpactedHeat Central Gas FurnacePremium Efficiency Furnace - 98% AFUENew | Lewis CountyMultifamily - Highly ImpactedHeat Central Gas FurnaceNew | Lewis County | Multifamily - Highly Impacted | Heat Central Gas Furnace | 6 | Premium Efficiency Furnace - 98% AFUE | New | 0.2504% | 0.2504% | 0.2504% | 0.2504% | 0.2504% | 0.2504% | 0.2504% | 0.2504% | 0.2504% | 0.2504% | 0.2504% | 0.2504% | 0.2504% | 0.2504% | 0.2504% | 0.2504% | 0.2504% | 0.2504% | 0.2504% | 0.2504% | 0.2504% | 0.2504% | 0.2504% | 0.2504% | 0.2504% | 0.2504% | 0.2504% | 0.2504%
Lewis CountyManufactured | Lewis CountyManufacturedHeat Central Gas Furnace | Lewis CountyManufacturedHeat Central Gas Furnace6 | Lewis CountyManufacturedHeat Central Gas Furnace6Existing | Lewis CountyManufacturedHeat Central Gas FurnacePremium Efficiency Furnace - 98% AFUEExisting | Lewis CountyManufacturedHeat Central Gas FurnaceExisting | Lewis County | Manufactured | Heat Central Gas Furnace | 6 | Premium Efficiency Furnace - 98% AFUE | Existing | 0.05273% | 0.05273% | 0.05273% | 0.05273% | 0.05273% | 0.05273% | 0.05273% | 0.05273% | 0.05273% | 0.05273% | 0.05273% | 0.05273% | 0.05273% | 0.05273% | 0.05273% | 0.05273% | 0.05273% | 0.05273% | 0.05273% | 0.05273% | 0.05273% | 0.05273% | 0.05273% | 0.05273% | 0.05273% | 0.05273% | 0.05273% | 0.05273%
Lewis CountyManufactured | Lewis CountyManufacturedHeat Central Gas Furnace | Lewis CountyManufacturedHeat Central Gas Furnace6 | Lewis CountyManufacturedHeat Central Gas Furnace6New | Lewis CountyManufacturedHeat Central Gas FurnacePremium Efficiency Furnace - 98% AFUENew | Lewis CountyManufacturedHeat Central Gas FurnaceNew | Lewis County | Manufactured | Heat Central Gas Furnace | 6 | Premium Efficiency Furnace - 98% AFUE | New | 0.2504% | 0.2504% | 0.2504% | 0.2504% | 0.2504% | 0.2504% | 0.2504% | 0.2504% | 0.2504% | 0.2504% | 0.2504% | 0.2504% | 0.2504% | 0.2504% | 0.2504% | 0.2504% | 0.2504% | 0.2504% | 0.2504% | 0.2504% | 0.2504% | 0.2504% | 0.2504% | 0.2504% | 0.2504% | 0.2504% | 0.2504% | 0.2504%
Lewis CountyManufactured - Highly Impacted | Lewis CountyManufactured - Highly ImpactedHeat Central Gas Furnace | Lewis CountyManufactured - Highly ImpactedHeat Central Gas Furnace6 | Lewis CountyManufactured - Highly ImpactedHeat Central Gas Furnace6Existing | Lewis CountyManufactured - Highly ImpactedHeat Central Gas FurnacePremium Efficiency Furnace - 98% AFUEExisting | Lewis CountyManufactured - Highly ImpactedHeat Central Gas FurnaceExisting | Lewis County | Manufactured - Highly Impacted | Heat Central Gas Furnace | 6 | Premium Efficiency Furnace - 98% AFUE | Existing | 0.05273% | 0.05273% | 0.05273% | 0.05273% | 0.05273% | 0.05273% | 0.05273% | 0.05273% | 0.05273% | 0.05273% | 0.05273% | 0.05273% | 0.05273% | 0.05273% | 0.05273% | 0.05273% | 0.05273% | 0.05273% | 0.05273% | 0.05273% | 0.05273% | 0.05273% | 0.05273% | 0.05273% | 0.05273% | 0.05273% | 0.05273% | 0.05273%
Lewis CountyManufactured - Highly Impacted | Lewis CountyManufactured - Highly ImpactedHeat Central Gas Furnace | Lewis CountyManufactured - Highly ImpactedHeat Central Gas Furnace6 | Lewis CountyManufactured - Highly ImpactedHeat Central Gas Furnace6New | Lewis CountyManufactured - Highly ImpactedHeat Central Gas FurnacePremium Efficiency Furnace - 98% AFUENew | Lewis CountyManufactured - Highly ImpactedHeat Central Gas FurnaceNew | Lewis County | Manufactured - Highly Impacted | Heat Central Gas Furnace | 6 | Premium Efficiency Furnace - 98% AFUE | New | 0.2504% | 0.2504% | 0.2504% | 0.2504% | 0.2504% | 0.2504% | 0.2504% | 0.2504% | 0.2504% | 0.2504% | 0.2504% | 0.2504% | 0.2504% | 0.2504% | 0.2504% | 0.2504% | 0.2504% | 0.2504% | 0.2504% | 0.2504% | 0.2504% | 0.2504% | 0.2504% | 0.2504% | 0.2504% | 0.2504% | 0.2504% | 0.2504%
Lewis CountySingle Family | Lewis CountySingle FamilyHeat Room Gas | Lewis CountySingle FamilyHeat Room Gas1 | Lewis CountySingle FamilyHeat Room Gas1Existing | Lewis CountySingle FamilyHeat Room GasMarket Standard Gas Room HeatExisting | Lewis CountySingle FamilyHeat Room GasExisting | Lewis County | Single Family | Heat Room Gas | 1 | Market Standard Gas Room Heat | Existing | 100% | 100% | 100% | 100% | 100% | 100% | 100% | 100% | 100% | 100% | 100% | 100% | 100% | 100% | 100% | 100% | 100% | 100% | 100% | 100% | 100% | 100% | 100% | 100% | 100% | 100% | 100% | 100%
Lewis CountySingle Family | Lewis CountySingle FamilyHeat Room Gas | Lewis CountySingle FamilyHeat Room Gas1 | Lewis CountySingle FamilyHeat Room Gas1New | Lewis CountySingle FamilyHeat Room GasMarket Standard Gas Room HeatNew | Lewis CountySingle FamilyHeat Room GasNew | Lewis County | Single Family | Heat Room Gas | 1 | Market Standard Gas Room Heat | New | 100% | 100% | 100% | 100% | 100% | 100% | 100% | 100% | 100% | 100% | 100% | 100% | 100% | 100% | 100% | 100% | 100% | 100% | 100% | 100% | 100% | 100% | 100% | 100% | 100% | 100% | 100% | 100%
Lewis CountySingle Family - Highly Impacted | Lewis CountySingle Family - Highly ImpactedHeat Room Gas | Lewis CountySingle Family - Highly ImpactedHeat Room Gas1 | Lewis CountySingle Family - Highly ImpactedHeat Room Gas1Existing | Lewis CountySingle Family - Highly ImpactedHeat Room GasMarket Standard Gas Room HeatExisting | Lewis CountySingle Family - Highly ImpactedHeat Room GasExisting | Lewis County | Single Family - Highly Impacted | Heat Room Gas | 1 | Market Standard Gas Room Heat | Existing | 100% | 100% | 100% | 100% | 100% | 100% | 100% | 100% | 100% | 100% | 100% | 100% | 100% | 100% | 100% | 100% | 100% | 100% | 100% | 100% | 100% | 100% | 100% | 100% | 100% | 100% | 100% | 100%
Lewis CountySingle Family - Highly Impacted | Lewis CountySingle Family - Highly ImpactedHeat Room Gas | Lewis CountySingle Family - Highly ImpactedHeat Room Gas1 | Lewis CountySingle Family - Highly ImpactedHeat Room Gas1New | Lewis CountySingle Family - Highly ImpactedHeat Room GasMarket Standard Gas Room HeatNew | Lewis CountySingle Family - Highly ImpactedHeat Room GasNew | Lewis County | Single Family - Highly Impacted | Heat Room Gas | 1 | Market Standard Gas Room Heat | New | 100% | 100% | 100% | 100% | 100% | 100% | 100% | 100% | 100% | 100% | 100% | 100% | 100% | 100% | 100% | 100% | 100% | 100% | 100% | 100% | 100% | 100% | 100% | 100% | 100% | 100% | 100% | 100%
Lewis CountyMultifamily | Lewis CountyMultifamilyHeat Room Gas | Lewis CountyMultifamilyHeat Room Gas1 | Lewis CountyMultifamilyHeat Room Gas1Existing | Lewis CountyMultifamilyHeat Room GasMarket Standard Gas Room HeatExisting | Lewis CountyMultifamilyHeat Room GasExisting | Lewis County | Multifamily | Heat Room Gas | 1 | Market Standard Gas Room Heat | Existing | 100% | 100% | 100% | 100% | 100% | 100% | 100% | 100% | 100% | 100% | 100% | 100% | 100% | 100% | 100% | 100% | 100% | 100% | 100% | 100% | 100% | 100% | 100% | 100% | 100% | 100% | 100% | 100%
Lewis CountyMultifamily | Lewis CountyMultifamilyHeat Room Gas | Lewis CountyMultifamilyHeat Room Gas1 | Lewis CountyMultifamilyHeat Room Gas1New | Lewis CountyMultifamilyHeat Room GasMarket Standard Gas Room HeatNew | Lewis CountyMultifamilyHeat Room GasNew | Lewis County | Multifamily | Heat Room Gas | 1 | Market Standard Gas Room Heat | New | 100% | 100% | 100% | 100% | 100% | 100% | 100% | 100% | 100% | 100% | 100% | 100% | 100% | 100% | 100% | 100% | 100% | 100% | 100% | 100% | 100% | 100% | 100% | 100% | 100% | 100% | 100% | 100%
Lewis CountyMultifamily - Highly Impacted | Lewis CountyMultifamily - Highly ImpactedHeat Room Gas | Lewis CountyMultifamily - Highly ImpactedHeat Room Gas1 | Lewis CountyMultifamily - Highly ImpactedHeat Room Gas1Existing | Lewis CountyMultifamily - Highly ImpactedHeat Room GasMarket Standard Gas Room HeatExisting | Lewis CountyMultifamily - Highly ImpactedHeat Room GasExisting | Lewis County | Multifamily - Highly Impacted | Heat Room Gas | 1 | Market Standard Gas Room Heat | Existing | 100% | 100% | 100% | 100% | 100% | 100% | 100% | 100% | 100% | 100% | 100% | 100% | 100% | 100% | 100% | 100% | 100% | 100% | 100% | 100% | 100% | 100% | 100% | 100% | 100% | 100% | 100% | 100%
Lewis CountyMultifamily - Highly Impacted | Lewis CountyMultifamily - Highly ImpactedHeat Room Gas | Lewis CountyMultifamily - Highly ImpactedHeat Room Gas1 | Lewis CountyMultifamily - Highly ImpactedHeat Room Gas1New | Lewis CountyMultifamily - Highly ImpactedHeat Room GasMarket Standard Gas Room HeatNew | Lewis CountyMultifamily - Highly ImpactedHeat Room GasNew | Lewis County | Multifamily - Highly Impacted | Heat Room Gas | 1 | Market Standard Gas Room Heat | New | 100% | 100% | 100% | 100% | 100% | 100% | 100% | 100% | 100% | 100% | 100% | 100% | 100% | 100% | 100% | 100% | 100% | 100% | 100% | 100% | 100% | 100% | 100% | 100% | 100% | 100% | 100% | 100%
Lewis CountyManufactured | Lewis CountyManufacturedHeat Room Gas | Lewis CountyManufacturedHeat Room Gas1 | Lewis CountyManufacturedHeat Room Gas1Existing | Lewis CountyManufacturedHeat Room GasMarket Standard Gas Room HeatExisting | Lewis CountyManufacturedHeat Room GasExisting | Lewis County | Manufactured | Heat Room Gas | 1 | Market Standard Gas Room Heat | Existing | 100% | 100% | 100% | 100% | 100% | 100% | 100% | 100% | 100% | 100% | 100% | 100% | 100% | 100% | 100% | 100% | 100% | 100% | 100% | 100% | 100% | 100% | 100% | 100% | 100% | 100% | 100% | 100%
Lewis CountyManufactured | Lewis CountyManufacturedHeat Room Gas | Lewis CountyManufacturedHeat Room Gas1 | Lewis CountyManufacturedHeat Room Gas1New | Lewis CountyManufacturedHeat Room GasMarket Standard Gas Room HeatNew | Lewis CountyManufacturedHeat Room GasNew | Lewis County | Manufactured | Heat Room Gas | 1 | Market Standard Gas Room Heat | New | 100% | 100% | 100% | 100% | 100% | 100% | 100% | 100% | 100% | 100% | 100% | 100% | 100% | 100% | 100% | 100% | 100% | 100% | 100% | 100% | 100% | 100% | 100% | 100% | 100% | 100% | 100% | 100%
Lewis CountyManufactured - Highly Impacted | Lewis CountyManufactured - Highly ImpactedHeat Room Gas | Lewis CountyManufactured - Highly ImpactedHeat Room Gas1 | Lewis CountyManufactured - Highly ImpactedHeat Room Gas1Existing | Lewis CountyManufactured - Highly ImpactedHeat Room GasMarket Standard Gas Room HeatExisting | Lewis CountyManufactured - Highly ImpactedHeat Room GasExisting | Lewis County | Manufactured - Highly Impacted | Heat Room Gas | 1 | Market Standard Gas Room Heat | Existing | 100% | 100% | 100% | 100% | 100% | 100% | 100% | 100% | 100% | 100% | 100% | 100% | 100% | 100% | 100% | 100% | 100% | 100% | 100% | 100% | 100% | 100% | 100% | 100% | 100% | 100% | 100% | 100%
Lewis CountyManufactured - Highly Impacted | Lewis CountyManufactured - Highly ImpactedHeat Room Gas | Lewis CountyManufactured - Highly ImpactedHeat Room Gas1 | Lewis CountyManufactured - Highly ImpactedHeat Room Gas1New | Lewis CountyManufactured - Highly ImpactedHeat Room GasMarket Standard Gas Room HeatNew | Lewis CountyManufactured - Highly ImpactedHeat Room GasNew | Lewis County | Manufactured - Highly Impacted | Heat Room Gas | 1 | Market Standard Gas Room Heat | New | 100% | 100% | 100% | 100% | 100% | 100% | 100% | 100% | 100% | 100% | 100% | 100% | 100% | 100% | 100% | 100% | 100% | 100% | 100% | 100% | 100% | 100% | 100% | 100% | 100% | 100% | 100% | 100%
Lewis CountySingle Family | Lewis CountySingle FamilyPool Heat | Lewis CountySingle FamilyPool Heat1 | Lewis CountySingle FamilyPool Heat1Existing | Lewis CountySingle FamilyPool HeatBelow Standard Pool Heater - 78% EfficientExisting | Lewis CountySingle FamilyPool HeatExisting | Lewis County | Single Family | Pool Heat | 1 | Below Standard Pool Heater - 78% Efficient | Existing | 24.38% | 24.38% | 24.38% | 24.38% | 24.38% | 24.38% | 24.38% | 24.38% | 24.38% | 24.38% | 24.38% | 24.38% | 24.38% | 24.38% | 24.38% | 24.38% | 24.38% | 24.38% | 24.38% | 24.38% | 24.38% | 24.38% | 24.38% | 24.38% | 24.38% | 24.38% | 24.38% | 24.38%
Lewis CountySingle Family | Lewis CountySingle FamilyPool Heat | Lewis CountySingle FamilyPool Heat1 | Lewis CountySingle FamilyPool Heat1New | Lewis CountySingle FamilyPool HeatBelow Standard Pool Heater - 78% EfficientNew | Lewis CountySingle FamilyPool HeatNew | Lewis County | Single Family | Pool Heat | 1 | Below Standard Pool Heater - 78% Efficient | New | bar: 2023 to 2050
Lewis CountySingle Family - Highly Impacted | Lewis CountySingle Family - Highly ImpactedPool Heat | Lewis CountySingle Family - Highly ImpactedPool Heat1 | Lewis CountySingle Family - Highly ImpactedPool Heat1Existing | Lewis CountySingle Family - Highly ImpactedPool HeatBelow Standard Pool Heater - 78% EfficientExisting | Lewis CountySingle Family - Highly ImpactedPool HeatExisting | Lewis County | Single Family - Highly Impacted | Pool Heat | 1 | Below Standard Pool Heater - 78% Efficient | Existing | 24.38% | 24.38% | 24.38% | 24.38% | 24.38% | 24.38% | 24.38% | 24.38% | 24.38% | 24.38% | 24.38% | 24.38% | 24.38% | 24.38% | 24.38% | 24.38% | 24.38% | 24.38% | 24.38% | 24.38% | 24.38% | 24.38% | 24.38% | 24.38% | 24.38% | 24.38% | 24.38% | 24.38%
Lewis CountySingle Family - Highly Impacted | Lewis CountySingle Family - Highly ImpactedPool Heat | Lewis CountySingle Family - Highly ImpactedPool Heat1 | Lewis CountySingle Family - Highly ImpactedPool Heat1New | Lewis CountySingle Family - Highly ImpactedPool HeatBelow Standard Pool Heater - 78% EfficientNew | Lewis CountySingle Family - Highly ImpactedPool HeatNew | Lewis County | Single Family - Highly Impacted | Pool Heat | 1 | Below Standard Pool Heater - 78% Efficient | New | bar: 2023 to 2050
Lewis CountyMultifamily | Lewis CountyMultifamilyPool Heat | Lewis CountyMultifamilyPool Heat1 | Lewis CountyMultifamilyPool Heat1Existing | Lewis CountyMultifamilyPool HeatBelow Standard Pool Heater - 78% EfficientExisting | Lewis CountyMultifamilyPool HeatExisting | Lewis County | Multifamily | Pool Heat | 1 | Below Standard Pool Heater - 78% Efficient | Existing | 24.38% | 24.38% | 24.38% | 24.38% | 24.38% | 24.38% | 24.38% | 24.38% | 24.38% | 24.38% | 24.38% | 24.38% | 24.38% | 24.38% | 24.38% | 24.38% | 24.38% | 24.38% | 24.38% | 24.38% | 24.38% | 24.38% | 24.38% | 24.38% | 24.38% | 24.38% | 24.38% | 24.38%
Lewis CountyMultifamily | Lewis CountyMultifamilyPool Heat | Lewis CountyMultifamilyPool Heat1 | Lewis CountyMultifamilyPool Heat1New | Lewis CountyMultifamilyPool HeatBelow Standard Pool Heater - 78% EfficientNew | Lewis CountyMultifamilyPool HeatNew | Lewis County | Multifamily | Pool Heat | 1 | Below Standard Pool Heater - 78% Efficient | New | bar: 2023 to 2050
Lewis CountyMultifamily - Highly Impacted | Lewis CountyMultifamily - Highly ImpactedPool Heat | Lewis CountyMultifamily - Highly ImpactedPool Heat1 | Lewis CountyMultifamily - Highly ImpactedPool Heat1Existing | Lewis CountyMultifamily - Highly ImpactedPool HeatBelow Standard Pool Heater - 78% EfficientExisting | Lewis CountyMultifamily - Highly ImpactedPool HeatExisting | Lewis County | Multifamily - Highly Impacted | Pool Heat | 1 | Below Standard Pool Heater - 78% Efficient | Existing | 24.38% | 24.38% | 24.38% | 24.38% | 24.38% | 24.38% | 24.38% | 24.38% | 24.38% | 24.38% | 24.38% | 24.38% | 24.38% | 24.38% | 24.38% | 24.38% | 24.38% | 24.38% | 24.38% | 24.38% | 24.38% | 24.38% | 24.38% | 24.38% | 24.38% | 24.38% | 24.38% | 24.38%
Lewis CountyMultifamily - Highly Impacted | Lewis CountyMultifamily - Highly ImpactedPool Heat | Lewis CountyMultifamily - Highly ImpactedPool Heat1 | Lewis CountyMultifamily - Highly ImpactedPool Heat1New | Lewis CountyMultifamily - Highly ImpactedPool HeatBelow Standard Pool Heater - 78% EfficientNew | Lewis CountyMultifamily - Highly ImpactedPool HeatNew | Lewis County | Multifamily - Highly Impacted | Pool Heat | 1 | Below Standard Pool Heater - 78% Efficient | New | bar: 2023 to 2050
Lewis CountyManufactured | Lewis CountyManufacturedPool Heat | Lewis CountyManufacturedPool Heat1 | Lewis CountyManufacturedPool Heat1Existing | Lewis CountyManufacturedPool HeatBelow Standard Pool Heater - 78% EfficientExisting | Lewis CountyManufacturedPool HeatExisting | Lewis County | Manufactured | Pool Heat | 1 | Below Standard Pool Heater - 78% Efficient | Existing | 24.38% | 24.38% | 24.38% | 24.38% | 24.38% | 24.38% | 24.38% | 24.38% | 24.38% | 24.38% | 24.38% | 24.38% | 24.38% | 24.38% | 24.38% | 24.38% | 24.38% | 24.38% | 24.38% | 24.38% | 24.38% | 24.38% | 24.38% | 24.38% | 24.38% | 24.38% | 24.38% | 24.38%
Lewis CountyManufactured | Lewis CountyManufacturedPool Heat | Lewis CountyManufacturedPool Heat1 | Lewis CountyManufacturedPool Heat1New | Lewis CountyManufacturedPool HeatBelow Standard Pool Heater - 78% EfficientNew | Lewis CountyManufacturedPool HeatNew | Lewis County | Manufactured | Pool Heat | 1 | Below Standard Pool Heater - 78% Efficient | New | bar: 2023 to 2050
Lewis CountyManufactured - Highly Impacted | Lewis CountyManufactured - Highly ImpactedPool Heat | Lewis CountyManufactured - Highly ImpactedPool Heat1 | Lewis CountyManufactured - Highly ImpactedPool Heat1Existing | Lewis CountyManufactured - Highly ImpactedPool HeatBelow Standard Pool Heater - 78% EfficientExisting | Lewis CountyManufactured - Highly ImpactedPool HeatExisting | Lewis County | Manufactured - Highly Impacted | Pool Heat | 1 | Below Standard Pool Heater - 78% Efficient | Existing | 24.38% | 24.38% | 24.38% | 24.38% | 24.38% | 24.38% | 24.38% | 24.38% | 24.38% | 24.38% | 24.38% | 24.38% | 24.38% | 24.38% | 24.38% | 24.38% | 24.38% | 24.38% | 24.38% | 24.38% | 24.38% | 24.38% | 24.38% | 24.38% | 24.38% | 24.38% | 24.38% | 24.38%
Lewis CountyManufactured - Highly Impacted | Lewis CountyManufactured - Highly ImpactedPool Heat | Lewis CountyManufactured - Highly ImpactedPool Heat1 | Lewis CountyManufactured - Highly ImpactedPool Heat1New | Lewis CountyManufactured - Highly ImpactedPool HeatBelow Standard Pool Heater - 78% EfficientNew | Lewis CountyManufactured - Highly ImpactedPool HeatNew | Lewis County | Manufactured - Highly Impacted | Pool Heat | 1 | Below Standard Pool Heater - 78% Efficient | New | bar: 2023 to 2050
Lewis CountySingle Family | Lewis CountySingle FamilyPool Heat | Lewis CountySingle FamilyPool Heat2 | Lewis CountySingle FamilyPool Heat2Existing | Lewis CountySingle FamilyPool HeatFederal Standard 2014 Pool Heater - 82% EfficientExisting | Lewis CountySingle FamilyPool HeatExisting | Lewis County | Single Family | Pool Heat | 2 | Federal Standard 2014 Pool Heater - 82% Efficient | Existing | 73.12% | 73.12% | 73.12% | 73.12% | 73.12% | 73.12% | 73.12% | 73.12% | 73.12% | 73.12% | 73.12% | 73.12% | 73.12% | 73.12% | 73.12% | 73.12% | 73.12% | 73.12% | 73.12% | 73.12% | 73.12% | 73.12% | 73.12% | 73.12% | 73.12% | 73.12% | 73.12% | 73.12%
Lewis CountySingle Family | Lewis CountySingle FamilyPool Heat | Lewis CountySingle FamilyPool Heat2 | Lewis CountySingle FamilyPool Heat2New | Lewis CountySingle FamilyPool HeatFederal Standard 2014 Pool Heater - 82% EfficientNew | Lewis CountySingle FamilyPool HeatNew | Lewis County | Single Family | Pool Heat | 2 | Federal Standard 2014 Pool Heater - 82% Efficient | New | 97.5% | 97.5% | 97.5% | 97.5% | 97.5% | 97.5% | 97.5% | 97.5% | 97.5% | 97.5% | 97.5% | 97.5% | 97.5% | 97.5% | 97.5% | 97.5% | 97.5% | 97.5% | 97.5% | 97.5% | 97.5% | 97.5% | 97.5% | 97.5% | 97.5% | 97.5% | 97.5% | 97.5%
Lewis CountySingle Family - Highly Impacted | Lewis CountySingle Family - Highly ImpactedPool Heat | Lewis CountySingle Family - Highly ImpactedPool Heat2 | Lewis CountySingle Family - Highly ImpactedPool Heat2Existing | Lewis CountySingle Family - Highly ImpactedPool HeatFederal Standard 2014 Pool Heater - 82% EfficientExisting | Lewis CountySingle Family - Highly ImpactedPool HeatExisting | Lewis County | Single Family - Highly Impacted | Pool Heat | 2 | Federal Standard 2014 Pool Heater - 82% Efficient | Existing | 73.12% | 73.12% | 73.12% | 73.12% | 73.12% | 73.12% | 73.12% | 73.12% | 73.12% | 73.12% | 73.12% | 73.12% | 73.12% | 73.12% | 73.12% | 73.12% | 73.12% | 73.12% | 73.12% | 73.12% | 73.12% | 73.12% | 73.12% | 73.12% | 73.12% | 73.12% | 73.12% | 73.12%
Lewis CountySingle Family - Highly Impacted | Lewis CountySingle Family - Highly ImpactedPool Heat | Lewis CountySingle Family - Highly ImpactedPool Heat2 | Lewis CountySingle Family - Highly ImpactedPool Heat2New | Lewis CountySingle Family - Highly ImpactedPool HeatFederal Standard 2014 Pool Heater - 82% EfficientNew | Lewis CountySingle Family - Highly ImpactedPool HeatNew | Lewis County | Single Family - Highly Impacted | Pool Heat | 2 | Federal Standard 2014 Pool Heater - 82% Efficient | New | 97.5% | 97.5% | 97.5% | 97.5% | 97.5% | 97.5% | 97.5% | 97.5% | 97.5% | 97.5% | 97.5% | 97.5% | 97.5% | 97.5% | 97.5% | 97.5% | 97.5% | 97.5% | 97.5% | 97.5% | 97.5% | 97.5% | 97.5% | 97.5% | 97.5% | 97.5% | 97.5% | 97.5%
Lewis CountyMultifamily | Lewis CountyMultifamilyPool Heat | Lewis CountyMultifamilyPool Heat2 | Lewis CountyMultifamilyPool Heat2Existing | Lewis CountyMultifamilyPool HeatFederal Standard 2014 Pool Heater - 82% EfficientExisting | Lewis CountyMultifamilyPool HeatExisting | Lewis County | Multifamily | Pool Heat | 2 | Federal Standard 2014 Pool Heater - 82% Efficient | Existing | 73.12% | 73.12% | 73.12% | 73.12% | 73.12% | 73.12% | 73.12% | 73.12% | 73.12% | 73.12% | 73.12% | 73.12% | 73.12% | 73.12% | 73.12% | 73.12% | 73.12% | 73.12% | 73.12% | 73.12% | 73.12% | 73.12% | 73.12% | 73.12% | 73.12% | 73.12% | 73.12% | 73.12%
Lewis CountyMultifamily | Lewis CountyMultifamilyPool Heat | Lewis CountyMultifamilyPool Heat2 | Lewis CountyMultifamilyPool Heat2New | Lewis CountyMultifamilyPool HeatFederal Standard 2014 Pool Heater - 82% EfficientNew | Lewis CountyMultifamilyPool HeatNew | Lewis County | Multifamily | Pool Heat | 2 | Federal Standard 2014 Pool Heater - 82% Efficient | New | 97.5% | 97.5% | 97.5% | 97.5% | 97.5% | 97.5% | 97.5% | 97.5% | 97.5% | 97.5% | 97.5% | 97.5% | 97.5% | 97.5% | 97.5% | 97.5% | 97.5% | 97.5% | 97.5% | 97.5% | 97.5% | 97.5% | 97.5% | 97.5% | 97.5% | 97.5% | 97.5% | 97.5%
Lewis CountyMultifamily - Highly Impacted | Lewis CountyMultifamily - Highly ImpactedPool Heat | Lewis CountyMultifamily - Highly ImpactedPool Heat2 | Lewis CountyMultifamily - Highly ImpactedPool Heat2Existing | Lewis CountyMultifamily - Highly ImpactedPool HeatFederal Standard 2014 Pool Heater - 82% EfficientExisting | Lewis CountyMultifamily - Highly ImpactedPool HeatExisting | Lewis County | Multifamily - Highly Impacted | Pool Heat | 2 | Federal Standard 2014 Pool Heater - 82% Efficient | Existing | 73.12% | 73.12% | 73.12% | 73.12% | 73.12% | 73.12% | 73.12% | 73.12% | 73.12% | 73.12% | 73.12% | 73.12% | 73.12% | 73.12% | 73.12% | 73.12% | 73.12% | 73.12% | 73.12% | 73.12% | 73.12% | 73.12% | 73.12% | 73.12% | 73.12% | 73.12% | 73.12% | 73.12%
Lewis CountyMultifamily - Highly Impacted | Lewis CountyMultifamily - Highly ImpactedPool Heat | Lewis CountyMultifamily - Highly ImpactedPool Heat2 | Lewis CountyMultifamily - Highly ImpactedPool Heat2New | Lewis CountyMultifamily - Highly ImpactedPool HeatFederal Standard 2014 Pool Heater - 82% EfficientNew | Lewis CountyMultifamily - Highly ImpactedPool HeatNew | Lewis County | Multifamily - Highly Impacted | Pool Heat | 2 | Federal Standard 2014 Pool Heater - 82% Efficient | New | 97.5% | 97.5% | 97.5% | 97.5% | 97.5% | 97.5% | 97.5% | 97.5% | 97.5% | 97.5% | 97.5% | 97.5% | 97.5% | 97.5% | 97.5% | 97.5% | 97.5% | 97.5% | 97.5% | 97.5% | 97.5% | 97.5% | 97.5% | 97.5% | 97.5% | 97.5% | 97.5% | 97.5%
Lewis CountyManufactured | Lewis CountyManufacturedPool Heat | Lewis CountyManufacturedPool Heat2 | Lewis CountyManufacturedPool Heat2Existing | Lewis CountyManufacturedPool HeatFederal Standard 2014 Pool Heater - 82% EfficientExisting | Lewis CountyManufacturedPool HeatExisting | Lewis County | Manufactured | Pool Heat | 2 | Federal Standard 2014 Pool Heater - 82% Efficient | Existing | 73.12% | 73.12% | 73.12% | 73.12% | 73.12% | 73.12% | 73.12% | 73.12% | 73.12% | 73.12% | 73.12% | 73.12% | 73.12% | 73.12% | 73.12% | 73.12% | 73.12% | 73.12% | 73.12% | 73.12% | 73.12% | 73.12% | 73.12% | 73.12% | 73.12% | 73.12% | 73.12% | 73.12%
Lewis CountyManufactured | Lewis CountyManufacturedPool Heat | Lewis CountyManufacturedPool Heat2 | Lewis CountyManufacturedPool Heat2New | Lewis CountyManufacturedPool HeatFederal Standard 2014 Pool Heater - 82% EfficientNew | Lewis CountyManufacturedPool HeatNew | Lewis County | Manufactured | Pool Heat | 2 | Federal Standard 2014 Pool Heater - 82% Efficient | New | 97.5% | 97.5% | 97.5% | 97.5% | 97.5% | 97.5% | 97.5% | 97.5% | 97.5% | 97.5% | 97.5% | 97.5% | 97.5% | 97.5% | 97.5% | 97.5% | 97.5% | 97.5% | 97.5% | 97.5% | 97.5% | 97.5% | 97.5% | 97.5% | 97.5% | 97.5% | 97.5% | 97.5%
Lewis CountyManufactured - Highly Impacted | Lewis CountyManufactured - Highly ImpactedPool Heat | Lewis CountyManufactured - Highly ImpactedPool Heat2 | Lewis CountyManufactured - Highly ImpactedPool Heat2Existing | Lewis CountyManufactured - Highly ImpactedPool HeatFederal Standard 2014 Pool Heater - 82% EfficientExisting | Lewis CountyManufactured - Highly ImpactedPool HeatExisting | Lewis County | Manufactured - Highly Impacted | Pool Heat | 2 | Federal Standard 2014 Pool Heater - 82% Efficient | Existing | 73.12% | 73.12% | 73.12% | 73.12% | 73.12% | 73.12% | 73.12% | 73.12% | 73.12% | 73.12% | 73.12% | 73.12% | 73.12% | 73.12% | 73.12% | 73.12% | 73.12% | 73.12% | 73.12% | 73.12% | 73.12% | 73.12% | 73.12% | 73.12% | 73.12% | 73.12% | 73.12% | 73.12%
Lewis CountyManufactured - Highly Impacted | Lewis CountyManufactured - Highly ImpactedPool Heat | Lewis CountyManufactured - Highly ImpactedPool Heat2 | Lewis CountyManufactured - Highly ImpactedPool Heat2New | Lewis CountyManufactured - Highly ImpactedPool HeatFederal Standard 2014 Pool Heater - 82% EfficientNew | Lewis CountyManufactured - Highly ImpactedPool HeatNew | Lewis County | Manufactured - Highly Impacted | Pool Heat | 2 | Federal Standard 2014 Pool Heater - 82% Efficient | New | 97.5% | 97.5% | 97.5% | 97.5% | 97.5% | 97.5% | 97.5% | 97.5% | 97.5% | 97.5% | 97.5% | 97.5% | 97.5% | 97.5% | 97.5% | 97.5% | 97.5% | 97.5% | 97.5% | 97.5% | 97.5% | 97.5% | 97.5% | 97.5% | 97.5% | 97.5% | 97.5% | 97.5%
Lewis CountySingle Family | Lewis CountySingle FamilyPool Heat | Lewis CountySingle FamilyPool Heat3 | Lewis CountySingle FamilyPool Heat3Existing | Lewis CountySingle FamilyPool HeatMarket Standard Pool HeaterExisting | Lewis CountySingle FamilyPool HeatExisting | Lewis County | Single Family | Pool Heat | 3 | Market Standard Pool Heater | Existing | bar: 2023 to 2050
Lewis CountySingle Family | Lewis CountySingle FamilyPool Heat | Lewis CountySingle FamilyPool Heat3 | Lewis CountySingle FamilyPool Heat3New | Lewis CountySingle FamilyPool HeatMarket Standard Pool HeaterNew | Lewis CountySingle FamilyPool HeatNew | Lewis County | Single Family | Pool Heat | 3 | Market Standard Pool Heater | New | bar: 2023 to 2050
Lewis CountySingle Family - Highly Impacted | Lewis CountySingle Family - Highly ImpactedPool Heat | Lewis CountySingle Family - Highly ImpactedPool Heat3 | Lewis CountySingle Family - Highly ImpactedPool Heat3Existing | Lewis CountySingle Family - Highly ImpactedPool HeatMarket Standard Pool HeaterExisting | Lewis CountySingle Family - Highly ImpactedPool HeatExisting | Lewis County | Single Family - Highly Impacted | Pool Heat | 3 | Market Standard Pool Heater | Existing | bar: 2023 to 2050
Lewis CountySingle Family - Highly Impacted | Lewis CountySingle Family - Highly ImpactedPool Heat | Lewis CountySingle Family - Highly ImpactedPool Heat3 | Lewis CountySingle Family - Highly ImpactedPool Heat3New | Lewis CountySingle Family - Highly ImpactedPool HeatMarket Standard Pool HeaterNew | Lewis CountySingle Family - Highly ImpactedPool HeatNew | Lewis County | Single Family - Highly Impacted | Pool Heat | 3 | Market Standard Pool Heater | New | bar: 2023 to 2050
Lewis CountyMultifamily | Lewis CountyMultifamilyPool Heat | Lewis CountyMultifamilyPool Heat3 | Lewis CountyMultifamilyPool Heat3Existing | Lewis CountyMultifamilyPool HeatMarket Standard Pool HeaterExisting | Lewis CountyMultifamilyPool HeatExisting | Lewis County | Multifamily | Pool Heat | 3 | Market Standard Pool Heater | Existing | bar: 2023 to 2050
Lewis CountyMultifamily | Lewis CountyMultifamilyPool Heat | Lewis CountyMultifamilyPool Heat3 | Lewis CountyMultifamilyPool Heat3New | Lewis CountyMultifamilyPool HeatMarket Standard Pool HeaterNew | Lewis CountyMultifamilyPool HeatNew | Lewis County | Multifamily | Pool Heat | 3 | Market Standard Pool Heater | New | bar: 2023 to 2050
Lewis CountyMultifamily - Highly Impacted | Lewis CountyMultifamily - Highly ImpactedPool Heat | Lewis CountyMultifamily - Highly ImpactedPool Heat3 | Lewis CountyMultifamily - Highly ImpactedPool Heat3Existing | Lewis CountyMultifamily - Highly ImpactedPool HeatMarket Standard Pool HeaterExisting | Lewis CountyMultifamily - Highly ImpactedPool HeatExisting | Lewis County | Multifamily - Highly Impacted | Pool Heat | 3 | Market Standard Pool Heater | Existing | bar: 2023 to 2050
Lewis CountyMultifamily - Highly Impacted | Lewis CountyMultifamily - Highly ImpactedPool Heat | Lewis CountyMultifamily - Highly ImpactedPool Heat3 | Lewis CountyMultifamily - Highly ImpactedPool Heat3New | Lewis CountyMultifamily - Highly ImpactedPool HeatMarket Standard Pool HeaterNew | Lewis CountyMultifamily - Highly ImpactedPool HeatNew | Lewis County | Multifamily - Highly Impacted | Pool Heat | 3 | Market Standard Pool Heater | New | bar: 2023 to 2050
Lewis CountyManufactured | Lewis CountyManufacturedPool Heat | Lewis CountyManufacturedPool Heat3 | Lewis CountyManufacturedPool Heat3Existing | Lewis CountyManufacturedPool HeatMarket Standard Pool HeaterExisting | Lewis CountyManufacturedPool HeatExisting | Lewis County | Manufactured | Pool Heat | 3 | Market Standard Pool Heater | Existing | bar: 2023 to 2050
Lewis CountyManufactured | Lewis CountyManufacturedPool Heat | Lewis CountyManufacturedPool Heat3 | Lewis CountyManufacturedPool Heat3New | Lewis CountyManufacturedPool HeatMarket Standard Pool HeaterNew | Lewis CountyManufacturedPool HeatNew | Lewis County | Manufactured | Pool Heat | 3 | Market Standard Pool Heater | New | bar: 2023 to 2050
Lewis CountyManufactured - Highly Impacted | Lewis CountyManufactured - Highly ImpactedPool Heat | Lewis CountyManufactured - Highly ImpactedPool Heat3 | Lewis CountyManufactured - Highly ImpactedPool Heat3Existing | Lewis CountyManufactured - Highly ImpactedPool HeatMarket Standard Pool HeaterExisting | Lewis CountyManufactured - Highly ImpactedPool HeatExisting | Lewis County | Manufactured - Highly Impacted | Pool Heat | 3 | Market Standard Pool Heater | Existing | bar: 2023 to 2050
Lewis CountyManufactured - Highly Impacted | Lewis CountyManufactured - Highly ImpactedPool Heat | Lewis CountyManufactured - Highly ImpactedPool Heat3 | Lewis CountyManufactured - Highly ImpactedPool Heat3New | Lewis CountyManufactured - Highly ImpactedPool HeatMarket Standard Pool HeaterNew | Lewis CountyManufactured - Highly ImpactedPool HeatNew | Lewis County | Manufactured - Highly Impacted | Pool Heat | 3 | Market Standard Pool Heater | New | bar: 2023 to 2050
Lewis CountySingle Family | Lewis CountySingle FamilyPool Heat | Lewis CountySingle FamilyPool Heat4 | Lewis CountySingle FamilyPool Heat4Existing | Lewis CountySingle FamilyPool HeatEfficient Pool Heater - 88% EfficientExisting | Lewis CountySingle FamilyPool HeatExisting | Lewis County | Single Family | Pool Heat | 4 | Efficient Pool Heater - 88% Efficient | Existing | 2.5% | 2.5% | 2.5% | 2.5% | 2.5% | 2.5% | 2.5% | 2.5% | 2.5% | 2.5% | 2.5% | 2.5% | 2.5% | 2.5% | 2.5% | 2.5% | 2.5% | 2.5% | 2.5% | 2.5% | 2.5% | 2.5% | 2.5% | 2.5% | 2.5% | 2.5% | 2.5% | 2.5%
Lewis CountySingle Family | Lewis CountySingle FamilyPool Heat | Lewis CountySingle FamilyPool Heat4 | Lewis CountySingle FamilyPool Heat4New | Lewis CountySingle FamilyPool HeatEfficient Pool Heater - 88% EfficientNew | Lewis CountySingle FamilyPool HeatNew | Lewis County | Single Family | Pool Heat | 4 | Efficient Pool Heater - 88% Efficient | New | 2.5% | 2.5% | 2.5% | 2.5% | 2.5% | 2.5% | 2.5% | 2.5% | 2.5% | 2.5% | 2.5% | 2.5% | 2.5% | 2.5% | 2.5% | 2.5% | 2.5% | 2.5% | 2.5% | 2.5% | 2.5% | 2.5% | 2.5% | 2.5% | 2.5% | 2.5% | 2.5% | 2.5%
Lewis CountySingle Family - Highly Impacted | Lewis CountySingle Family - Highly ImpactedPool Heat | Lewis CountySingle Family - Highly ImpactedPool Heat4 | Lewis CountySingle Family - Highly ImpactedPool Heat4Existing | Lewis CountySingle Family - Highly ImpactedPool HeatEfficient Pool Heater - 88% EfficientExisting | Lewis CountySingle Family - Highly ImpactedPool HeatExisting | Lewis County | Single Family - Highly Impacted | Pool Heat | 4 | Efficient Pool Heater - 88% Efficient | Existing | 2.5% | 2.5% | 2.5% | 2.5% | 2.5% | 2.5% | 2.5% | 2.5% | 2.5% | 2.5% | 2.5% | 2.5% | 2.5% | 2.5% | 2.5% | 2.5% | 2.5% | 2.5% | 2.5% | 2.5% | 2.5% | 2.5% | 2.5% | 2.5% | 2.5% | 2.5% | 2.5% | 2.5%
Lewis CountySingle Family - Highly Impacted | Lewis CountySingle Family - Highly ImpactedPool Heat | Lewis CountySingle Family - Highly ImpactedPool Heat4 | Lewis CountySingle Family - Highly ImpactedPool Heat4New | Lewis CountySingle Family - Highly ImpactedPool HeatEfficient Pool Heater - 88% EfficientNew | Lewis CountySingle Family - Highly ImpactedPool HeatNew | Lewis County | Single Family - Highly Impacted | Pool Heat | 4 | Efficient Pool Heater - 88% Efficient | New | 2.5% | 2.5% | 2.5% | 2.5% | 2.5% | 2.5% | 2.5% | 2.5% | 2.5% | 2.5% | 2.5% | 2.5% | 2.5% | 2.5% | 2.5% | 2.5% | 2.5% | 2.5% | 2.5% | 2.5% | 2.5% | 2.5% | 2.5% | 2.5% | 2.5% | 2.5% | 2.5% | 2.5%
Lewis CountyMultifamily | Lewis CountyMultifamilyPool Heat | Lewis CountyMultifamilyPool Heat4 | Lewis CountyMultifamilyPool Heat4Existing | Lewis CountyMultifamilyPool HeatEfficient Pool Heater - 88% EfficientExisting | Lewis CountyMultifamilyPool HeatExisting | Lewis County | Multifamily | Pool Heat | 4 | Efficient Pool Heater - 88% Efficient | Existing | 2.5% | 2.5% | 2.5% | 2.5% | 2.5% | 2.5% | 2.5% | 2.5% | 2.5% | 2.5% | 2.5% | 2.5% | 2.5% | 2.5% | 2.5% | 2.5% | 2.5% | 2.5% | 2.5% | 2.5% | 2.5% | 2.5% | 2.5% | 2.5% | 2.5% | 2.5% | 2.5% | 2.5%
Lewis CountyMultifamily | Lewis CountyMultifamilyPool Heat | Lewis CountyMultifamilyPool Heat4 | Lewis CountyMultifamilyPool Heat4New | Lewis CountyMultifamilyPool HeatEfficient Pool Heater - 88% EfficientNew | Lewis CountyMultifamilyPool HeatNew | Lewis County | Multifamily | Pool Heat | 4 | Efficient Pool Heater - 88% Efficient | New | 2.5% | 2.5% | 2.5% | 2.5% | 2.5% | 2.5% | 2.5% | 2.5% | 2.5% | 2.5% | 2.5% | 2.5% | 2.5% | 2.5% | 2.5% | 2.5% | 2.5% | 2.5% | 2.5% | 2.5% | 2.5% | 2.5% | 2.5% | 2.5% | 2.5% | 2.5% | 2.5% | 2.5%
Lewis CountyMultifamily - Highly Impacted | Lewis CountyMultifamily - Highly ImpactedPool Heat | Lewis CountyMultifamily - Highly ImpactedPool Heat4 | Lewis CountyMultifamily - Highly ImpactedPool Heat4Existing | Lewis CountyMultifamily - Highly ImpactedPool HeatEfficient Pool Heater - 88% EfficientExisting | Lewis CountyMultifamily - Highly ImpactedPool HeatExisting | Lewis County | Multifamily - Highly Impacted | Pool Heat | 4 | Efficient Pool Heater - 88% Efficient | Existing | 2.5% | 2.5% | 2.5% | 2.5% | 2.5% | 2.5% | 2.5% | 2.5% | 2.5% | 2.5% | 2.5% | 2.5% | 2.5% | 2.5% | 2.5% | 2.5% | 2.5% | 2.5% | 2.5% | 2.5% | 2.5% | 2.5% | 2.5% | 2.5% | 2.5% | 2.5% | 2.5% | 2.5%
Lewis CountyMultifamily - Highly Impacted | Lewis CountyMultifamily - Highly ImpactedPool Heat | Lewis CountyMultifamily - Highly ImpactedPool Heat4 | Lewis CountyMultifamily - Highly ImpactedPool Heat4New | Lewis CountyMultifamily - Highly ImpactedPool HeatEfficient Pool Heater - 88% EfficientNew | Lewis CountyMultifamily - Highly ImpactedPool HeatNew | Lewis County | Multifamily - Highly Impacted | Pool Heat | 4 | Efficient Pool Heater - 88% Efficient | New | 2.5% | 2.5% | 2.5% | 2.5% | 2.5% | 2.5% | 2.5% | 2.5% | 2.5% | 2.5% | 2.5% | 2.5% | 2.5% | 2.5% | 2.5% | 2.5% | 2.5% | 2.5% | 2.5% | 2.5% | 2.5% | 2.5% | 2.5% | 2.5% | 2.5% | 2.5% | 2.5% | 2.5%
Lewis CountyManufactured | Lewis CountyManufacturedPool Heat | Lewis CountyManufacturedPool Heat4 | Lewis CountyManufacturedPool Heat4Existing | Lewis CountyManufacturedPool HeatEfficient Pool Heater - 88% EfficientExisting | Lewis CountyManufacturedPool HeatExisting | Lewis County | Manufactured | Pool Heat | 4 | Efficient Pool Heater - 88% Efficient | Existing | 2.5% | 2.5% | 2.5% | 2.5% | 2.5% | 2.5% | 2.5% | 2.5% | 2.5% | 2.5% | 2.5% | 2.5% | 2.5% | 2.5% | 2.5% | 2.5% | 2.5% | 2.5% | 2.5% | 2.5% | 2.5% | 2.5% | 2.5% | 2.5% | 2.5% | 2.5% | 2.5% | 2.5%
Lewis CountyManufactured | Lewis CountyManufacturedPool Heat | Lewis CountyManufacturedPool Heat4 | Lewis CountyManufacturedPool Heat4New | Lewis CountyManufacturedPool HeatEfficient Pool Heater - 88% EfficientNew | Lewis CountyManufacturedPool HeatNew | Lewis County | Manufactured | Pool Heat | 4 | Efficient Pool Heater - 88% Efficient | New | 2.5% | 2.5% | 2.5% | 2.5% | 2.5% | 2.5% | 2.5% | 2.5% | 2.5% | 2.5% | 2.5% | 2.5% | 2.5% | 2.5% | 2.5% | 2.5% | 2.5% | 2.5% | 2.5% | 2.5% | 2.5% | 2.5% | 2.5% | 2.5% | 2.5% | 2.5% | 2.5% | 2.5%
Lewis CountyManufactured - Highly Impacted | Lewis CountyManufactured - Highly ImpactedPool Heat | Lewis CountyManufactured - Highly ImpactedPool Heat4 | Lewis CountyManufactured - Highly ImpactedPool Heat4Existing | Lewis CountyManufactured - Highly ImpactedPool HeatEfficient Pool Heater - 88% EfficientExisting | Lewis CountyManufactured - Highly ImpactedPool HeatExisting | Lewis County | Manufactured - Highly Impacted | Pool Heat | 4 | Efficient Pool Heater - 88% Efficient | Existing | 2.5% | 2.5% | 2.5% | 2.5% | 2.5% | 2.5% | 2.5% | 2.5% | 2.5% | 2.5% | 2.5% | 2.5% | 2.5% | 2.5% | 2.5% | 2.5% | 2.5% | 2.5% | 2.5% | 2.5% | 2.5% | 2.5% | 2.5% | 2.5% | 2.5% | 2.5% | 2.5% | 2.5%
Lewis CountyManufactured - Highly Impacted | Lewis CountyManufactured - Highly ImpactedPool Heat | Lewis CountyManufactured - Highly ImpactedPool Heat4 | Lewis CountyManufactured - Highly ImpactedPool Heat4New | Lewis CountyManufactured - Highly ImpactedPool HeatEfficient Pool Heater - 88% EfficientNew | Lewis CountyManufactured - Highly ImpactedPool HeatNew | Lewis County | Manufactured - Highly Impacted | Pool Heat | 4 | Efficient Pool Heater - 88% Efficient | New | 2.5% | 2.5% | 2.5% | 2.5% | 2.5% | 2.5% | 2.5% | 2.5% | 2.5% | 2.5% | 2.5% | 2.5% | 2.5% | 2.5% | 2.5% | 2.5% | 2.5% | 2.5% | 2.5% | 2.5% | 2.5% | 2.5% | 2.5% | 2.5% | 2.5% | 2.5% | 2.5% | 2.5%
Lewis CountySingle Family | Lewis CountySingle FamilyWater Heat LE 55 Gal | Lewis CountySingle FamilyWater Heat LE 55 Gal1 | Lewis CountySingle FamilyWater Heat LE 55 Gal1Existing | Lewis CountySingle FamilyWater Heat LE 55 GalBelow Standard Water Heater ≤ 55 GAL - EF 0.59Existing | Lewis CountySingle FamilyWater Heat LE 55 GalExisting | Lewis County | Single Family | Water Heat LE 55 Gal | 1 | Below Standard Water Heater ≤ 55 GAL - EF 0.59 | Existing | 69.76% | 69.76% | 69.76% | 69.76% | 69.76% | 69.76% | 69.76% | 69.76% | 69.76% | 69.76% | 69.76% | 69.76% | 69.76% | 69.76% | 69.76% | 69.76% | 69.76% | 69.76% | 69.76% | 69.76% | 69.76% | 69.76% | 69.76% | 69.76% | 69.76% | 69.76% | 69.76% | 69.76%
Lewis CountySingle Family | Lewis CountySingle FamilyWater Heat LE 55 Gal | Lewis CountySingle FamilyWater Heat LE 55 Gal1 | Lewis CountySingle FamilyWater Heat LE 55 Gal1New | Lewis CountySingle FamilyWater Heat LE 55 GalBelow Standard Water Heater ≤ 55 GAL - EF 0.59New | Lewis CountySingle FamilyWater Heat LE 55 GalNew | Lewis County | Single Family | Water Heat LE 55 Gal | 1 | Below Standard Water Heater ≤ 55 GAL - EF 0.59 | New | bar: 2023 to 2050
Lewis CountySingle Family - Highly Impacted | Lewis CountySingle Family - Highly ImpactedWater Heat LE 55 Gal | Lewis CountySingle Family - Highly ImpactedWater Heat LE 55 Gal1 | Lewis CountySingle Family - Highly ImpactedWater Heat LE 55 Gal1Existing | Lewis CountySingle Family - Highly ImpactedWater Heat LE 55 GalBelow Standard Water Heater ≤ 55 GAL - EF 0.59Existing | Lewis CountySingle Family - Highly ImpactedWater Heat LE 55 GalExisting | Lewis County | Single Family - Highly Impacted | Water Heat LE 55 Gal | 1 | Below Standard Water Heater ≤ 55 GAL - EF 0.59 | Existing | 69.76% | 69.76% | 69.76% | 69.76% | 69.76% | 69.76% | 69.76% | 69.76% | 69.76% | 69.76% | 69.76% | 69.76% | 69.76% | 69.76% | 69.76% | 69.76% | 69.76% | 69.76% | 69.76% | 69.76% | 69.76% | 69.76% | 69.76% | 69.76% | 69.76% | 69.76% | 69.76% | 69.76%
Lewis CountySingle Family - Highly Impacted | Lewis CountySingle Family - Highly ImpactedWater Heat LE 55 Gal | Lewis CountySingle Family - Highly ImpactedWater Heat LE 55 Gal1 | Lewis CountySingle Family - Highly ImpactedWater Heat LE 55 Gal1New | Lewis CountySingle Family - Highly ImpactedWater Heat LE 55 GalBelow Standard Water Heater ≤ 55 GAL - EF 0.59New | Lewis CountySingle Family - Highly ImpactedWater Heat LE 55 GalNew | Lewis County | Single Family - Highly Impacted | Water Heat LE 55 Gal | 1 | Below Standard Water Heater ≤ 55 GAL - EF 0.59 | New | bar: 2023 to 2050
Lewis CountyMultifamily | Lewis CountyMultifamilyWater Heat LE 55 Gal | Lewis CountyMultifamilyWater Heat LE 55 Gal1 | Lewis CountyMultifamilyWater Heat LE 55 Gal1Existing | Lewis CountyMultifamilyWater Heat LE 55 GalBelow Standard Water Heater ≤ 55 GAL - EF 0.59Existing | Lewis CountyMultifamilyWater Heat LE 55 GalExisting | Lewis County | Multifamily | Water Heat LE 55 Gal | 1 | Below Standard Water Heater ≤ 55 GAL - EF 0.59 | Existing | 69.76% | 69.76% | 69.76% | 69.76% | 69.76% | 69.76% | 69.76% | 69.76% | 69.76% | 69.76% | 69.76% | 69.76% | 69.76% | 69.76% | 69.76% | 69.76% | 69.76% | 69.76% | 69.76% | 69.76% | 69.76% | 69.76% | 69.76% | 69.76% | 69.76% | 69.76% | 69.76% | 69.76%
Lewis CountyMultifamily | Lewis CountyMultifamilyWater Heat LE 55 Gal | Lewis CountyMultifamilyWater Heat LE 55 Gal1 | Lewis CountyMultifamilyWater Heat LE 55 Gal1New | Lewis CountyMultifamilyWater Heat LE 55 GalBelow Standard Water Heater ≤ 55 GAL - EF 0.59New | Lewis CountyMultifamilyWater Heat LE 55 GalNew | Lewis County | Multifamily | Water Heat LE 55 Gal | 1 | Below Standard Water Heater ≤ 55 GAL - EF 0.59 | New | bar: 2023 to 2050
Lewis CountyMultifamily - Highly Impacted | Lewis CountyMultifamily - Highly ImpactedWater Heat LE 55 Gal | Lewis CountyMultifamily - Highly ImpactedWater Heat LE 55 Gal1 | Lewis CountyMultifamily - Highly ImpactedWater Heat LE 55 Gal1Existing | Lewis CountyMultifamily - Highly ImpactedWater Heat LE 55 GalBelow Standard Water Heater ≤ 55 GAL - EF 0.59Existing | Lewis CountyMultifamily - Highly ImpactedWater Heat LE 55 GalExisting | Lewis County | Multifamily - Highly Impacted | Water Heat LE 55 Gal | 1 | Below Standard Water Heater ≤ 55 GAL - EF 0.59 | Existing | 69.76% | 69.76% | 69.76% | 69.76% | 69.76% | 69.76% | 69.76% | 69.76% | 69.76% | 69.76% | 69.76% | 69.76% | 69.76% | 69.76% | 69.76% | 69.76% | 69.76% | 69.76% | 69.76% | 69.76% | 69.76% | 69.76% | 69.76% | 69.76% | 69.76% | 69.76% | 69.76% | 69.76%
Lewis CountyMultifamily - Highly Impacted | Lewis CountyMultifamily - Highly ImpactedWater Heat LE 55 Gal | Lewis CountyMultifamily - Highly ImpactedWater Heat LE 55 Gal1 | Lewis CountyMultifamily - Highly ImpactedWater Heat LE 55 Gal1New | Lewis CountyMultifamily - Highly ImpactedWater Heat LE 55 GalBelow Standard Water Heater ≤ 55 GAL - EF 0.59New | Lewis CountyMultifamily - Highly ImpactedWater Heat LE 55 GalNew | Lewis County | Multifamily - Highly Impacted | Water Heat LE 55 Gal | 1 | Below Standard Water Heater ≤ 55 GAL - EF 0.59 | New | bar: 2023 to 2050
Lewis CountyManufactured | Lewis CountyManufacturedWater Heat LE 55 Gal | Lewis CountyManufacturedWater Heat LE 55 Gal1 | Lewis CountyManufacturedWater Heat LE 55 Gal1Existing | Lewis CountyManufacturedWater Heat LE 55 GalBelow Standard Water Heater ≤ 55 GAL - EF 0.59Existing | Lewis CountyManufacturedWater Heat LE 55 GalExisting | Lewis County | Manufactured | Water Heat LE 55 Gal | 1 | Below Standard Water Heater ≤ 55 GAL - EF 0.59 | Existing | 69.76% | 69.76% | 69.76% | 69.76% | 69.76% | 69.76% | 69.76% | 69.76% | 69.76% | 69.76% | 69.76% | 69.76% | 69.76% | 69.76% | 69.76% | 69.76% | 69.76% | 69.76% | 69.76% | 69.76% | 69.76% | 69.76% | 69.76% | 69.76% | 69.76% | 69.76% | 69.76% | 69.76%
Lewis CountyManufactured | Lewis CountyManufacturedWater Heat LE 55 Gal | Lewis CountyManufacturedWater Heat LE 55 Gal1 | Lewis CountyManufacturedWater Heat LE 55 Gal1New | Lewis CountyManufacturedWater Heat LE 55 GalBelow Standard Water Heater ≤ 55 GAL - EF 0.59New | Lewis CountyManufacturedWater Heat LE 55 GalNew | Lewis County | Manufactured | Water Heat LE 55 Gal | 1 | Below Standard Water Heater ≤ 55 GAL - EF 0.59 | New | bar: 2023 to 2050
Lewis CountyManufactured - Highly Impacted | Lewis CountyManufactured - Highly ImpactedWater Heat LE 55 Gal | Lewis CountyManufactured - Highly ImpactedWater Heat LE 55 Gal1 | Lewis CountyManufactured - Highly ImpactedWater Heat LE 55 Gal1Existing | Lewis CountyManufactured - Highly ImpactedWater Heat LE 55 GalBelow Standard Water Heater ≤ 55 GAL - EF 0.59Existing | Lewis CountyManufactured - Highly ImpactedWater Heat LE 55 GalExisting | Lewis County | Manufactured - Highly Impacted | Water Heat LE 55 Gal | 1 | Below Standard Water Heater ≤ 55 GAL - EF 0.59 | Existing | 69.76% | 69.76% | 69.76% | 69.76% | 69.76% | 69.76% | 69.76% | 69.76% | 69.76% | 69.76% | 69.76% | 69.76% | 69.76% | 69.76% | 69.76% | 69.76% | 69.76% | 69.76% | 69.76% | 69.76% | 69.76% | 69.76% | 69.76% | 69.76% | 69.76% | 69.76% | 69.76% | 69.76%
Lewis CountyManufactured - Highly Impacted | Lewis CountyManufactured - Highly ImpactedWater Heat LE 55 Gal | Lewis CountyManufactured - Highly ImpactedWater Heat LE 55 Gal1 | Lewis CountyManufactured - Highly ImpactedWater Heat LE 55 Gal1New | Lewis CountyManufactured - Highly ImpactedWater Heat LE 55 GalBelow Standard Water Heater ≤ 55 GAL - EF 0.59New | Lewis CountyManufactured - Highly ImpactedWater Heat LE 55 GalNew | Lewis County | Manufactured - Highly Impacted | Water Heat LE 55 Gal | 1 | Below Standard Water Heater ≤ 55 GAL - EF 0.59 | New | bar: 2023 to 2050
Lewis CountySingle Family | Lewis CountySingle FamilyWater Heat LE 55 Gal | Lewis CountySingle FamilyWater Heat LE 55 Gal2 | Lewis CountySingle FamilyWater Heat LE 55 Gal2Existing | Lewis CountySingle FamilyWater Heat LE 55 GalFederal Standard 2015 Storage Water Heater ≤ 55 GAL - EF 0.62Existing | Lewis CountySingle FamilyWater Heat LE 55 GalExisting | Lewis County | Single Family | Water Heat LE 55 Gal | 2 | Federal Standard 2015 Storage Water Heater ≤ 55 GAL - EF 0.62 | Existing | 13.68% | 13.68% | 13.68% | 13.68% | 13.68% | 13.68% | 13.68% | 13.68% | 13.68% | 13.68% | 13.68% | 13.68% | 13.68% | 13.68% | 13.68% | 13.68% | 13.68% | 13.68% | 13.68% | 13.68% | 13.68% | 13.68% | 13.68% | 13.68% | 13.68% | 13.68% | 13.68% | 13.68%
Lewis CountySingle Family | Lewis CountySingle FamilyWater Heat LE 55 Gal | Lewis CountySingle FamilyWater Heat LE 55 Gal2 | Lewis CountySingle FamilyWater Heat LE 55 Gal2New | Lewis CountySingle FamilyWater Heat LE 55 GalFederal Standard 2015 Storage Water Heater ≤ 55 GAL - EF 0.62New | Lewis CountySingle FamilyWater Heat LE 55 GalNew | Lewis County | Single Family | Water Heat LE 55 Gal | 2 | Federal Standard 2015 Storage Water Heater ≤ 55 GAL - EF 0.62 | New | 83.44% | 83.44% | 83.44% | 83.44% | 83.44% | 83.44% | 83.44% | 83.44% | 83.44% | 83.44% | 83.44% | 83.44% | 83.44% | 83.44% | 83.44% | 83.44% | 83.44% | 83.44% | 83.44% | 83.44% | 83.44% | 83.44% | 83.44% | 83.44% | 83.44% | 83.44% | 83.44% | 83.44%
Lewis CountySingle Family - Highly Impacted | Lewis CountySingle Family - Highly ImpactedWater Heat LE 55 Gal | Lewis CountySingle Family - Highly ImpactedWater Heat LE 55 Gal2 | Lewis CountySingle Family - Highly ImpactedWater Heat LE 55 Gal2Existing | Lewis CountySingle Family - Highly ImpactedWater Heat LE 55 GalFederal Standard 2015 Storage Water Heater ≤ 55 GAL - EF 0.62Existing | Lewis CountySingle Family - Highly ImpactedWater Heat LE 55 GalExisting | Lewis County | Single Family - Highly Impacted | Water Heat LE 55 Gal | 2 | Federal Standard 2015 Storage Water Heater ≤ 55 GAL - EF 0.62 | Existing | 13.68% | 13.68% | 13.68% | 13.68% | 13.68% | 13.68% | 13.68% | 13.68% | 13.68% | 13.68% | 13.68% | 13.68% | 13.68% | 13.68% | 13.68% | 13.68% | 13.68% | 13.68% | 13.68% | 13.68% | 13.68% | 13.68% | 13.68% | 13.68% | 13.68% | 13.68% | 13.68% | 13.68%
Lewis CountySingle Family - Highly Impacted | Lewis CountySingle Family - Highly ImpactedWater Heat LE 55 Gal | Lewis CountySingle Family - Highly ImpactedWater Heat LE 55 Gal2 | Lewis CountySingle Family - Highly ImpactedWater Heat LE 55 Gal2New | Lewis CountySingle Family - Highly ImpactedWater Heat LE 55 GalFederal Standard 2015 Storage Water Heater ≤ 55 GAL - EF 0.62New | Lewis CountySingle Family - Highly ImpactedWater Heat LE 55 GalNew | Lewis County | Single Family - Highly Impacted | Water Heat LE 55 Gal | 2 | Federal Standard 2015 Storage Water Heater ≤ 55 GAL - EF 0.62 | New | 83.44% | 83.44% | 83.44% | 83.44% | 83.44% | 83.44% | 83.44% | 83.44% | 83.44% | 83.44% | 83.44% | 83.44% | 83.44% | 83.44% | 83.44% | 83.44% | 83.44% | 83.44% | 83.44% | 83.44% | 83.44% | 83.44% | 83.44% | 83.44% | 83.44% | 83.44% | 83.44% | 83.44%
Lewis CountyMultifamily | Lewis CountyMultifamilyWater Heat LE 55 Gal | Lewis CountyMultifamilyWater Heat LE 55 Gal2 | Lewis CountyMultifamilyWater Heat LE 55 Gal2Existing | Lewis CountyMultifamilyWater Heat LE 55 GalFederal Standard 2015 Storage Water Heater ≤ 55 GAL - EF 0.62Existing | Lewis CountyMultifamilyWater Heat LE 55 GalExisting | Lewis County | Multifamily | Water Heat LE 55 Gal | 2 | Federal Standard 2015 Storage Water Heater ≤ 55 GAL - EF 0.62 | Existing | 13.68% | 13.68% | 13.68% | 13.68% | 13.68% | 13.68% | 13.68% | 13.68% | 13.68% | 13.68% | 13.68% | 13.68% | 13.68% | 13.68% | 13.68% | 13.68% | 13.68% | 13.68% | 13.68% | 13.68% | 13.68% | 13.68% | 13.68% | 13.68% | 13.68% | 13.68% | 13.68% | 13.68%
Lewis CountyMultifamily | Lewis CountyMultifamilyWater Heat LE 55 Gal | Lewis CountyMultifamilyWater Heat LE 55 Gal2 | Lewis CountyMultifamilyWater Heat LE 55 Gal2New | Lewis CountyMultifamilyWater Heat LE 55 GalFederal Standard 2015 Storage Water Heater ≤ 55 GAL - EF 0.62New | Lewis CountyMultifamilyWater Heat LE 55 GalNew | Lewis County | Multifamily | Water Heat LE 55 Gal | 2 | Federal Standard 2015 Storage Water Heater ≤ 55 GAL - EF 0.62 | New | 83.44% | 83.44% | 83.44% | 83.44% | 83.44% | 83.44% | 83.44% | 83.44% | 83.44% | 83.44% | 83.44% | 83.44% | 83.44% | 83.44% | 83.44% | 83.44% | 83.44% | 83.44% | 83.44% | 83.44% | 83.44% | 83.44% | 83.44% | 83.44% | 83.44% | 83.44% | 83.44% | 83.44%
Lewis CountyMultifamily - Highly Impacted | Lewis CountyMultifamily - Highly ImpactedWater Heat LE 55 Gal | Lewis CountyMultifamily - Highly ImpactedWater Heat LE 55 Gal2 | Lewis CountyMultifamily - Highly ImpactedWater Heat LE 55 Gal2Existing | Lewis CountyMultifamily - Highly ImpactedWater Heat LE 55 GalFederal Standard 2015 Storage Water Heater ≤ 55 GAL - EF 0.62Existing | Lewis CountyMultifamily - Highly ImpactedWater Heat LE 55 GalExisting | Lewis County | Multifamily - Highly Impacted | Water Heat LE 55 Gal | 2 | Federal Standard 2015 Storage Water Heater ≤ 55 GAL - EF 0.62 | Existing | 13.68% | 13.68% | 13.68% | 13.68% | 13.68% | 13.68% | 13.68% | 13.68% | 13.68% | 13.68% | 13.68% | 13.68% | 13.68% | 13.68% | 13.68% | 13.68% | 13.68% | 13.68% | 13.68% | 13.68% | 13.68% | 13.68% | 13.68% | 13.68% | 13.68% | 13.68% | 13.68% | 13.68%
Lewis CountyMultifamily - Highly Impacted | Lewis CountyMultifamily - Highly ImpactedWater Heat LE 55 Gal | Lewis CountyMultifamily - Highly ImpactedWater Heat LE 55 Gal2 | Lewis CountyMultifamily - Highly ImpactedWater Heat LE 55 Gal2New | Lewis CountyMultifamily - Highly ImpactedWater Heat LE 55 GalFederal Standard 2015 Storage Water Heater ≤ 55 GAL - EF 0.62New | Lewis CountyMultifamily - Highly ImpactedWater Heat LE 55 GalNew | Lewis County | Multifamily - Highly Impacted | Water Heat LE 55 Gal | 2 | Federal Standard 2015 Storage Water Heater ≤ 55 GAL - EF 0.62 | New | 83.44% | 83.44% | 83.44% | 83.44% | 83.44% | 83.44% | 83.44% | 83.44% | 83.44% | 83.44% | 83.44% | 83.44% | 83.44% | 83.44% | 83.44% | 83.44% | 83.44% | 83.44% | 83.44% | 83.44% | 83.44% | 83.44% | 83.44% | 83.44% | 83.44% | 83.44% | 83.44% | 83.44%
Lewis CountyManufactured | Lewis CountyManufacturedWater Heat LE 55 Gal | Lewis CountyManufacturedWater Heat LE 55 Gal2 | Lewis CountyManufacturedWater Heat LE 55 Gal2Existing | Lewis CountyManufacturedWater Heat LE 55 GalFederal Standard 2015 Storage Water Heater ≤ 55 GAL - EF 0.62Existing | Lewis CountyManufacturedWater Heat LE 55 GalExisting | Lewis County | Manufactured | Water Heat LE 55 Gal | 2 | Federal Standard 2015 Storage Water Heater ≤ 55 GAL - EF 0.62 | Existing | 13.68% | 13.68% | 13.68% | 13.68% | 13.68% | 13.68% | 13.68% | 13.68% | 13.68% | 13.68% | 13.68% | 13.68% | 13.68% | 13.68% | 13.68% | 13.68% | 13.68% | 13.68% | 13.68% | 13.68% | 13.68% | 13.68% | 13.68% | 13.68% | 13.68% | 13.68% | 13.68% | 13.68%
Lewis CountyManufactured | Lewis CountyManufacturedWater Heat LE 55 Gal | Lewis CountyManufacturedWater Heat LE 55 Gal2 | Lewis CountyManufacturedWater Heat LE 55 Gal2New | Lewis CountyManufacturedWater Heat LE 55 GalFederal Standard 2015 Storage Water Heater ≤ 55 GAL - EF 0.62New | Lewis CountyManufacturedWater Heat LE 55 GalNew | Lewis County | Manufactured | Water Heat LE 55 Gal | 2 | Federal Standard 2015 Storage Water Heater ≤ 55 GAL - EF 0.62 | New | 83.44% | 83.44% | 83.44% | 83.44% | 83.44% | 83.44% | 83.44% | 83.44% | 83.44% | 83.44% | 83.44% | 83.44% | 83.44% | 83.44% | 83.44% | 83.44% | 83.44% | 83.44% | 83.44% | 83.44% | 83.44% | 83.44% | 83.44% | 83.44% | 83.44% | 83.44% | 83.44% | 83.44%
Lewis CountyManufactured - Highly Impacted | Lewis CountyManufactured - Highly ImpactedWater Heat LE 55 Gal | Lewis CountyManufactured - Highly ImpactedWater Heat LE 55 Gal2 | Lewis CountyManufactured - Highly ImpactedWater Heat LE 55 Gal2Existing | Lewis CountyManufactured - Highly ImpactedWater Heat LE 55 GalFederal Standard 2015 Storage Water Heater ≤ 55 GAL - EF 0.62Existing | Lewis CountyManufactured - Highly ImpactedWater Heat LE 55 GalExisting | Lewis County | Manufactured - Highly Impacted | Water Heat LE 55 Gal | 2 | Federal Standard 2015 Storage Water Heater ≤ 55 GAL - EF 0.62 | Existing | 13.68% | 13.68% | 13.68% | 13.68% | 13.68% | 13.68% | 13.68% | 13.68% | 13.68% | 13.68% | 13.68% | 13.68% | 13.68% | 13.68% | 13.68% | 13.68% | 13.68% | 13.68% | 13.68% | 13.68% | 13.68% | 13.68% | 13.68% | 13.68% | 13.68% | 13.68% | 13.68% | 13.68%
Lewis CountyManufactured - Highly Impacted | Lewis CountyManufactured - Highly ImpactedWater Heat LE 55 Gal | Lewis CountyManufactured - Highly ImpactedWater Heat LE 55 Gal2 | Lewis CountyManufactured - Highly ImpactedWater Heat LE 55 Gal2New | Lewis CountyManufactured - Highly ImpactedWater Heat LE 55 GalFederal Standard 2015 Storage Water Heater ≤ 55 GAL - EF 0.62New | Lewis CountyManufactured - Highly ImpactedWater Heat LE 55 GalNew | Lewis County | Manufactured - Highly Impacted | Water Heat LE 55 Gal | 2 | Federal Standard 2015 Storage Water Heater ≤ 55 GAL - EF 0.62 | New | 83.44% | 83.44% | 83.44% | 83.44% | 83.44% | 83.44% | 83.44% | 83.44% | 83.44% | 83.44% | 83.44% | 83.44% | 83.44% | 83.44% | 83.44% | 83.44% | 83.44% | 83.44% | 83.44% | 83.44% | 83.44% | 83.44% | 83.44% | 83.44% | 83.44% | 83.44% | 83.44% | 83.44%
Lewis CountySingle Family | Lewis CountySingle FamilyWater Heat LE 55 Gal | Lewis CountySingle FamilyWater Heat LE 55 Gal3 | Lewis CountySingle FamilyWater Heat LE 55 Gal3Existing | Lewis CountySingle FamilyWater Heat LE 55 GalMarket Standard Storage Water Heater ≤ 55 GALExisting | Lewis CountySingle FamilyWater Heat LE 55 GalExisting | Lewis County | Single Family | Water Heat LE 55 Gal | 3 | Market Standard Storage Water Heater ≤ 55 GAL | Existing | bar: 2023 to 2050
Lewis CountySingle Family | Lewis CountySingle FamilyWater Heat LE 55 Gal | Lewis CountySingle FamilyWater Heat LE 55 Gal3 | Lewis CountySingle FamilyWater Heat LE 55 Gal3New | Lewis CountySingle FamilyWater Heat LE 55 GalMarket Standard Storage Water Heater ≤ 55 GALNew | Lewis CountySingle FamilyWater Heat LE 55 GalNew | Lewis County | Single Family | Water Heat LE 55 Gal | 3 | Market Standard Storage Water Heater ≤ 55 GAL | New | bar: 2023 to 2050
Lewis CountySingle Family - Highly Impacted | Lewis CountySingle Family - Highly ImpactedWater Heat LE 55 Gal | Lewis CountySingle Family - Highly ImpactedWater Heat LE 55 Gal3 | Lewis CountySingle Family - Highly ImpactedWater Heat LE 55 Gal3Existing | Lewis CountySingle Family - Highly ImpactedWater Heat LE 55 GalMarket Standard Storage Water Heater ≤ 55 GALExisting | Lewis CountySingle Family - Highly ImpactedWater Heat LE 55 GalExisting | Lewis County | Single Family - Highly Impacted | Water Heat LE 55 Gal | 3 | Market Standard Storage Water Heater ≤ 55 GAL | Existing | bar: 2023 to 2050
Lewis CountySingle Family - Highly Impacted | Lewis CountySingle Family - Highly ImpactedWater Heat LE 55 Gal | Lewis CountySingle Family - Highly ImpactedWater Heat LE 55 Gal3 | Lewis CountySingle Family - Highly ImpactedWater Heat LE 55 Gal3New | Lewis CountySingle Family - Highly ImpactedWater Heat LE 55 GalMarket Standard Storage Water Heater ≤ 55 GALNew | Lewis CountySingle Family - Highly ImpactedWater Heat LE 55 GalNew | Lewis County | Single Family - Highly Impacted | Water Heat LE 55 Gal | 3 | Market Standard Storage Water Heater ≤ 55 GAL | New | bar: 2023 to 2050
Lewis CountyMultifamily | Lewis CountyMultifamilyWater Heat LE 55 Gal | Lewis CountyMultifamilyWater Heat LE 55 Gal3 | Lewis CountyMultifamilyWater Heat LE 55 Gal3Existing | Lewis CountyMultifamilyWater Heat LE 55 GalMarket Standard Storage Water Heater ≤ 55 GALExisting | Lewis CountyMultifamilyWater Heat LE 55 GalExisting | Lewis County | Multifamily | Water Heat LE 55 Gal | 3 | Market Standard Storage Water Heater ≤ 55 GAL | Existing | bar: 2023 to 2050
Lewis CountyMultifamily | Lewis CountyMultifamilyWater Heat LE 55 Gal | Lewis CountyMultifamilyWater Heat LE 55 Gal3 | Lewis CountyMultifamilyWater Heat LE 55 Gal3New | Lewis CountyMultifamilyWater Heat LE 55 GalMarket Standard Storage Water Heater ≤ 55 GALNew | Lewis CountyMultifamilyWater Heat LE 55 GalNew | Lewis County | Multifamily | Water Heat LE 55 Gal | 3 | Market Standard Storage Water Heater ≤ 55 GAL | New | bar: 2023 to 2050
Lewis CountyMultifamily - Highly Impacted | Lewis CountyMultifamily - Highly ImpactedWater Heat LE 55 Gal | Lewis CountyMultifamily - Highly ImpactedWater Heat LE 55 Gal3 | Lewis CountyMultifamily - Highly ImpactedWater Heat LE 55 Gal3Existing | Lewis CountyMultifamily - Highly ImpactedWater Heat LE 55 GalMarket Standard Storage Water Heater ≤ 55 GALExisting | Lewis CountyMultifamily - Highly ImpactedWater Heat LE 55 GalExisting | Lewis County | Multifamily - Highly Impacted | Water Heat LE 55 Gal | 3 | Market Standard Storage Water Heater ≤ 55 GAL | Existing | bar: 2023 to 2050
Lewis CountyMultifamily - Highly Impacted | Lewis CountyMultifamily - Highly ImpactedWater Heat LE 55 Gal | Lewis CountyMultifamily - Highly ImpactedWater Heat LE 55 Gal3 | Lewis CountyMultifamily - Highly ImpactedWater Heat LE 55 Gal3New | Lewis CountyMultifamily - Highly ImpactedWater Heat LE 55 GalMarket Standard Storage Water Heater ≤ 55 GALNew | Lewis CountyMultifamily - Highly ImpactedWater Heat LE 55 GalNew | Lewis County | Multifamily - Highly Impacted | Water Heat LE 55 Gal | 3 | Market Standard Storage Water Heater ≤ 55 GAL | New | bar: 2023 to 2050
Lewis CountyManufactured | Lewis CountyManufacturedWater Heat LE 55 Gal | Lewis CountyManufacturedWater Heat LE 55 Gal3 | Lewis CountyManufacturedWater Heat LE 55 Gal3Existing | Lewis CountyManufacturedWater Heat LE 55 GalMarket Standard Storage Water Heater ≤ 55 GALExisting | Lewis CountyManufacturedWater Heat LE 55 GalExisting | Lewis County | Manufactured | Water Heat LE 55 Gal | 3 | Market Standard Storage Water Heater ≤ 55 GAL | Existing | bar: 2023 to 2050
Lewis CountyManufactured | Lewis CountyManufacturedWater Heat LE 55 Gal | Lewis CountyManufacturedWater Heat LE 55 Gal3 | Lewis CountyManufacturedWater Heat LE 55 Gal3New | Lewis CountyManufacturedWater Heat LE 55 GalMarket Standard Storage Water Heater ≤ 55 GALNew | Lewis CountyManufacturedWater Heat LE 55 GalNew | Lewis County | Manufactured | Water Heat LE 55 Gal | 3 | Market Standard Storage Water Heater ≤ 55 GAL | New | bar: 2023 to 2050
Lewis CountyManufactured - Highly Impacted | Lewis CountyManufactured - Highly ImpactedWater Heat LE 55 Gal | Lewis CountyManufactured - Highly ImpactedWater Heat LE 55 Gal3 | Lewis CountyManufactured - Highly ImpactedWater Heat LE 55 Gal3Existing | Lewis CountyManufactured - Highly ImpactedWater Heat LE 55 GalMarket Standard Storage Water Heater ≤ 55 GALExisting | Lewis CountyManufactured - Highly ImpactedWater Heat LE 55 GalExisting | Lewis County | Manufactured - Highly Impacted | Water Heat LE 55 Gal | 3 | Market Standard Storage Water Heater ≤ 55 GAL | Existing | bar: 2023 to 2050
Lewis CountyManufactured - Highly Impacted | Lewis CountyManufactured - Highly ImpactedWater Heat LE 55 Gal | Lewis CountyManufactured - Highly ImpactedWater Heat LE 55 Gal3 | Lewis CountyManufactured - Highly ImpactedWater Heat LE 55 Gal3New | Lewis CountyManufactured - Highly ImpactedWater Heat LE 55 GalMarket Standard Storage Water Heater ≤ 55 GALNew | Lewis CountyManufactured - Highly ImpactedWater Heat LE 55 GalNew | Lewis County | Manufactured - Highly Impacted | Water Heat LE 55 Gal | 3 | Market Standard Storage Water Heater ≤ 55 GAL | New | bar: 2023 to 2050
Lewis CountySingle Family | Lewis CountySingle FamilyWater Heat LE 55 Gal | Lewis CountySingle FamilyWater Heat LE 55 Gal4 | Lewis CountySingle FamilyWater Heat LE 55 Gal4Existing | Lewis CountySingle FamilyWater Heat LE 55 GalENERGY STAR Storage Water Heater ≤ 55 GAL - EF 0.67Existing | Lewis CountySingle FamilyWater Heat LE 55 GalExisting | Lewis County | Single Family | Water Heat LE 55 Gal | 4 | ENERGY STAR Storage Water Heater ≤ 55 GAL - EF 0.67 | Existing | 1.146% | 1.146% | 1.146% | 1.146% | 1.146% | 1.146% | 1.146% | 1.146% | 1.146% | 1.146% | 1.146% | 1.146% | 1.146% | 1.146% | 1.146% | 1.146% | 1.146% | 1.146% | 1.146% | 1.146% | 1.146% | 1.146% | 1.146% | 1.146% | 1.146% | 1.146% | 1.146% | 1.146%
Lewis CountySingle Family | Lewis CountySingle FamilyWater Heat LE 55 Gal | Lewis CountySingle FamilyWater Heat LE 55 Gal4 | Lewis CountySingle FamilyWater Heat LE 55 Gal4New | Lewis CountySingle FamilyWater Heat LE 55 GalENERGY STAR Storage Water Heater ≤ 55 GAL - EF 0.67New | Lewis CountySingle FamilyWater Heat LE 55 GalNew | Lewis County | Single Family | Water Heat LE 55 Gal | 4 | ENERGY STAR Storage Water Heater ≤ 55 GAL - EF 0.67 | New | 1.146% | 1.146% | 1.146% | 1.146% | 1.146% | 1.146% | 1.146% | 1.146% | 1.146% | 1.146% | 1.146% | 1.146% | 1.146% | 1.146% | 1.146% | 1.146% | 1.146% | 1.146% | 1.146% | 1.146% | 1.146% | 1.146% | 1.146% | 1.146% | 1.146% | 1.146% | 1.146% | 1.146%
Lewis CountySingle Family - Highly Impacted | Lewis CountySingle Family - Highly ImpactedWater Heat LE 55 Gal | Lewis CountySingle Family - Highly ImpactedWater Heat LE 55 Gal4 | Lewis CountySingle Family - Highly ImpactedWater Heat LE 55 Gal4Existing | Lewis CountySingle Family - Highly ImpactedWater Heat LE 55 GalENERGY STAR Storage Water Heater ≤ 55 GAL - EF 0.67Existing | Lewis CountySingle Family - Highly ImpactedWater Heat LE 55 GalExisting | Lewis County | Single Family - Highly Impacted | Water Heat LE 55 Gal | 4 | ENERGY STAR Storage Water Heater ≤ 55 GAL - EF 0.67 | Existing | 1.146% | 1.146% | 1.146% | 1.146% | 1.146% | 1.146% | 1.146% | 1.146% | 1.146% | 1.146% | 1.146% | 1.146% | 1.146% | 1.146% | 1.146% | 1.146% | 1.146% | 1.146% | 1.146% | 1.146% | 1.146% | 1.146% | 1.146% | 1.146% | 1.146% | 1.146% | 1.146% | 1.146%
Lewis CountySingle Family - Highly Impacted | Lewis CountySingle Family - Highly ImpactedWater Heat LE 55 Gal | Lewis CountySingle Family - Highly ImpactedWater Heat LE 55 Gal4 | Lewis CountySingle Family - Highly ImpactedWater Heat LE 55 Gal4New | Lewis CountySingle Family - Highly ImpactedWater Heat LE 55 GalENERGY STAR Storage Water Heater ≤ 55 GAL - EF 0.67New | Lewis CountySingle Family - Highly ImpactedWater Heat LE 55 GalNew | Lewis County | Single Family - Highly Impacted | Water Heat LE 55 Gal | 4 | ENERGY STAR Storage Water Heater ≤ 55 GAL - EF 0.67 | New | 1.146% | 1.146% | 1.146% | 1.146% | 1.146% | 1.146% | 1.146% | 1.146% | 1.146% | 1.146% | 1.146% | 1.146% | 1.146% | 1.146% | 1.146% | 1.146% | 1.146% | 1.146% | 1.146% | 1.146% | 1.146% | 1.146% | 1.146% | 1.146% | 1.146% | 1.146% | 1.146% | 1.146%
Lewis CountyMultifamily | Lewis CountyMultifamilyWater Heat LE 55 Gal | Lewis CountyMultifamilyWater Heat LE 55 Gal4 | Lewis CountyMultifamilyWater Heat LE 55 Gal4Existing | Lewis CountyMultifamilyWater Heat LE 55 GalENERGY STAR Storage Water Heater ≤ 55 GAL - EF 0.67Existing | Lewis CountyMultifamilyWater Heat LE 55 GalExisting | Lewis County | Multifamily | Water Heat LE 55 Gal | 4 | ENERGY STAR Storage Water Heater ≤ 55 GAL - EF 0.67 | Existing | 1.146% | 1.146% | 1.146% | 1.146% | 1.146% | 1.146% | 1.146% | 1.146% | 1.146% | 1.146% | 1.146% | 1.146% | 1.146% | 1.146% | 1.146% | 1.146% | 1.146% | 1.146% | 1.146% | 1.146% | 1.146% | 1.146% | 1.146% | 1.146% | 1.146% | 1.146% | 1.146% | 1.146%
Lewis CountyMultifamily | Lewis CountyMultifamilyWater Heat LE 55 Gal | Lewis CountyMultifamilyWater Heat LE 55 Gal4 | Lewis CountyMultifamilyWater Heat LE 55 Gal4New | Lewis CountyMultifamilyWater Heat LE 55 GalENERGY STAR Storage Water Heater ≤ 55 GAL - EF 0.67New | Lewis CountyMultifamilyWater Heat LE 55 GalNew | Lewis County | Multifamily | Water Heat LE 55 Gal | 4 | ENERGY STAR Storage Water Heater ≤ 55 GAL - EF 0.67 | New | 1.146% | 1.146% | 1.146% | 1.146% | 1.146% | 1.146% | 1.146% | 1.146% | 1.146% | 1.146% | 1.146% | 1.146% | 1.146% | 1.146% | 1.146% | 1.146% | 1.146% | 1.146% | 1.146% | 1.146% | 1.146% | 1.146% | 1.146% | 1.146% | 1.146% | 1.146% | 1.146% | 1.146%
Lewis CountyMultifamily - Highly Impacted | Lewis CountyMultifamily - Highly ImpactedWater Heat LE 55 Gal | Lewis CountyMultifamily - Highly ImpactedWater Heat LE 55 Gal4 | Lewis CountyMultifamily - Highly ImpactedWater Heat LE 55 Gal4Existing | Lewis CountyMultifamily - Highly ImpactedWater Heat LE 55 GalENERGY STAR Storage Water Heater ≤ 55 GAL - EF 0.67Existing | Lewis CountyMultifamily - Highly ImpactedWater Heat LE 55 GalExisting | Lewis County | Multifamily - Highly Impacted | Water Heat LE 55 Gal | 4 | ENERGY STAR Storage Water Heater ≤ 55 GAL - EF 0.67 | Existing | 1.146% | 1.146% | 1.146% | 1.146% | 1.146% | 1.146% | 1.146% | 1.146% | 1.146% | 1.146% | 1.146% | 1.146% | 1.146% | 1.146% | 1.146% | 1.146% | 1.146% | 1.146% | 1.146% | 1.146% | 1.146% | 1.146% | 1.146% | 1.146% | 1.146% | 1.146% | 1.146% | 1.146%
Lewis CountyMultifamily - Highly Impacted | Lewis CountyMultifamily - Highly ImpactedWater Heat LE 55 Gal | Lewis CountyMultifamily - Highly ImpactedWater Heat LE 55 Gal4 | Lewis CountyMultifamily - Highly ImpactedWater Heat LE 55 Gal4New | Lewis CountyMultifamily - Highly ImpactedWater Heat LE 55 GalENERGY STAR Storage Water Heater ≤ 55 GAL - EF 0.67New | Lewis CountyMultifamily - Highly ImpactedWater Heat LE 55 GalNew | Lewis County | Multifamily - Highly Impacted | Water Heat LE 55 Gal | 4 | ENERGY STAR Storage Water Heater ≤ 55 GAL - EF 0.67 | New | 1.146% | 1.146% | 1.146% | 1.146% | 1.146% | 1.146% | 1.146% | 1.146% | 1.146% | 1.146% | 1.146% | 1.146% | 1.146% | 1.146% | 1.146% | 1.146% | 1.146% | 1.146% | 1.146% | 1.146% | 1.146% | 1.146% | 1.146% | 1.146% | 1.146% | 1.146% | 1.146% | 1.146%
Lewis CountyManufactured | Lewis CountyManufacturedWater Heat LE 55 Gal | Lewis CountyManufacturedWater Heat LE 55 Gal4 | Lewis CountyManufacturedWater Heat LE 55 Gal4Existing | Lewis CountyManufacturedWater Heat LE 55 GalENERGY STAR Storage Water Heater ≤ 55 GAL - EF 0.67Existing | Lewis CountyManufacturedWater Heat LE 55 GalExisting | Lewis County | Manufactured | Water Heat LE 55 Gal | 4 | ENERGY STAR Storage Water Heater ≤ 55 GAL - EF 0.67 | Existing | 1.146% | 1.146% | 1.146% | 1.146% | 1.146% | 1.146% | 1.146% | 1.146% | 1.146% | 1.146% | 1.146% | 1.146% | 1.146% | 1.146% | 1.146% | 1.146% | 1.146% | 1.146% | 1.146% | 1.146% | 1.146% | 1.146% | 1.146% | 1.146% | 1.146% | 1.146% | 1.146% | 1.146%
Lewis CountyManufactured | Lewis CountyManufacturedWater Heat LE 55 Gal | Lewis CountyManufacturedWater Heat LE 55 Gal4 | Lewis CountyManufacturedWater Heat LE 55 Gal4New | Lewis CountyManufacturedWater Heat LE 55 GalENERGY STAR Storage Water Heater ≤ 55 GAL - EF 0.67New | Lewis CountyManufacturedWater Heat LE 55 GalNew | Lewis County | Manufactured | Water Heat LE 55 Gal | 4 | ENERGY STAR Storage Water Heater ≤ 55 GAL - EF 0.67 | New | 1.146% | 1.146% | 1.146% | 1.146% | 1.146% | 1.146% | 1.146% | 1.146% | 1.146% | 1.146% | 1.146% | 1.146% | 1.146% | 1.146% | 1.146% | 1.146% | 1.146% | 1.146% | 1.146% | 1.146% | 1.146% | 1.146% | 1.146% | 1.146% | 1.146% | 1.146% | 1.146% | 1.146%
Lewis CountyManufactured - Highly Impacted | Lewis CountyManufactured - Highly ImpactedWater Heat LE 55 Gal | Lewis CountyManufactured - Highly ImpactedWater Heat LE 55 Gal4 | Lewis CountyManufactured - Highly ImpactedWater Heat LE 55 Gal4Existing | Lewis CountyManufactured - Highly ImpactedWater Heat LE 55 GalENERGY STAR Storage Water Heater ≤ 55 GAL - EF 0.67Existing | Lewis CountyManufactured - Highly ImpactedWater Heat LE 55 GalExisting | Lewis County | Manufactured - Highly Impacted | Water Heat LE 55 Gal | 4 | ENERGY STAR Storage Water Heater ≤ 55 GAL - EF 0.67 | Existing | 1.146% | 1.146% | 1.146% | 1.146% | 1.146% | 1.146% | 1.146% | 1.146% | 1.146% | 1.146% | 1.146% | 1.146% | 1.146% | 1.146% | 1.146% | 1.146% | 1.146% | 1.146% | 1.146% | 1.146% | 1.146% | 1.146% | 1.146% | 1.146% | 1.146% | 1.146% | 1.146% | 1.146%
Lewis CountyManufactured - Highly Impacted | Lewis CountyManufactured - Highly ImpactedWater Heat LE 55 Gal | Lewis CountyManufactured - Highly ImpactedWater Heat LE 55 Gal4 | Lewis CountyManufactured - Highly ImpactedWater Heat LE 55 Gal4New | Lewis CountyManufactured - Highly ImpactedWater Heat LE 55 GalENERGY STAR Storage Water Heater ≤ 55 GAL - EF 0.67New | Lewis CountyManufactured - Highly ImpactedWater Heat LE 55 GalNew | Lewis County | Manufactured - Highly Impacted | Water Heat LE 55 Gal | 4 | ENERGY STAR Storage Water Heater ≤ 55 GAL - EF 0.67 | New | 1.146% | 1.146% | 1.146% | 1.146% | 1.146% | 1.146% | 1.146% | 1.146% | 1.146% | 1.146% | 1.146% | 1.146% | 1.146% | 1.146% | 1.146% | 1.146% | 1.146% | 1.146% | 1.146% | 1.146% | 1.146% | 1.146% | 1.146% | 1.146% | 1.146% | 1.146% | 1.146% | 1.146%
Lewis CountySingle Family | Lewis CountySingle FamilyWater Heat LE 55 Gal | Lewis CountySingle FamilyWater Heat LE 55 Gal5 | Lewis CountySingle FamilyWater Heat LE 55 Gal5Existing | Lewis CountySingle FamilyWater Heat LE 55 GalCondensing Water Heater ≤ 55 GAL - EF 0.85Existing | Lewis CountySingle FamilyWater Heat LE 55 GalExisting | Lewis County | Single Family | Water Heat LE 55 Gal | 5 | Condensing Water Heater ≤ 55 GAL - EF 0.85 | Existing | 0.06877% | 0.06877% | 0.06877% | 0.06877% | 0.06877% | 0.06877% | 0.06877% | 0.06877% | 0.06877% | 0.06877% | 0.06877% | 0.06877% | 0.06877% | 0.06877% | 0.06877% | 0.06877% | 0.06877% | 0.06877% | 0.06877% | 0.06877% | 0.06877% | 0.06877% | 0.06877% | 0.06877% | 0.06877% | 0.06877% | 0.06877% | 0.06877%
Lewis CountySingle Family | Lewis CountySingle FamilyWater Heat LE 55 Gal | Lewis CountySingle FamilyWater Heat LE 55 Gal5 | Lewis CountySingle FamilyWater Heat LE 55 Gal5New | Lewis CountySingle FamilyWater Heat LE 55 GalCondensing Water Heater ≤ 55 GAL - EF 0.85New | Lewis CountySingle FamilyWater Heat LE 55 GalNew | Lewis County | Single Family | Water Heat LE 55 Gal | 5 | Condensing Water Heater ≤ 55 GAL - EF 0.85 | New | 0.06877% | 0.06877% | 0.06877% | 0.06877% | 0.06877% | 0.06877% | 0.06877% | 0.06877% | 0.06877% | 0.06877% | 0.06877% | 0.06877% | 0.06877% | 0.06877% | 0.06877% | 0.06877% | 0.06877% | 0.06877% | 0.06877% | 0.06877% | 0.06877% | 0.06877% | 0.06877% | 0.06877% | 0.06877% | 0.06877% | 0.06877% | 0.06877%
Lewis CountySingle Family - Highly Impacted | Lewis CountySingle Family - Highly ImpactedWater Heat LE 55 Gal | Lewis CountySingle Family - Highly ImpactedWater Heat LE 55 Gal5 | Lewis CountySingle Family - Highly ImpactedWater Heat LE 55 Gal5Existing | Lewis CountySingle Family - Highly ImpactedWater Heat LE 55 GalCondensing Water Heater ≤ 55 GAL - EF 0.85Existing | Lewis CountySingle Family - Highly ImpactedWater Heat LE 55 GalExisting | Lewis County | Single Family - Highly Impacted | Water Heat LE 55 Gal | 5 | Condensing Water Heater ≤ 55 GAL - EF 0.85 | Existing | 0.06877% | 0.06877% | 0.06877% | 0.06877% | 0.06877% | 0.06877% | 0.06877% | 0.06877% | 0.06877% | 0.06877% | 0.06877% | 0.06877% | 0.06877% | 0.06877% | 0.06877% | 0.06877% | 0.06877% | 0.06877% | 0.06877% | 0.06877% | 0.06877% | 0.06877% | 0.06877% | 0.06877% | 0.06877% | 0.06877% | 0.06877% | 0.06877%
Lewis CountySingle Family - Highly Impacted | Lewis CountySingle Family - Highly ImpactedWater Heat LE 55 Gal | Lewis CountySingle Family - Highly ImpactedWater Heat LE 55 Gal5 | Lewis CountySingle Family - Highly ImpactedWater Heat LE 55 Gal5New | Lewis CountySingle Family - Highly ImpactedWater Heat LE 55 GalCondensing Water Heater ≤ 55 GAL - EF 0.85New | Lewis CountySingle Family - Highly ImpactedWater Heat LE 55 GalNew | Lewis County | Single Family - Highly Impacted | Water Heat LE 55 Gal | 5 | Condensing Water Heater ≤ 55 GAL - EF 0.85 | New | 0.06877% | 0.06877% | 0.06877% | 0.06877% | 0.06877% | 0.06877% | 0.06877% | 0.06877% | 0.06877% | 0.06877% | 0.06877% | 0.06877% | 0.06877% | 0.06877% | 0.06877% | 0.06877% | 0.06877% | 0.06877% | 0.06877% | 0.06877% | 0.06877% | 0.06877% | 0.06877% | 0.06877% | 0.06877% | 0.06877% | 0.06877% | 0.06877%
Lewis CountyMultifamily | Lewis CountyMultifamilyWater Heat LE 55 Gal | Lewis CountyMultifamilyWater Heat LE 55 Gal5 | Lewis CountyMultifamilyWater Heat LE 55 Gal5Existing | Lewis CountyMultifamilyWater Heat LE 55 GalCondensing Water Heater ≤ 55 GAL - EF 0.85Existing | Lewis CountyMultifamilyWater Heat LE 55 GalExisting | Lewis County | Multifamily | Water Heat LE 55 Gal | 5 | Condensing Water Heater ≤ 55 GAL - EF 0.85 | Existing | 0.06877% | 0.06877% | 0.06877% | 0.06877% | 0.06877% | 0.06877% | 0.06877% | 0.06877% | 0.06877% | 0.06877% | 0.06877% | 0.06877% | 0.06877% | 0.06877% | 0.06877% | 0.06877% | 0.06877% | 0.06877% | 0.06877% | 0.06877% | 0.06877% | 0.06877% | 0.06877% | 0.06877% | 0.06877% | 0.06877% | 0.06877% | 0.06877%
Lewis CountyMultifamily | Lewis CountyMultifamilyWater Heat LE 55 Gal | Lewis CountyMultifamilyWater Heat LE 55 Gal5 | Lewis CountyMultifamilyWater Heat LE 55 Gal5New | Lewis CountyMultifamilyWater Heat LE 55 GalCondensing Water Heater ≤ 55 GAL - EF 0.85New | Lewis CountyMultifamilyWater Heat LE 55 GalNew | Lewis County | Multifamily | Water Heat LE 55 Gal | 5 | Condensing Water Heater ≤ 55 GAL - EF 0.85 | New | 0.06877% | 0.06877% | 0.06877% | 0.06877% | 0.06877% | 0.06877% | 0.06877% | 0.06877% | 0.06877% | 0.06877% | 0.06877% | 0.06877% | 0.06877% | 0.06877% | 0.06877% | 0.06877% | 0.06877% | 0.06877% | 0.06877% | 0.06877% | 0.06877% | 0.06877% | 0.06877% | 0.06877% | 0.06877% | 0.06877% | 0.06877% | 0.06877%
Lewis CountyMultifamily - Highly Impacted | Lewis CountyMultifamily - Highly ImpactedWater Heat LE 55 Gal | Lewis CountyMultifamily - Highly ImpactedWater Heat LE 55 Gal5 | Lewis CountyMultifamily - Highly ImpactedWater Heat LE 55 Gal5Existing | Lewis CountyMultifamily - Highly ImpactedWater Heat LE 55 GalCondensing Water Heater ≤ 55 GAL - EF 0.85Existing | Lewis CountyMultifamily - Highly ImpactedWater Heat LE 55 GalExisting | Lewis County | Multifamily - Highly Impacted | Water Heat LE 55 Gal | 5 | Condensing Water Heater ≤ 55 GAL - EF 0.85 | Existing | 0.06877% | 0.06877% | 0.06877% | 0.06877% | 0.06877% | 0.06877% | 0.06877% | 0.06877% | 0.06877% | 0.06877% | 0.06877% | 0.06877% | 0.06877% | 0.06877% | 0.06877% | 0.06877% | 0.06877% | 0.06877% | 0.06877% | 0.06877% | 0.06877% | 0.06877% | 0.06877% | 0.06877% | 0.06877% | 0.06877% | 0.06877% | 0.06877%
Lewis CountyMultifamily - Highly Impacted | Lewis CountyMultifamily - Highly ImpactedWater Heat LE 55 Gal | Lewis CountyMultifamily - Highly ImpactedWater Heat LE 55 Gal5 | Lewis CountyMultifamily - Highly ImpactedWater Heat LE 55 Gal5New | Lewis CountyMultifamily - Highly ImpactedWater Heat LE 55 GalCondensing Water Heater ≤ 55 GAL - EF 0.85New | Lewis CountyMultifamily - Highly ImpactedWater Heat LE 55 GalNew | Lewis County | Multifamily - Highly Impacted | Water Heat LE 55 Gal | 5 | Condensing Water Heater ≤ 55 GAL - EF 0.85 | New | 0.06877% | 0.06877% | 0.06877% | 0.06877% | 0.06877% | 0.06877% | 0.06877% | 0.06877% | 0.06877% | 0.06877% | 0.06877% | 0.06877% | 0.06877% | 0.06877% | 0.06877% | 0.06877% | 0.06877% | 0.06877% | 0.06877% | 0.06877% | 0.06877% | 0.06877% | 0.06877% | 0.06877% | 0.06877% | 0.06877% | 0.06877% | 0.06877%
Lewis CountyManufactured | Lewis CountyManufacturedWater Heat LE 55 Gal | Lewis CountyManufacturedWater Heat LE 55 Gal5 | Lewis CountyManufacturedWater Heat LE 55 Gal5Existing | Lewis CountyManufacturedWater Heat LE 55 GalCondensing Water Heater ≤ 55 GAL - EF 0.85Existing | Lewis CountyManufacturedWater Heat LE 55 GalExisting | Lewis County | Manufactured | Water Heat LE 55 Gal | 5 | Condensing Water Heater ≤ 55 GAL - EF 0.85 | Existing | 0.06877% | 0.06877% | 0.06877% | 0.06877% | 0.06877% | 0.06877% | 0.06877% | 0.06877% | 0.06877% | 0.06877% | 0.06877% | 0.06877% | 0.06877% | 0.06877% | 0.06877% | 0.06877% | 0.06877% | 0.06877% | 0.06877% | 0.06877% | 0.06877% | 0.06877% | 0.06877% | 0.06877% | 0.06877% | 0.06877% | 0.06877% | 0.06877%
Lewis CountyManufactured | Lewis CountyManufacturedWater Heat LE 55 Gal | Lewis CountyManufacturedWater Heat LE 55 Gal5 | Lewis CountyManufacturedWater Heat LE 55 Gal5New | Lewis CountyManufacturedWater Heat LE 55 GalCondensing Water Heater ≤ 55 GAL - EF 0.85New | Lewis CountyManufacturedWater Heat LE 55 GalNew | Lewis County | Manufactured | Water Heat LE 55 Gal | 5 | Condensing Water Heater ≤ 55 GAL - EF 0.85 | New | 0.06877% | 0.06877% | 0.06877% | 0.06877% | 0.06877% | 0.06877% | 0.06877% | 0.06877% | 0.06877% | 0.06877% | 0.06877% | 0.06877% | 0.06877% | 0.06877% | 0.06877% | 0.06877% | 0.06877% | 0.06877% | 0.06877% | 0.06877% | 0.06877% | 0.06877% | 0.06877% | 0.06877% | 0.06877% | 0.06877% | 0.06877% | 0.06877%
Lewis CountyManufactured - Highly Impacted | Lewis CountyManufactured - Highly ImpactedWater Heat LE 55 Gal | Lewis CountyManufactured - Highly ImpactedWater Heat LE 55 Gal5 | Lewis CountyManufactured - Highly ImpactedWater Heat LE 55 Gal5Existing | Lewis CountyManufactured - Highly ImpactedWater Heat LE 55 GalCondensing Water Heater ≤ 55 GAL - EF 0.85Existing | Lewis CountyManufactured - Highly ImpactedWater Heat LE 55 GalExisting | Lewis County | Manufactured - Highly Impacted | Water Heat LE 55 Gal | 5 | Condensing Water Heater ≤ 55 GAL - EF 0.85 | Existing | 0.06877% | 0.06877% | 0.06877% | 0.06877% | 0.06877% | 0.06877% | 0.06877% | 0.06877% | 0.06877% | 0.06877% | 0.06877% | 0.06877% | 0.06877% | 0.06877% | 0.06877% | 0.06877% | 0.06877% | 0.06877% | 0.06877% | 0.06877% | 0.06877% | 0.06877% | 0.06877% | 0.06877% | 0.06877% | 0.06877% | 0.06877% | 0.06877%
Lewis CountyManufactured - Highly Impacted | Lewis CountyManufactured - Highly ImpactedWater Heat LE 55 Gal | Lewis CountyManufactured - Highly ImpactedWater Heat LE 55 Gal5 | Lewis CountyManufactured - Highly ImpactedWater Heat LE 55 Gal5New | Lewis CountyManufactured - Highly ImpactedWater Heat LE 55 GalCondensing Water Heater ≤ 55 GAL - EF 0.85New | Lewis CountyManufactured - Highly ImpactedWater Heat LE 55 GalNew | Lewis County | Manufactured - Highly Impacted | Water Heat LE 55 Gal | 5 | Condensing Water Heater ≤ 55 GAL - EF 0.85 | New | 0.06877% | 0.06877% | 0.06877% | 0.06877% | 0.06877% | 0.06877% | 0.06877% | 0.06877% | 0.06877% | 0.06877% | 0.06877% | 0.06877% | 0.06877% | 0.06877% | 0.06877% | 0.06877% | 0.06877% | 0.06877% | 0.06877% | 0.06877% | 0.06877% | 0.06877% | 0.06877% | 0.06877% | 0.06877% | 0.06877% | 0.06877% | 0.06877%
Lewis CountySingle Family | Lewis CountySingle FamilyWater Heat LE 55 Gal | Lewis CountySingle FamilyWater Heat LE 55 Gal6 | Lewis CountySingle FamilyWater Heat LE 55 Gal6Existing | Lewis CountySingle FamilyWater Heat LE 55 GalENERGY STAR Tankless Water Heater ≤ 55 GAL - EF 0.90Existing | Lewis CountySingle FamilyWater Heat LE 55 GalExisting | Lewis County | Single Family | Water Heat LE 55 Gal | 6 | ENERGY STAR Tankless Water Heater ≤ 55 GAL - EF 0.90 | Existing | 15.34% | 15.34% | 15.34% | 15.34% | 15.34% | 15.34% | 15.34% | 15.34% | 15.34% | 15.34% | 15.34% | 15.34% | 15.34% | 15.34% | 15.34% | 15.34% | 15.34% | 15.34% | 15.34% | 15.34% | 15.34% | 15.34% | 15.34% | 15.34% | 15.34% | 15.34% | 15.34% | 15.34%
Lewis CountySingle Family | Lewis CountySingle FamilyWater Heat LE 55 Gal | Lewis CountySingle FamilyWater Heat LE 55 Gal6 | Lewis CountySingle FamilyWater Heat LE 55 Gal6New | Lewis CountySingle FamilyWater Heat LE 55 GalENERGY STAR Tankless Water Heater ≤ 55 GAL - EF 0.90New | Lewis CountySingle FamilyWater Heat LE 55 GalNew | Lewis County | Single Family | Water Heat LE 55 Gal | 6 | ENERGY STAR Tankless Water Heater ≤ 55 GAL - EF 0.90 | New | 15.34% | 15.34% | 15.34% | 15.34% | 15.34% | 15.34% | 15.34% | 15.34% | 15.34% | 15.34% | 15.34% | 15.34% | 15.34% | 15.34% | 15.34% | 15.34% | 15.34% | 15.34% | 15.34% | 15.34% | 15.34% | 15.34% | 15.34% | 15.34% | 15.34% | 15.34% | 15.34% | 15.34%
Lewis CountySingle Family - Highly Impacted | Lewis CountySingle Family - Highly ImpactedWater Heat LE 55 Gal | Lewis CountySingle Family - Highly ImpactedWater Heat LE 55 Gal6 | Lewis CountySingle Family - Highly ImpactedWater Heat LE 55 Gal6Existing | Lewis CountySingle Family - Highly ImpactedWater Heat LE 55 GalENERGY STAR Tankless Water Heater ≤ 55 GAL - EF 0.90Existing | Lewis CountySingle Family - Highly ImpactedWater Heat LE 55 GalExisting | Lewis County | Single Family - Highly Impacted | Water Heat LE 55 Gal | 6 | ENERGY STAR Tankless Water Heater ≤ 55 GAL - EF 0.90 | Existing | 15.34% | 15.34% | 15.34% | 15.34% | 15.34% | 15.34% | 15.34% | 15.34% | 15.34% | 15.34% | 15.34% | 15.34% | 15.34% | 15.34% | 15.34% | 15.34% | 15.34% | 15.34% | 15.34% | 15.34% | 15.34% | 15.34% | 15.34% | 15.34% | 15.34% | 15.34% | 15.34% | 15.34%
Lewis CountySingle Family - Highly Impacted | Lewis CountySingle Family - Highly ImpactedWater Heat LE 55 Gal | Lewis CountySingle Family - Highly ImpactedWater Heat LE 55 Gal6 | Lewis CountySingle Family - Highly ImpactedWater Heat LE 55 Gal6New | Lewis CountySingle Family - Highly ImpactedWater Heat LE 55 GalENERGY STAR Tankless Water Heater ≤ 55 GAL - EF 0.90New | Lewis CountySingle Family - Highly ImpactedWater Heat LE 55 GalNew | Lewis County | Single Family - Highly Impacted | Water Heat LE 55 Gal | 6 | ENERGY STAR Tankless Water Heater ≤ 55 GAL - EF 0.90 | New | 15.34% | 15.34% | 15.34% | 15.34% | 15.34% | 15.34% | 15.34% | 15.34% | 15.34% | 15.34% | 15.34% | 15.34% | 15.34% | 15.34% | 15.34% | 15.34% | 15.34% | 15.34% | 15.34% | 15.34% | 15.34% | 15.34% | 15.34% | 15.34% | 15.34% | 15.34% | 15.34% | 15.34%
Lewis CountyMultifamily | Lewis CountyMultifamilyWater Heat LE 55 Gal | Lewis CountyMultifamilyWater Heat LE 55 Gal6 | Lewis CountyMultifamilyWater Heat LE 55 Gal6Existing | Lewis CountyMultifamilyWater Heat LE 55 GalENERGY STAR Tankless Water Heater ≤ 55 GAL - EF 0.90Existing | Lewis CountyMultifamilyWater Heat LE 55 GalExisting | Lewis County | Multifamily | Water Heat LE 55 Gal | 6 | ENERGY STAR Tankless Water Heater ≤ 55 GAL - EF 0.90 | Existing | 15.34% | 15.34% | 15.34% | 15.34% | 15.34% | 15.34% | 15.34% | 15.34% | 15.34% | 15.34% | 15.34% | 15.34% | 15.34% | 15.34% | 15.34% | 15.34% | 15.34% | 15.34% | 15.34% | 15.34% | 15.34% | 15.34% | 15.34% | 15.34% | 15.34% | 15.34% | 15.34% | 15.34%
Lewis CountyMultifamily | Lewis CountyMultifamilyWater Heat LE 55 Gal | Lewis CountyMultifamilyWater Heat LE 55 Gal6 | Lewis CountyMultifamilyWater Heat LE 55 Gal6New | Lewis CountyMultifamilyWater Heat LE 55 GalENERGY STAR Tankless Water Heater ≤ 55 GAL - EF 0.90New | Lewis CountyMultifamilyWater Heat LE 55 GalNew | Lewis County | Multifamily | Water Heat LE 55 Gal | 6 | ENERGY STAR Tankless Water Heater ≤ 55 GAL - EF 0.90 | New | 15.34% | 15.34% | 15.34% | 15.34% | 15.34% | 15.34% | 15.34% | 15.34% | 15.34% | 15.34% | 15.34% | 15.34% | 15.34% | 15.34% | 15.34% | 15.34% | 15.34% | 15.34% | 15.34% | 15.34% | 15.34% | 15.34% | 15.34% | 15.34% | 15.34% | 15.34% | 15.34% | 15.34%
Lewis CountyMultifamily - Highly Impacted | Lewis CountyMultifamily - Highly ImpactedWater Heat LE 55 Gal | Lewis CountyMultifamily - Highly ImpactedWater Heat LE 55 Gal6 | Lewis CountyMultifamily - Highly ImpactedWater Heat LE 55 Gal6Existing | Lewis CountyMultifamily - Highly ImpactedWater Heat LE 55 GalENERGY STAR Tankless Water Heater ≤ 55 GAL - EF 0.90Existing | Lewis CountyMultifamily - Highly ImpactedWater Heat LE 55 GalExisting | Lewis County | Multifamily - Highly Impacted | Water Heat LE 55 Gal | 6 | ENERGY STAR Tankless Water Heater ≤ 55 GAL - EF 0.90 | Existing | 15.34% | 15.34% | 15.34% | 15.34% | 15.34% | 15.34% | 15.34% | 15.34% | 15.34% | 15.34% | 15.34% | 15.34% | 15.34% | 15.34% | 15.34% | 15.34% | 15.34% | 15.34% | 15.34% | 15.34% | 15.34% | 15.34% | 15.34% | 15.34% | 15.34% | 15.34% | 15.34% | 15.34%
Lewis CountyMultifamily - Highly Impacted | Lewis CountyMultifamily - Highly ImpactedWater Heat LE 55 Gal | Lewis CountyMultifamily - Highly ImpactedWater Heat LE 55 Gal6 | Lewis CountyMultifamily - Highly ImpactedWater Heat LE 55 Gal6New | Lewis CountyMultifamily - Highly ImpactedWater Heat LE 55 GalENERGY STAR Tankless Water Heater ≤ 55 GAL - EF 0.90New | Lewis CountyMultifamily - Highly ImpactedWater Heat LE 55 GalNew | Lewis County | Multifamily - Highly Impacted | Water Heat LE 55 Gal | 6 | ENERGY STAR Tankless Water Heater ≤ 55 GAL - EF 0.90 | New | 15.34% | 15.34% | 15.34% | 15.34% | 15.34% | 15.34% | 15.34% | 15.34% | 15.34% | 15.34% | 15.34% | 15.34% | 15.34% | 15.34% | 15.34% | 15.34% | 15.34% | 15.34% | 15.34% | 15.34% | 15.34% | 15.34% | 15.34% | 15.34% | 15.34% | 15.34% | 15.34% | 15.34%
Lewis CountyManufactured | Lewis CountyManufacturedWater Heat LE 55 Gal | Lewis CountyManufacturedWater Heat LE 55 Gal6 | Lewis CountyManufacturedWater Heat LE 55 Gal6Existing | Lewis CountyManufacturedWater Heat LE 55 GalENERGY STAR Tankless Water Heater ≤ 55 GAL - EF 0.90Existing | Lewis CountyManufacturedWater Heat LE 55 GalExisting | Lewis County | Manufactured | Water Heat LE 55 Gal | 6 | ENERGY STAR Tankless Water Heater ≤ 55 GAL - EF 0.90 | Existing | 15.34% | 15.34% | 15.34% | 15.34% | 15.34% | 15.34% | 15.34% | 15.34% | 15.34% | 15.34% | 15.34% | 15.34% | 15.34% | 15.34% | 15.34% | 15.34% | 15.34% | 15.34% | 15.34% | 15.34% | 15.34% | 15.34% | 15.34% | 15.34% | 15.34% | 15.34% | 15.34% | 15.34%
Lewis CountyManufactured | Lewis CountyManufacturedWater Heat LE 55 Gal | Lewis CountyManufacturedWater Heat LE 55 Gal6 | Lewis CountyManufacturedWater Heat LE 55 Gal6New | Lewis CountyManufacturedWater Heat LE 55 GalENERGY STAR Tankless Water Heater ≤ 55 GAL - EF 0.90New | Lewis CountyManufacturedWater Heat LE 55 GalNew | Lewis County | Manufactured | Water Heat LE 55 Gal | 6 | ENERGY STAR Tankless Water Heater ≤ 55 GAL - EF 0.90 | New | 15.34% | 15.34% | 15.34% | 15.34% | 15.34% | 15.34% | 15.34% | 15.34% | 15.34% | 15.34% | 15.34% | 15.34% | 15.34% | 15.34% | 15.34% | 15.34% | 15.34% | 15.34% | 15.34% | 15.34% | 15.34% | 15.34% | 15.34% | 15.34% | 15.34% | 15.34% | 15.34% | 15.34%
Lewis CountyManufactured - Highly Impacted | Lewis CountyManufactured - Highly ImpactedWater Heat LE 55 Gal | Lewis CountyManufactured - Highly ImpactedWater Heat LE 55 Gal6 | Lewis CountyManufactured - Highly ImpactedWater Heat LE 55 Gal6Existing | Lewis CountyManufactured - Highly ImpactedWater Heat LE 55 GalENERGY STAR Tankless Water Heater ≤ 55 GAL - EF 0.90Existing | Lewis CountyManufactured - Highly ImpactedWater Heat LE 55 GalExisting | Lewis County | Manufactured - Highly Impacted | Water Heat LE 55 Gal | 6 | ENERGY STAR Tankless Water Heater ≤ 55 GAL - EF 0.90 | Existing | 15.34% | 15.34% | 15.34% | 15.34% | 15.34% | 15.34% | 15.34% | 15.34% | 15.34% | 15.34% | 15.34% | 15.34% | 15.34% | 15.34% | 15.34% | 15.34% | 15.34% | 15.34% | 15.34% | 15.34% | 15.34% | 15.34% | 15.34% | 15.34% | 15.34% | 15.34% | 15.34% | 15.34%
Lewis CountyManufactured - Highly Impacted | Lewis CountyManufactured - Highly ImpactedWater Heat LE 55 Gal | Lewis CountyManufactured - Highly ImpactedWater Heat LE 55 Gal6 | Lewis CountyManufactured - Highly ImpactedWater Heat LE 55 Gal6New | Lewis CountyManufactured - Highly ImpactedWater Heat LE 55 GalENERGY STAR Tankless Water Heater ≤ 55 GAL - EF 0.90New | Lewis CountyManufactured - Highly ImpactedWater Heat LE 55 GalNew | Lewis County | Manufactured - Highly Impacted | Water Heat LE 55 Gal | 6 | ENERGY STAR Tankless Water Heater ≤ 55 GAL - EF 0.90 | New | 15.34% | 15.34% | 15.34% | 15.34% | 15.34% | 15.34% | 15.34% | 15.34% | 15.34% | 15.34% | 15.34% | 15.34% | 15.34% | 15.34% | 15.34% | 15.34% | 15.34% | 15.34% | 15.34% | 15.34% | 15.34% | 15.34% | 15.34% | 15.34% | 15.34% | 15.34% | 15.34% | 15.34%
Lewis CountySingle Family | Lewis CountySingle FamilyWater Heat GT 55 Gal | Lewis CountySingle FamilyWater Heat GT 55 Gal1 | Lewis CountySingle FamilyWater Heat GT 55 Gal1Existing | Lewis CountySingle FamilyWater Heat GT 55 GalBelow Standard Water Heater > 55 GAL - EF 0.52Existing | Lewis CountySingle FamilyWater Heat GT 55 GalExisting | Lewis County | Single Family | Water Heat GT 55 Gal | 1 | Below Standard Water Heater > 55 GAL - EF 0.52 | Existing | bar: 2023 to 2050
Lewis CountySingle Family | Lewis CountySingle FamilyWater Heat GT 55 Gal | Lewis CountySingle FamilyWater Heat GT 55 Gal1 | Lewis CountySingle FamilyWater Heat GT 55 Gal1New | Lewis CountySingle FamilyWater Heat GT 55 GalBelow Standard Water Heater > 55 GAL - EF 0.52New | Lewis CountySingle FamilyWater Heat GT 55 GalNew | Lewis County | Single Family | Water Heat GT 55 Gal | 1 | Below Standard Water Heater > 55 GAL - EF 0.52 | New | bar: 2023 to 2050
Lewis CountySingle Family - Highly Impacted | Lewis CountySingle Family - Highly ImpactedWater Heat GT 55 Gal | Lewis CountySingle Family - Highly ImpactedWater Heat GT 55 Gal1 | Lewis CountySingle Family - Highly ImpactedWater Heat GT 55 Gal1Existing | Lewis CountySingle Family - Highly ImpactedWater Heat GT 55 GalBelow Standard Water Heater > 55 GAL - EF 0.52Existing | Lewis CountySingle Family - Highly ImpactedWater Heat GT 55 GalExisting | Lewis County | Single Family - Highly Impacted | Water Heat GT 55 Gal | 1 | Below Standard Water Heater > 55 GAL - EF 0.52 | Existing | bar: 2023 to 2050
Lewis CountySingle Family - Highly Impacted | Lewis CountySingle Family - Highly ImpactedWater Heat GT 55 Gal | Lewis CountySingle Family - Highly ImpactedWater Heat GT 55 Gal1 | Lewis CountySingle Family - Highly ImpactedWater Heat GT 55 Gal1New | Lewis CountySingle Family - Highly ImpactedWater Heat GT 55 GalBelow Standard Water Heater > 55 GAL - EF 0.52New | Lewis CountySingle Family - Highly ImpactedWater Heat GT 55 GalNew | Lewis County | Single Family - Highly Impacted | Water Heat GT 55 Gal | 1 | Below Standard Water Heater > 55 GAL - EF 0.52 | New | bar: 2023 to 2050
Lewis CountyMultifamily | Lewis CountyMultifamilyWater Heat GT 55 Gal | Lewis CountyMultifamilyWater Heat GT 55 Gal1 | Lewis CountyMultifamilyWater Heat GT 55 Gal1Existing | Lewis CountyMultifamilyWater Heat GT 55 GalBelow Standard Water Heater > 55 GAL - EF 0.52Existing | Lewis CountyMultifamilyWater Heat GT 55 GalExisting | Lewis County | Multifamily | Water Heat GT 55 Gal | 1 | Below Standard Water Heater > 55 GAL - EF 0.52 | Existing | bar: 2023 to 2050
Lewis CountyMultifamily | Lewis CountyMultifamilyWater Heat GT 55 Gal | Lewis CountyMultifamilyWater Heat GT 55 Gal1 | Lewis CountyMultifamilyWater Heat GT 55 Gal1New | Lewis CountyMultifamilyWater Heat GT 55 GalBelow Standard Water Heater > 55 GAL - EF 0.52New | Lewis CountyMultifamilyWater Heat GT 55 GalNew | Lewis County | Multifamily | Water Heat GT 55 Gal | 1 | Below Standard Water Heater > 55 GAL - EF 0.52 | New | bar: 2023 to 2050
Lewis CountyMultifamily - Highly Impacted | Lewis CountyMultifamily - Highly ImpactedWater Heat GT 55 Gal | Lewis CountyMultifamily - Highly ImpactedWater Heat GT 55 Gal1 | Lewis CountyMultifamily - Highly ImpactedWater Heat GT 55 Gal1Existing | Lewis CountyMultifamily - Highly ImpactedWater Heat GT 55 GalBelow Standard Water Heater > 55 GAL - EF 0.52Existing | Lewis CountyMultifamily - Highly ImpactedWater Heat GT 55 GalExisting | Lewis County | Multifamily - Highly Impacted | Water Heat GT 55 Gal | 1 | Below Standard Water Heater > 55 GAL - EF 0.52 | Existing | bar: 2023 to 2050
Lewis CountyMultifamily - Highly Impacted | Lewis CountyMultifamily - Highly ImpactedWater Heat GT 55 Gal | Lewis CountyMultifamily - Highly ImpactedWater Heat GT 55 Gal1 | Lewis CountyMultifamily - Highly ImpactedWater Heat GT 55 Gal1New | Lewis CountyMultifamily - Highly ImpactedWater Heat GT 55 GalBelow Standard Water Heater > 55 GAL - EF 0.52New | Lewis CountyMultifamily - Highly ImpactedWater Heat GT 55 GalNew | Lewis County | Multifamily - Highly Impacted | Water Heat GT 55 Gal | 1 | Below Standard Water Heater > 55 GAL - EF 0.52 | New | bar: 2023 to 2050
Lewis CountyManufactured | Lewis CountyManufacturedWater Heat GT 55 Gal | Lewis CountyManufacturedWater Heat GT 55 Gal1 | Lewis CountyManufacturedWater Heat GT 55 Gal1Existing | Lewis CountyManufacturedWater Heat GT 55 GalBelow Standard Water Heater > 55 GAL - EF 0.52Existing | Lewis CountyManufacturedWater Heat GT 55 GalExisting | Lewis County | Manufactured | Water Heat GT 55 Gal | 1 | Below Standard Water Heater > 55 GAL - EF 0.52 | Existing | bar: 2023 to 2050
Lewis CountyManufactured | Lewis CountyManufacturedWater Heat GT 55 Gal | Lewis CountyManufacturedWater Heat GT 55 Gal1 | Lewis CountyManufacturedWater Heat GT 55 Gal1New | Lewis CountyManufacturedWater Heat GT 55 GalBelow Standard Water Heater > 55 GAL - EF 0.52New | Lewis CountyManufacturedWater Heat GT 55 GalNew | Lewis County | Manufactured | Water Heat GT 55 Gal | 1 | Below Standard Water Heater > 55 GAL - EF 0.52 | New | bar: 2023 to 2050
Lewis CountyManufactured - Highly Impacted | Lewis CountyManufactured - Highly ImpactedWater Heat GT 55 Gal | Lewis CountyManufactured - Highly ImpactedWater Heat GT 55 Gal1 | Lewis CountyManufactured - Highly ImpactedWater Heat GT 55 Gal1Existing | Lewis CountyManufactured - Highly ImpactedWater Heat GT 55 GalBelow Standard Water Heater > 55 GAL - EF 0.52Existing | Lewis CountyManufactured - Highly ImpactedWater Heat GT 55 GalExisting | Lewis County | Manufactured - Highly Impacted | Water Heat GT 55 Gal | 1 | Below Standard Water Heater > 55 GAL - EF 0.52 | Existing | bar: 2023 to 2050
Lewis CountyManufactured - Highly Impacted | Lewis CountyManufactured - Highly ImpactedWater Heat GT 55 Gal | Lewis CountyManufactured - Highly ImpactedWater Heat GT 55 Gal1 | Lewis CountyManufactured - Highly ImpactedWater Heat GT 55 Gal1New | Lewis CountyManufactured - Highly ImpactedWater Heat GT 55 GalBelow Standard Water Heater > 55 GAL - EF 0.52New | Lewis CountyManufactured - Highly ImpactedWater Heat GT 55 GalNew | Lewis County | Manufactured - Highly Impacted | Water Heat GT 55 Gal | 1 | Below Standard Water Heater > 55 GAL - EF 0.52 | New | bar: 2023 to 2050
Lewis CountySingle Family | Lewis CountySingle FamilyWater Heat GT 55 Gal | Lewis CountySingle FamilyWater Heat GT 55 Gal2 | Lewis CountySingle FamilyWater Heat GT 55 Gal2Existing | Lewis CountySingle FamilyWater Heat GT 55 GalFederal Standard 2015 Condensing Water Heater > 55 GAL - EF 0.74Existing | Lewis CountySingle FamilyWater Heat GT 55 GalExisting | Lewis County | Single Family | Water Heat GT 55 Gal | 2 | Federal Standard 2015 Condensing Water Heater > 55 GAL - EF 0.74 | Existing | 100% | 100% | 100% | 100% | 100% | 100% | 100% | 100% | 100% | 100% | 100% | 100% | 100% | 100% | 100% | 100% | 100% | 100% | 100% | 100% | 100% | 100% | 100% | 100% | 100% | 100% | 100% | 100%
Lewis CountySingle Family | Lewis CountySingle FamilyWater Heat GT 55 Gal | Lewis CountySingle FamilyWater Heat GT 55 Gal2 | Lewis CountySingle FamilyWater Heat GT 55 Gal2New | Lewis CountySingle FamilyWater Heat GT 55 GalFederal Standard 2015 Condensing Water Heater > 55 GAL - EF 0.74New | Lewis CountySingle FamilyWater Heat GT 55 GalNew | Lewis County | Single Family | Water Heat GT 55 Gal | 2 | Federal Standard 2015 Condensing Water Heater > 55 GAL - EF 0.74 | New | 100% | 100% | 100% | 100% | 100% | 100% | 100% | 100% | 100% | 100% | 100% | 100% | 100% | 100% | 100% | 100% | 100% | 100% | 100% | 100% | 100% | 100% | 100% | 100% | 100% | 100% | 100% | 100%
Lewis CountySingle Family - Highly Impacted | Lewis CountySingle Family - Highly ImpactedWater Heat GT 55 Gal | Lewis CountySingle Family - Highly ImpactedWater Heat GT 55 Gal2 | Lewis CountySingle Family - Highly ImpactedWater Heat GT 55 Gal2Existing | Lewis CountySingle Family - Highly ImpactedWater Heat GT 55 GalFederal Standard 2015 Condensing Water Heater > 55 GAL - EF 0.74Existing | Lewis CountySingle Family - Highly ImpactedWater Heat GT 55 GalExisting | Lewis County | Single Family - Highly Impacted | Water Heat GT 55 Gal | 2 | Federal Standard 2015 Condensing Water Heater > 55 GAL - EF 0.74 | Existing | 100% | 100% | 100% | 100% | 100% | 100% | 100% | 100% | 100% | 100% | 100% | 100% | 100% | 100% | 100% | 100% | 100% | 100% | 100% | 100% | 100% | 100% | 100% | 100% | 100% | 100% | 100% | 100%
Lewis CountySingle Family - Highly Impacted | Lewis CountySingle Family - Highly ImpactedWater Heat GT 55 Gal | Lewis CountySingle Family - Highly ImpactedWater Heat GT 55 Gal2 | Lewis CountySingle Family - Highly ImpactedWater Heat GT 55 Gal2New | Lewis CountySingle Family - Highly ImpactedWater Heat GT 55 GalFederal Standard 2015 Condensing Water Heater > 55 GAL - EF 0.74New | Lewis CountySingle Family - Highly ImpactedWater Heat GT 55 GalNew | Lewis County | Single Family - Highly Impacted | Water Heat GT 55 Gal | 2 | Federal Standard 2015 Condensing Water Heater > 55 GAL - EF 0.74 | New | 100% | 100% | 100% | 100% | 100% | 100% | 100% | 100% | 100% | 100% | 100% | 100% | 100% | 100% | 100% | 100% | 100% | 100% | 100% | 100% | 100% | 100% | 100% | 100% | 100% | 100% | 100% | 100%
Lewis CountyMultifamily | Lewis CountyMultifamilyWater Heat GT 55 Gal | Lewis CountyMultifamilyWater Heat GT 55 Gal2 | Lewis CountyMultifamilyWater Heat GT 55 Gal2Existing | Lewis CountyMultifamilyWater Heat GT 55 GalFederal Standard 2015 Condensing Water Heater > 55 GAL - EF 0.74Existing | Lewis CountyMultifamilyWater Heat GT 55 GalExisting | Lewis County | Multifamily | Water Heat GT 55 Gal | 2 | Federal Standard 2015 Condensing Water Heater > 55 GAL - EF 0.74 | Existing | 100% | 100% | 100% | 100% | 100% | 100% | 100% | 100% | 100% | 100% | 100% | 100% | 100% | 100% | 100% | 100% | 100% | 100% | 100% | 100% | 100% | 100% | 100% | 100% | 100% | 100% | 100% | 100%
Lewis CountyMultifamily | Lewis CountyMultifamilyWater Heat GT 55 Gal | Lewis CountyMultifamilyWater Heat GT 55 Gal2 | Lewis CountyMultifamilyWater Heat GT 55 Gal2New | Lewis CountyMultifamilyWater Heat GT 55 GalFederal Standard 2015 Condensing Water Heater > 55 GAL - EF 0.74New | Lewis CountyMultifamilyWater Heat GT 55 GalNew | Lewis County | Multifamily | Water Heat GT 55 Gal | 2 | Federal Standard 2015 Condensing Water Heater > 55 GAL - EF 0.74 | New | 100% | 100% | 100% | 100% | 100% | 100% | 100% | 100% | 100% | 100% | 100% | 100% | 100% | 100% | 100% | 100% | 100% | 100% | 100% | 100% | 100% | 100% | 100% | 100% | 100% | 100% | 100% | 100%
Lewis CountyMultifamily - Highly Impacted | Lewis CountyMultifamily - Highly ImpactedWater Heat GT 55 Gal | Lewis CountyMultifamily - Highly ImpactedWater Heat GT 55 Gal2 | Lewis CountyMultifamily - Highly ImpactedWater Heat GT 55 Gal2Existing | Lewis CountyMultifamily - Highly ImpactedWater Heat GT 55 GalFederal Standard 2015 Condensing Water Heater > 55 GAL - EF 0.74Existing | Lewis CountyMultifamily - Highly ImpactedWater Heat GT 55 GalExisting | Lewis County | Multifamily - Highly Impacted | Water Heat GT 55 Gal | 2 | Federal Standard 2015 Condensing Water Heater > 55 GAL - EF 0.74 | Existing | 100% | 100% | 100% | 100% | 100% | 100% | 100% | 100% | 100% | 100% | 100% | 100% | 100% | 100% | 100% | 100% | 100% | 100% | 100% | 100% | 100% | 100% | 100% | 100% | 100% | 100% | 100% | 100%
Lewis CountyMultifamily - Highly Impacted | Lewis CountyMultifamily - Highly ImpactedWater Heat GT 55 Gal | Lewis CountyMultifamily - Highly ImpactedWater Heat GT 55 Gal2 | Lewis CountyMultifamily - Highly ImpactedWater Heat GT 55 Gal2New | Lewis CountyMultifamily - Highly ImpactedWater Heat GT 55 GalFederal Standard 2015 Condensing Water Heater > 55 GAL - EF 0.74New | Lewis CountyMultifamily - Highly ImpactedWater Heat GT 55 GalNew | Lewis County | Multifamily - Highly Impacted | Water Heat GT 55 Gal | 2 | Federal Standard 2015 Condensing Water Heater > 55 GAL - EF 0.74 | New | 100% | 100% | 100% | 100% | 100% | 100% | 100% | 100% | 100% | 100% | 100% | 100% | 100% | 100% | 100% | 100% | 100% | 100% | 100% | 100% | 100% | 100% | 100% | 100% | 100% | 100% | 100% | 100%
Lewis CountyManufactured | Lewis CountyManufacturedWater Heat GT 55 Gal | Lewis CountyManufacturedWater Heat GT 55 Gal2 | Lewis CountyManufacturedWater Heat GT 55 Gal2Existing | Lewis CountyManufacturedWater Heat GT 55 GalFederal Standard 2015 Condensing Water Heater > 55 GAL - EF 0.74Existing | Lewis CountyManufacturedWater Heat GT 55 GalExisting | Lewis County | Manufactured | Water Heat GT 55 Gal | 2 | Federal Standard 2015 Condensing Water Heater > 55 GAL - EF 0.74 | Existing | 100% | 100% | 100% | 100% | 100% | 100% | 100% | 100% | 100% | 100% | 100% | 100% | 100% | 100% | 100% | 100% | 100% | 100% | 100% | 100% | 100% | 100% | 100% | 100% | 100% | 100% | 100% | 100%
Lewis CountyManufactured | Lewis CountyManufacturedWater Heat GT 55 Gal | Lewis CountyManufacturedWater Heat GT 55 Gal2 | Lewis CountyManufacturedWater Heat GT 55 Gal2New | Lewis CountyManufacturedWater Heat GT 55 GalFederal Standard 2015 Condensing Water Heater > 55 GAL - EF 0.74New | Lewis CountyManufacturedWater Heat GT 55 GalNew | Lewis County | Manufactured | Water Heat GT 55 Gal | 2 | Federal Standard 2015 Condensing Water Heater > 55 GAL - EF 0.74 | New | 100% | 100% | 100% | 100% | 100% | 100% | 100% | 100% | 100% | 100% | 100% | 100% | 100% | 100% | 100% | 100% | 100% | 100% | 100% | 100% | 100% | 100% | 100% | 100% | 100% | 100% | 100% | 100%
Lewis CountyManufactured - Highly Impacted | Lewis CountyManufactured - Highly ImpactedWater Heat GT 55 Gal | Lewis CountyManufactured - Highly ImpactedWater Heat GT 55 Gal2 | Lewis CountyManufactured - Highly ImpactedWater Heat GT 55 Gal2Existing | Lewis CountyManufactured - Highly ImpactedWater Heat GT 55 GalFederal Standard 2015 Condensing Water Heater > 55 GAL - EF 0.74Existing | Lewis CountyManufactured - Highly ImpactedWater Heat GT 55 GalExisting | Lewis County | Manufactured - Highly Impacted | Water Heat GT 55 Gal | 2 | Federal Standard 2015 Condensing Water Heater > 55 GAL - EF 0.74 | Existing | 100% | 100% | 100% | 100% | 100% | 100% | 100% | 100% | 100% | 100% | 100% | 100% | 100% | 100% | 100% | 100% | 100% | 100% | 100% | 100% | 100% | 100% | 100% | 100% | 100% | 100% | 100% | 100%
Lewis CountyManufactured - Highly Impacted | Lewis CountyManufactured - Highly ImpactedWater Heat GT 55 Gal | Lewis CountyManufactured - Highly ImpactedWater Heat GT 55 Gal2 | Lewis CountyManufactured - Highly ImpactedWater Heat GT 55 Gal2New | Lewis CountyManufactured - Highly ImpactedWater Heat GT 55 GalFederal Standard 2015 Condensing Water Heater > 55 GAL - EF 0.74New | Lewis CountyManufactured - Highly ImpactedWater Heat GT 55 GalNew | Lewis County | Manufactured - Highly Impacted | Water Heat GT 55 Gal | 2 | Federal Standard 2015 Condensing Water Heater > 55 GAL - EF 0.74 | New | 100% | 100% | 100% | 100% | 100% | 100% | 100% | 100% | 100% | 100% | 100% | 100% | 100% | 100% | 100% | 100% | 100% | 100% | 100% | 100% | 100% | 100% | 100% | 100% | 100% | 100% | 100% | 100%
Lewis CountySingle Family | Lewis CountySingle FamilyWater Heat GT 55 Gal | Lewis CountySingle FamilyWater Heat GT 55 Gal3 | Lewis CountySingle FamilyWater Heat GT 55 Gal3Existing | Lewis CountySingle FamilyWater Heat GT 55 GalMarket Standard Water Heater > 55 GALExisting | Lewis CountySingle FamilyWater Heat GT 55 GalExisting | Lewis County | Single Family | Water Heat GT 55 Gal | 3 | Market Standard Water Heater > 55 GAL | Existing | bar: 2023 to 2050
Lewis CountySingle Family | Lewis CountySingle FamilyWater Heat GT 55 Gal | Lewis CountySingle FamilyWater Heat GT 55 Gal3 | Lewis CountySingle FamilyWater Heat GT 55 Gal3New | Lewis CountySingle FamilyWater Heat GT 55 GalMarket Standard Water Heater > 55 GALNew | Lewis CountySingle FamilyWater Heat GT 55 GalNew | Lewis County | Single Family | Water Heat GT 55 Gal | 3 | Market Standard Water Heater > 55 GAL | New | bar: 2023 to 2050
Lewis CountySingle Family - Highly Impacted | Lewis CountySingle Family - Highly ImpactedWater Heat GT 55 Gal | Lewis CountySingle Family - Highly ImpactedWater Heat GT 55 Gal3 | Lewis CountySingle Family - Highly ImpactedWater Heat GT 55 Gal3Existing | Lewis CountySingle Family - Highly ImpactedWater Heat GT 55 GalMarket Standard Water Heater > 55 GALExisting | Lewis CountySingle Family - Highly ImpactedWater Heat GT 55 GalExisting | Lewis County | Single Family - Highly Impacted | Water Heat GT 55 Gal | 3 | Market Standard Water Heater > 55 GAL | Existing | bar: 2023 to 2050
Lewis CountySingle Family - Highly Impacted | Lewis CountySingle Family - Highly ImpactedWater Heat GT 55 Gal | Lewis CountySingle Family - Highly ImpactedWater Heat GT 55 Gal3 | Lewis CountySingle Family - Highly ImpactedWater Heat GT 55 Gal3New | Lewis CountySingle Family - Highly ImpactedWater Heat GT 55 GalMarket Standard Water Heater > 55 GALNew | Lewis CountySingle Family - Highly ImpactedWater Heat GT 55 GalNew | Lewis County | Single Family - Highly Impacted | Water Heat GT 55 Gal | 3 | Market Standard Water Heater > 55 GAL | New | bar: 2023 to 2050
Lewis CountyMultifamily | Lewis CountyMultifamilyWater Heat GT 55 Gal | Lewis CountyMultifamilyWater Heat GT 55 Gal3 | Lewis CountyMultifamilyWater Heat GT 55 Gal3Existing | Lewis CountyMultifamilyWater Heat GT 55 GalMarket Standard Water Heater > 55 GALExisting | Lewis CountyMultifamilyWater Heat GT 55 GalExisting | Lewis County | Multifamily | Water Heat GT 55 Gal | 3 | Market Standard Water Heater > 55 GAL | Existing | bar: 2023 to 2050
Lewis CountyMultifamily | Lewis CountyMultifamilyWater Heat GT 55 Gal | Lewis CountyMultifamilyWater Heat GT 55 Gal3 | Lewis CountyMultifamilyWater Heat GT 55 Gal3New | Lewis CountyMultifamilyWater Heat GT 55 GalMarket Standard Water Heater > 55 GALNew | Lewis CountyMultifamilyWater Heat GT 55 GalNew | Lewis County | Multifamily | Water Heat GT 55 Gal | 3 | Market Standard Water Heater > 55 GAL | New | bar: 2023 to 2050
Lewis CountyMultifamily - Highly Impacted | Lewis CountyMultifamily - Highly ImpactedWater Heat GT 55 Gal | Lewis CountyMultifamily - Highly ImpactedWater Heat GT 55 Gal3 | Lewis CountyMultifamily - Highly ImpactedWater Heat GT 55 Gal3Existing | Lewis CountyMultifamily - Highly ImpactedWater Heat GT 55 GalMarket Standard Water Heater > 55 GALExisting | Lewis CountyMultifamily - Highly ImpactedWater Heat GT 55 GalExisting | Lewis County | Multifamily - Highly Impacted | Water Heat GT 55 Gal | 3 | Market Standard Water Heater > 55 GAL | Existing | bar: 2023 to 2050
Lewis CountyMultifamily - Highly Impacted | Lewis CountyMultifamily - Highly ImpactedWater Heat GT 55 Gal | Lewis CountyMultifamily - Highly ImpactedWater Heat GT 55 Gal3 | Lewis CountyMultifamily - Highly ImpactedWater Heat GT 55 Gal3New | Lewis CountyMultifamily - Highly ImpactedWater Heat GT 55 GalMarket Standard Water Heater > 55 GALNew | Lewis CountyMultifamily - Highly ImpactedWater Heat GT 55 GalNew | Lewis County | Multifamily - Highly Impacted | Water Heat GT 55 Gal | 3 | Market Standard Water Heater > 55 GAL | New | bar: 2023 to 2050
Lewis CountyManufactured | Lewis CountyManufacturedWater Heat GT 55 Gal | Lewis CountyManufacturedWater Heat GT 55 Gal3 | Lewis CountyManufacturedWater Heat GT 55 Gal3Existing | Lewis CountyManufacturedWater Heat GT 55 GalMarket Standard Water Heater > 55 GALExisting | Lewis CountyManufacturedWater Heat GT 55 GalExisting | Lewis County | Manufactured | Water Heat GT 55 Gal | 3 | Market Standard Water Heater > 55 GAL | Existing | bar: 2023 to 2050
Lewis CountyManufactured | Lewis CountyManufacturedWater Heat GT 55 Gal | Lewis CountyManufacturedWater Heat GT 55 Gal3 | Lewis CountyManufacturedWater Heat GT 55 Gal3New | Lewis CountyManufacturedWater Heat GT 55 GalMarket Standard Water Heater > 55 GALNew | Lewis CountyManufacturedWater Heat GT 55 GalNew | Lewis County | Manufactured | Water Heat GT 55 Gal | 3 | Market Standard Water Heater > 55 GAL | New | bar: 2023 to 2050
Lewis CountyManufactured - Highly Impacted | Lewis CountyManufactured - Highly ImpactedWater Heat GT 55 Gal | Lewis CountyManufactured - Highly ImpactedWater Heat GT 55 Gal3 | Lewis CountyManufactured - Highly ImpactedWater Heat GT 55 Gal3Existing | Lewis CountyManufactured - Highly ImpactedWater Heat GT 55 GalMarket Standard Water Heater > 55 GALExisting | Lewis CountyManufactured - Highly ImpactedWater Heat GT 55 GalExisting | Lewis County | Manufactured - Highly Impacted | Water Heat GT 55 Gal | 3 | Market Standard Water Heater > 55 GAL | Existing | bar: 2023 to 2050
Lewis CountyManufactured - Highly Impacted | Lewis CountyManufactured - Highly ImpactedWater Heat GT 55 Gal | Lewis CountyManufactured - Highly ImpactedWater Heat GT 55 Gal3 | Lewis CountyManufactured - Highly ImpactedWater Heat GT 55 Gal3New | Lewis CountyManufactured - Highly ImpactedWater Heat GT 55 GalMarket Standard Water Heater > 55 GALNew | Lewis CountyManufactured - Highly ImpactedWater Heat GT 55 GalNew | Lewis County | Manufactured - Highly Impacted | Water Heat GT 55 Gal | 3 | Market Standard Water Heater > 55 GAL | New | bar: 2023 to 2050
Lewis CountySingle Family | Lewis CountySingle FamilyWater Heat GT 55 Gal | Lewis CountySingle FamilyWater Heat GT 55 Gal4 | Lewis CountySingle FamilyWater Heat GT 55 Gal4Existing | Lewis CountySingle FamilyWater Heat GT 55 GalENERGY STAR Condensing Water Heater > 55 GAL - EF 0.77Existing | Lewis CountySingle FamilyWater Heat GT 55 GalExisting | Lewis County | Single Family | Water Heat GT 55 Gal | 4 | ENERGY STAR Condensing Water Heater > 55 GAL - EF 0.77 | Existing | bar: 2023 to 2050
Lewis CountySingle Family | Lewis CountySingle FamilyWater Heat GT 55 Gal | Lewis CountySingle FamilyWater Heat GT 55 Gal4 | Lewis CountySingle FamilyWater Heat GT 55 Gal4New | Lewis CountySingle FamilyWater Heat GT 55 GalENERGY STAR Condensing Water Heater > 55 GAL - EF 0.77New | Lewis CountySingle FamilyWater Heat GT 55 GalNew | Lewis County | Single Family | Water Heat GT 55 Gal | 4 | ENERGY STAR Condensing Water Heater > 55 GAL - EF 0.77 | New | bar: 2023 to 2050
Lewis CountySingle Family - Highly Impacted | Lewis CountySingle Family - Highly ImpactedWater Heat GT 55 Gal | Lewis CountySingle Family - Highly ImpactedWater Heat GT 55 Gal4 | Lewis CountySingle Family - Highly ImpactedWater Heat GT 55 Gal4Existing | Lewis CountySingle Family - Highly ImpactedWater Heat GT 55 GalENERGY STAR Condensing Water Heater > 55 GAL - EF 0.77Existing | Lewis CountySingle Family - Highly ImpactedWater Heat GT 55 GalExisting | Lewis County | Single Family - Highly Impacted | Water Heat GT 55 Gal | 4 | ENERGY STAR Condensing Water Heater > 55 GAL - EF 0.77 | Existing | bar: 2023 to 2050
Lewis CountySingle Family - Highly Impacted | Lewis CountySingle Family - Highly ImpactedWater Heat GT 55 Gal | Lewis CountySingle Family - Highly ImpactedWater Heat GT 55 Gal4 | Lewis CountySingle Family - Highly ImpactedWater Heat GT 55 Gal4New | Lewis CountySingle Family - Highly ImpactedWater Heat GT 55 GalENERGY STAR Condensing Water Heater > 55 GAL - EF 0.77New | Lewis CountySingle Family - Highly ImpactedWater Heat GT 55 GalNew | Lewis County | Single Family - Highly Impacted | Water Heat GT 55 Gal | 4 | ENERGY STAR Condensing Water Heater > 55 GAL - EF 0.77 | New | bar: 2023 to 2050
Lewis CountyMultifamily | Lewis CountyMultifamilyWater Heat GT 55 Gal | Lewis CountyMultifamilyWater Heat GT 55 Gal4 | Lewis CountyMultifamilyWater Heat GT 55 Gal4Existing | Lewis CountyMultifamilyWater Heat GT 55 GalENERGY STAR Condensing Water Heater > 55 GAL - EF 0.77Existing | Lewis CountyMultifamilyWater Heat GT 55 GalExisting | Lewis County | Multifamily | Water Heat GT 55 Gal | 4 | ENERGY STAR Condensing Water Heater > 55 GAL - EF 0.77 | Existing | bar: 2023 to 2050
Lewis CountyMultifamily | Lewis CountyMultifamilyWater Heat GT 55 Gal | Lewis CountyMultifamilyWater Heat GT 55 Gal4 | Lewis CountyMultifamilyWater Heat GT 55 Gal4New | Lewis CountyMultifamilyWater Heat GT 55 GalENERGY STAR Condensing Water Heater > 55 GAL - EF 0.77New | Lewis CountyMultifamilyWater Heat GT 55 GalNew | Lewis County | Multifamily | Water Heat GT 55 Gal | 4 | ENERGY STAR Condensing Water Heater > 55 GAL - EF 0.77 | New | bar: 2023 to 2050
Lewis CountyMultifamily - Highly Impacted | Lewis CountyMultifamily - Highly ImpactedWater Heat GT 55 Gal | Lewis CountyMultifamily - Highly ImpactedWater Heat GT 55 Gal4 | Lewis CountyMultifamily - Highly ImpactedWater Heat GT 55 Gal4Existing | Lewis CountyMultifamily - Highly ImpactedWater Heat GT 55 GalENERGY STAR Condensing Water Heater > 55 GAL - EF 0.77Existing | Lewis CountyMultifamily - Highly ImpactedWater Heat GT 55 GalExisting | Lewis County | Multifamily - Highly Impacted | Water Heat GT 55 Gal | 4 | ENERGY STAR Condensing Water Heater > 55 GAL - EF 0.77 | Existing | bar: 2023 to 2050
Lewis CountyMultifamily - Highly Impacted | Lewis CountyMultifamily - Highly ImpactedWater Heat GT 55 Gal | Lewis CountyMultifamily - Highly ImpactedWater Heat GT 55 Gal4 | Lewis CountyMultifamily - Highly ImpactedWater Heat GT 55 Gal4New | Lewis CountyMultifamily - Highly ImpactedWater Heat GT 55 GalENERGY STAR Condensing Water Heater > 55 GAL - EF 0.77New | Lewis CountyMultifamily - Highly ImpactedWater Heat GT 55 GalNew | Lewis County | Multifamily - Highly Impacted | Water Heat GT 55 Gal | 4 | ENERGY STAR Condensing Water Heater > 55 GAL - EF 0.77 | New | bar: 2023 to 2050
Lewis CountyManufactured | Lewis CountyManufacturedWater Heat GT 55 Gal | Lewis CountyManufacturedWater Heat GT 55 Gal4 | Lewis CountyManufacturedWater Heat GT 55 Gal4Existing | Lewis CountyManufacturedWater Heat GT 55 GalENERGY STAR Condensing Water Heater > 55 GAL - EF 0.77Existing | Lewis CountyManufacturedWater Heat GT 55 GalExisting | Lewis County | Manufactured | Water Heat GT 55 Gal | 4 | ENERGY STAR Condensing Water Heater > 55 GAL - EF 0.77 | Existing | bar: 2023 to 2050
Lewis CountyManufactured | Lewis CountyManufacturedWater Heat GT 55 Gal | Lewis CountyManufacturedWater Heat GT 55 Gal4 | Lewis CountyManufacturedWater Heat GT 55 Gal4New | Lewis CountyManufacturedWater Heat GT 55 GalENERGY STAR Condensing Water Heater > 55 GAL - EF 0.77New | Lewis CountyManufacturedWater Heat GT 55 GalNew | Lewis County | Manufactured | Water Heat GT 55 Gal | 4 | ENERGY STAR Condensing Water Heater > 55 GAL - EF 0.77 | New | bar: 2023 to 2050
Lewis CountyManufactured - Highly Impacted | Lewis CountyManufactured - Highly ImpactedWater Heat GT 55 Gal | Lewis CountyManufactured - Highly ImpactedWater Heat GT 55 Gal4 | Lewis CountyManufactured - Highly ImpactedWater Heat GT 55 Gal4Existing | Lewis CountyManufactured - Highly ImpactedWater Heat GT 55 GalENERGY STAR Condensing Water Heater > 55 GAL - EF 0.77Existing | Lewis CountyManufactured - Highly ImpactedWater Heat GT 55 GalExisting | Lewis County | Manufactured - Highly Impacted | Water Heat GT 55 Gal | 4 | ENERGY STAR Condensing Water Heater > 55 GAL - EF 0.77 | Existing | bar: 2023 to 2050
Lewis CountyManufactured - Highly Impacted | Lewis CountyManufactured - Highly ImpactedWater Heat GT 55 Gal | Lewis CountyManufactured - Highly ImpactedWater Heat GT 55 Gal4 | Lewis CountyManufactured - Highly ImpactedWater Heat GT 55 Gal4New | Lewis CountyManufactured - Highly ImpactedWater Heat GT 55 GalENERGY STAR Condensing Water Heater > 55 GAL - EF 0.77New | Lewis CountyManufactured - Highly ImpactedWater Heat GT 55 GalNew | Lewis County | Manufactured - Highly Impacted | Water Heat GT 55 Gal | 4 | ENERGY STAR Condensing Water Heater > 55 GAL - EF 0.77 | New | bar: 2023 to 2050
Lewis CountySingle Family | Lewis CountySingle FamilyWater Heat GT 55 Gal | Lewis CountySingle FamilyWater Heat GT 55 Gal5 | Lewis CountySingle FamilyWater Heat GT 55 Gal5Existing | Lewis CountySingle FamilyWater Heat GT 55 GalCondensing Water Heater > 55 GAL - EF 0.85Existing | Lewis CountySingle FamilyWater Heat GT 55 GalExisting | Lewis County | Single Family | Water Heat GT 55 Gal | 5 | Condensing Water Heater > 55 GAL - EF 0.85 | Existing | bar: 2023 to 2050
Lewis CountySingle Family | Lewis CountySingle FamilyWater Heat GT 55 Gal | Lewis CountySingle FamilyWater Heat GT 55 Gal5 | Lewis CountySingle FamilyWater Heat GT 55 Gal5New | Lewis CountySingle FamilyWater Heat GT 55 GalCondensing Water Heater > 55 GAL - EF 0.85New | Lewis CountySingle FamilyWater Heat GT 55 GalNew | Lewis County | Single Family | Water Heat GT 55 Gal | 5 | Condensing Water Heater > 55 GAL - EF 0.85 | New | bar: 2023 to 2050
Lewis CountySingle Family - Highly Impacted | Lewis CountySingle Family - Highly ImpactedWater Heat GT 55 Gal | Lewis CountySingle Family - Highly ImpactedWater Heat GT 55 Gal5 | Lewis CountySingle Family - Highly ImpactedWater Heat GT 55 Gal5Existing | Lewis CountySingle Family - Highly ImpactedWater Heat GT 55 GalCondensing Water Heater > 55 GAL - EF 0.85Existing | Lewis CountySingle Family - Highly ImpactedWater Heat GT 55 GalExisting | Lewis County | Single Family - Highly Impacted | Water Heat GT 55 Gal | 5 | Condensing Water Heater > 55 GAL - EF 0.85 | Existing | bar: 2023 to 2050
Lewis CountySingle Family - Highly Impacted | Lewis CountySingle Family - Highly ImpactedWater Heat GT 55 Gal | Lewis CountySingle Family - Highly ImpactedWater Heat GT 55 Gal5 | Lewis CountySingle Family - Highly ImpactedWater Heat GT 55 Gal5New | Lewis CountySingle Family - Highly ImpactedWater Heat GT 55 GalCondensing Water Heater > 55 GAL - EF 0.85New | Lewis CountySingle Family - Highly ImpactedWater Heat GT 55 GalNew | Lewis County | Single Family - Highly Impacted | Water Heat GT 55 Gal | 5 | Condensing Water Heater > 55 GAL - EF 0.85 | New | bar: 2023 to 2050
Lewis CountyMultifamily | Lewis CountyMultifamilyWater Heat GT 55 Gal | Lewis CountyMultifamilyWater Heat GT 55 Gal5 | Lewis CountyMultifamilyWater Heat GT 55 Gal5Existing | Lewis CountyMultifamilyWater Heat GT 55 GalCondensing Water Heater > 55 GAL - EF 0.85Existing | Lewis CountyMultifamilyWater Heat GT 55 GalExisting | Lewis County | Multifamily | Water Heat GT 55 Gal | 5 | Condensing Water Heater > 55 GAL - EF 0.85 | Existing | bar: 2023 to 2050
Lewis CountyMultifamily | Lewis CountyMultifamilyWater Heat GT 55 Gal | Lewis CountyMultifamilyWater Heat GT 55 Gal5 | Lewis CountyMultifamilyWater Heat GT 55 Gal5New | Lewis CountyMultifamilyWater Heat GT 55 GalCondensing Water Heater > 55 GAL - EF 0.85New | Lewis CountyMultifamilyWater Heat GT 55 GalNew | Lewis County | Multifamily | Water Heat GT 55 Gal | 5 | Condensing Water Heater > 55 GAL - EF 0.85 | New | bar: 2023 to 2050
Lewis CountyMultifamily - Highly Impacted | Lewis CountyMultifamily - Highly ImpactedWater Heat GT 55 Gal | Lewis CountyMultifamily - Highly ImpactedWater Heat GT 55 Gal5 | Lewis CountyMultifamily - Highly ImpactedWater Heat GT 55 Gal5Existing | Lewis CountyMultifamily - Highly ImpactedWater Heat GT 55 GalCondensing Water Heater > 55 GAL - EF 0.85Existing | Lewis CountyMultifamily - Highly ImpactedWater Heat GT 55 GalExisting | Lewis County | Multifamily - Highly Impacted | Water Heat GT 55 Gal | 5 | Condensing Water Heater > 55 GAL - EF 0.85 | Existing | bar: 2023 to 2050
Lewis CountyMultifamily - Highly Impacted | Lewis CountyMultifamily - Highly ImpactedWater Heat GT 55 Gal | Lewis CountyMultifamily - Highly ImpactedWater Heat GT 55 Gal5 | Lewis CountyMultifamily - Highly ImpactedWater Heat GT 55 Gal5New | Lewis CountyMultifamily - Highly ImpactedWater Heat GT 55 GalCondensing Water Heater > 55 GAL - EF 0.85New | Lewis CountyMultifamily - Highly ImpactedWater Heat GT 55 GalNew | Lewis County | Multifamily - Highly Impacted | Water Heat GT 55 Gal | 5 | Condensing Water Heater > 55 GAL - EF 0.85 | New | bar: 2023 to 2050
Lewis CountyManufactured | Lewis CountyManufacturedWater Heat GT 55 Gal | Lewis CountyManufacturedWater Heat GT 55 Gal5 | Lewis CountyManufacturedWater Heat GT 55 Gal5Existing | Lewis CountyManufacturedWater Heat GT 55 GalCondensing Water Heater > 55 GAL - EF 0.85Existing | Lewis CountyManufacturedWater Heat GT 55 GalExisting | Lewis County | Manufactured | Water Heat GT 55 Gal | 5 | Condensing Water Heater > 55 GAL - EF 0.85 | Existing | bar: 2023 to 2050
Lewis CountyManufactured | Lewis CountyManufacturedWater Heat GT 55 Gal | Lewis CountyManufacturedWater Heat GT 55 Gal5 | Lewis CountyManufacturedWater Heat GT 55 Gal5New | Lewis CountyManufacturedWater Heat GT 55 GalCondensing Water Heater > 55 GAL - EF 0.85New | Lewis CountyManufacturedWater Heat GT 55 GalNew | Lewis County | Manufactured | Water Heat GT 55 Gal | 5 | Condensing Water Heater > 55 GAL - EF 0.85 | New | bar: 2023 to 2050
Lewis CountyManufactured - Highly Impacted | Lewis CountyManufactured - Highly ImpactedWater Heat GT 55 Gal | Lewis CountyManufactured - Highly ImpactedWater Heat GT 55 Gal5 | Lewis CountyManufactured - Highly ImpactedWater Heat GT 55 Gal5Existing | Lewis CountyManufactured - Highly ImpactedWater Heat GT 55 GalCondensing Water Heater > 55 GAL - EF 0.85Existing | Lewis CountyManufactured - Highly ImpactedWater Heat GT 55 GalExisting | Lewis County | Manufactured - Highly Impacted | Water Heat GT 55 Gal | 5 | Condensing Water Heater > 55 GAL - EF 0.85 | Existing | bar: 2023 to 2050
Lewis CountyManufactured - Highly Impacted | Lewis CountyManufactured - Highly ImpactedWater Heat GT 55 Gal | Lewis CountyManufactured - Highly ImpactedWater Heat GT 55 Gal5 | Lewis CountyManufactured - Highly ImpactedWater Heat GT 55 Gal5New | Lewis CountyManufactured - Highly ImpactedWater Heat GT 55 GalCondensing Water Heater > 55 GAL - EF 0.85New | Lewis CountyManufactured - Highly ImpactedWater Heat GT 55 GalNew | Lewis County | Manufactured - Highly Impacted | Water Heat GT 55 Gal | 5 | Condensing Water Heater > 55 GAL - EF 0.85 | New | bar: 2023 to 2050
Lewis CountySingle Family | Lewis CountySingle FamilyWater Heat GT 55 Gal | Lewis CountySingle FamilyWater Heat GT 55 Gal6 | Lewis CountySingle FamilyWater Heat GT 55 Gal6Existing | Lewis CountySingle FamilyWater Heat GT 55 GalENERGY STAR Tankless Water Heater > 55 GAL - EF 0.90Existing | Lewis CountySingle FamilyWater Heat GT 55 GalExisting | Lewis County | Single Family | Water Heat GT 55 Gal | 6 | ENERGY STAR Tankless Water Heater > 55 GAL - EF 0.90 | Existing | bar: 2023 to 2050
Lewis CountySingle Family | Lewis CountySingle FamilyWater Heat GT 55 Gal | Lewis CountySingle FamilyWater Heat GT 55 Gal6 | Lewis CountySingle FamilyWater Heat GT 55 Gal6New | Lewis CountySingle FamilyWater Heat GT 55 GalENERGY STAR Tankless Water Heater > 55 GAL - EF 0.90New | Lewis CountySingle FamilyWater Heat GT 55 GalNew | Lewis County | Single Family | Water Heat GT 55 Gal | 6 | ENERGY STAR Tankless Water Heater > 55 GAL - EF 0.90 | New | bar: 2023 to 2050
Lewis CountySingle Family - Highly Impacted | Lewis CountySingle Family - Highly ImpactedWater Heat GT 55 Gal | Lewis CountySingle Family - Highly ImpactedWater Heat GT 55 Gal6 | Lewis CountySingle Family - Highly ImpactedWater Heat GT 55 Gal6Existing | Lewis CountySingle Family - Highly ImpactedWater Heat GT 55 GalENERGY STAR Tankless Water Heater > 55 GAL - EF 0.90Existing | Lewis CountySingle Family - Highly ImpactedWater Heat GT 55 GalExisting | Lewis County | Single Family - Highly Impacted | Water Heat GT 55 Gal | 6 | ENERGY STAR Tankless Water Heater > 55 GAL - EF 0.90 | Existing | bar: 2023 to 2050
Lewis CountySingle Family - Highly Impacted | Lewis CountySingle Family - Highly ImpactedWater Heat GT 55 Gal | Lewis CountySingle Family - Highly ImpactedWater Heat GT 55 Gal6 | Lewis CountySingle Family - Highly ImpactedWater Heat GT 55 Gal6New | Lewis CountySingle Family - Highly ImpactedWater Heat GT 55 GalENERGY STAR Tankless Water Heater > 55 GAL - EF 0.90New | Lewis CountySingle Family - Highly ImpactedWater Heat GT 55 GalNew | Lewis County | Single Family - Highly Impacted | Water Heat GT 55 Gal | 6 | ENERGY STAR Tankless Water Heater > 55 GAL - EF 0.90 | New | bar: 2023 to 2050
Lewis CountyMultifamily | Lewis CountyMultifamilyWater Heat GT 55 Gal | Lewis CountyMultifamilyWater Heat GT 55 Gal6 | Lewis CountyMultifamilyWater Heat GT 55 Gal6Existing | Lewis CountyMultifamilyWater Heat GT 55 GalENERGY STAR Tankless Water Heater > 55 GAL - EF 0.90Existing | Lewis CountyMultifamilyWater Heat GT 55 GalExisting | Lewis County | Multifamily | Water Heat GT 55 Gal | 6 | ENERGY STAR Tankless Water Heater > 55 GAL - EF 0.90 | Existing | bar: 2023 to 2050
Lewis CountyMultifamily | Lewis CountyMultifamilyWater Heat GT 55 Gal | Lewis CountyMultifamilyWater Heat GT 55 Gal6 | Lewis CountyMultifamilyWater Heat GT 55 Gal6New | Lewis CountyMultifamilyWater Heat GT 55 GalENERGY STAR Tankless Water Heater > 55 GAL - EF 0.90New | Lewis CountyMultifamilyWater Heat GT 55 GalNew | Lewis County | Multifamily | Water Heat GT 55 Gal | 6 | ENERGY STAR Tankless Water Heater > 55 GAL - EF 0.90 | New | bar: 2023 to 2050
Lewis CountyMultifamily - Highly Impacted | Lewis CountyMultifamily - Highly ImpactedWater Heat GT 55 Gal | Lewis CountyMultifamily - Highly ImpactedWater Heat GT 55 Gal6 | Lewis CountyMultifamily - Highly ImpactedWater Heat GT 55 Gal6Existing | Lewis CountyMultifamily - Highly ImpactedWater Heat GT 55 GalENERGY STAR Tankless Water Heater > 55 GAL - EF 0.90Existing | Lewis CountyMultifamily - Highly ImpactedWater Heat GT 55 GalExisting | Lewis County | Multifamily - Highly Impacted | Water Heat GT 55 Gal | 6 | ENERGY STAR Tankless Water Heater > 55 GAL - EF 0.90 | Existing | bar: 2023 to 2050
Lewis CountyMultifamily - Highly Impacted | Lewis CountyMultifamily - Highly ImpactedWater Heat GT 55 Gal | Lewis CountyMultifamily - Highly ImpactedWater Heat GT 55 Gal6 | Lewis CountyMultifamily - Highly ImpactedWater Heat GT 55 Gal6New | Lewis CountyMultifamily - Highly ImpactedWater Heat GT 55 GalENERGY STAR Tankless Water Heater > 55 GAL - EF 0.90New | Lewis CountyMultifamily - Highly ImpactedWater Heat GT 55 GalNew | Lewis County | Multifamily - Highly Impacted | Water Heat GT 55 Gal | 6 | ENERGY STAR Tankless Water Heater > 55 GAL - EF 0.90 | New | bar: 2023 to 2050
Lewis CountyManufactured | Lewis CountyManufacturedWater Heat GT 55 Gal | Lewis CountyManufacturedWater Heat GT 55 Gal6 | Lewis CountyManufacturedWater Heat GT 55 Gal6Existing | Lewis CountyManufacturedWater Heat GT 55 GalENERGY STAR Tankless Water Heater > 55 GAL - EF 0.90Existing | Lewis CountyManufacturedWater Heat GT 55 GalExisting | Lewis County | Manufactured | Water Heat GT 55 Gal | 6 | ENERGY STAR Tankless Water Heater > 55 GAL - EF 0.90 | Existing | bar: 2023 to 2050
Lewis CountyManufactured | Lewis CountyManufacturedWater Heat GT 55 Gal | Lewis CountyManufacturedWater Heat GT 55 Gal6 | Lewis CountyManufacturedWater Heat GT 55 Gal6New | Lewis CountyManufacturedWater Heat GT 55 GalENERGY STAR Tankless Water Heater > 55 GAL - EF 0.90New | Lewis CountyManufacturedWater Heat GT 55 GalNew | Lewis County | Manufactured | Water Heat GT 55 Gal | 6 | ENERGY STAR Tankless Water Heater > 55 GAL - EF 0.90 | New | bar: 2023 to 2050
Lewis CountyManufactured - Highly Impacted | Lewis CountyManufactured - Highly ImpactedWater Heat GT 55 Gal | Lewis CountyManufactured - Highly ImpactedWater Heat GT 55 Gal6 | Lewis CountyManufactured - Highly ImpactedWater Heat GT 55 Gal6Existing | Lewis CountyManufactured - Highly ImpactedWater Heat GT 55 GalENERGY STAR Tankless Water Heater > 55 GAL - EF 0.90Existing | Lewis CountyManufactured - Highly ImpactedWater Heat GT 55 GalExisting | Lewis County | Manufactured - Highly Impacted | Water Heat GT 55 Gal | 6 | ENERGY STAR Tankless Water Heater > 55 GAL - EF 0.90 | Existing | bar: 2023 to 2050
Lewis CountyManufactured - Highly Impacted | Lewis CountyManufactured - Highly ImpactedWater Heat GT 55 Gal | Lewis CountyManufactured - Highly ImpactedWater Heat GT 55 Gal6 | Lewis CountyManufactured - Highly ImpactedWater Heat GT 55 Gal6New | Lewis CountyManufactured - Highly ImpactedWater Heat GT 55 GalENERGY STAR Tankless Water Heater > 55 GAL - EF 0.90New | Lewis CountyManufactured - Highly ImpactedWater Heat GT 55 GalNew | Lewis County | Manufactured - Highly Impacted | Water Heat GT 55 Gal | 6 | ENERGY STAR Tankless Water Heater > 55 GAL - EF 0.90 | New | bar: 2023 to 2050
Pierce CountySingle Family | Pierce CountySingle FamilyCooking Oven | Pierce CountySingle FamilyCooking Oven1 | Pierce CountySingle FamilyCooking Oven1Existing | Pierce CountySingle FamilyCooking OvenBelow Standard Cooking OvenExisting | Pierce CountySingle FamilyCooking OvenExisting | Pierce County | Single Family | Cooking Oven | 1 | Below Standard Cooking Oven | Existing | 57.89% | 57.89% | 57.89% | 57.89% | 57.89% | 57.89% | 57.89% | 57.89% | 57.89% | 57.89% | 57.89% | 57.89% | 57.89% | 57.89% | 57.89% | 57.89% | 57.89% | 57.89% | 57.89% | 57.89% | 57.89% | 57.89% | 57.89% | 57.89% | 57.89% | 57.89% | 57.89% | 57.89%
Pierce CountySingle Family | Pierce CountySingle FamilyCooking Oven | Pierce CountySingle FamilyCooking Oven1 | Pierce CountySingle FamilyCooking Oven1New | Pierce CountySingle FamilyCooking OvenBelow Standard Cooking OvenNew | Pierce CountySingle FamilyCooking OvenNew | Pierce County | Single Family | Cooking Oven | 1 | Below Standard Cooking Oven | New | bar: 2023 to 2050
Pierce CountySingle Family - Highly Impacted | Pierce CountySingle Family - Highly ImpactedCooking Oven | Pierce CountySingle Family - Highly ImpactedCooking Oven1 | Pierce CountySingle Family - Highly ImpactedCooking Oven1Existing | Pierce CountySingle Family - Highly ImpactedCooking OvenBelow Standard Cooking OvenExisting | Pierce CountySingle Family - Highly ImpactedCooking OvenExisting | Pierce County | Single Family - Highly Impacted | Cooking Oven | 1 | Below Standard Cooking Oven | Existing | 57.89% | 57.89% | 57.89% | 57.89% | 57.89% | 57.89% | 57.89% | 57.89% | 57.89% | 57.89% | 57.89% | 57.89% | 57.89% | 57.89% | 57.89% | 57.89% | 57.89% | 57.89% | 57.89% | 57.89% | 57.89% | 57.89% | 57.89% | 57.89% | 57.89% | 57.89% | 57.89% | 57.89%
Pierce CountySingle Family - Highly Impacted | Pierce CountySingle Family - Highly ImpactedCooking Oven | Pierce CountySingle Family - Highly ImpactedCooking Oven1 | Pierce CountySingle Family - Highly ImpactedCooking Oven1New | Pierce CountySingle Family - Highly ImpactedCooking OvenBelow Standard Cooking OvenNew | Pierce CountySingle Family - Highly ImpactedCooking OvenNew | Pierce County | Single Family - Highly Impacted | Cooking Oven | 1 | Below Standard Cooking Oven | New | bar: 2023 to 2050
Pierce CountyMultifamily | Pierce CountyMultifamilyCooking Oven | Pierce CountyMultifamilyCooking Oven1 | Pierce CountyMultifamilyCooking Oven1Existing | Pierce CountyMultifamilyCooking OvenBelow Standard Cooking OvenExisting | Pierce CountyMultifamilyCooking OvenExisting | Pierce County | Multifamily | Cooking Oven | 1 | Below Standard Cooking Oven | Existing | 57.89% | 57.89% | 57.89% | 57.89% | 57.89% | 57.89% | 57.89% | 57.89% | 57.89% | 57.89% | 57.89% | 57.89% | 57.89% | 57.89% | 57.89% | 57.89% | 57.89% | 57.89% | 57.89% | 57.89% | 57.89% | 57.89% | 57.89% | 57.89% | 57.89% | 57.89% | 57.89% | 57.89%
Pierce CountyMultifamily | Pierce CountyMultifamilyCooking Oven | Pierce CountyMultifamilyCooking Oven1 | Pierce CountyMultifamilyCooking Oven1New | Pierce CountyMultifamilyCooking OvenBelow Standard Cooking OvenNew | Pierce CountyMultifamilyCooking OvenNew | Pierce County | Multifamily | Cooking Oven | 1 | Below Standard Cooking Oven | New | bar: 2023 to 2050
Pierce CountyMultifamily - Highly Impacted | Pierce CountyMultifamily - Highly ImpactedCooking Oven | Pierce CountyMultifamily - Highly ImpactedCooking Oven1 | Pierce CountyMultifamily - Highly ImpactedCooking Oven1Existing | Pierce CountyMultifamily - Highly ImpactedCooking OvenBelow Standard Cooking OvenExisting | Pierce CountyMultifamily - Highly ImpactedCooking OvenExisting | Pierce County | Multifamily - Highly Impacted | Cooking Oven | 1 | Below Standard Cooking Oven | Existing | 57.89% | 57.89% | 57.89% | 57.89% | 57.89% | 57.89% | 57.89% | 57.89% | 57.89% | 57.89% | 57.89% | 57.89% | 57.89% | 57.89% | 57.89% | 57.89% | 57.89% | 57.89% | 57.89% | 57.89% | 57.89% | 57.89% | 57.89% | 57.89% | 57.89% | 57.89% | 57.89% | 57.89%
Pierce CountyMultifamily - Highly Impacted | Pierce CountyMultifamily - Highly ImpactedCooking Oven | Pierce CountyMultifamily - Highly ImpactedCooking Oven1 | Pierce CountyMultifamily - Highly ImpactedCooking Oven1New | Pierce CountyMultifamily - Highly ImpactedCooking OvenBelow Standard Cooking OvenNew | Pierce CountyMultifamily - Highly ImpactedCooking OvenNew | Pierce County | Multifamily - Highly Impacted | Cooking Oven | 1 | Below Standard Cooking Oven | New | bar: 2023 to 2050
Pierce CountyManufactured | Pierce CountyManufacturedCooking Oven | Pierce CountyManufacturedCooking Oven1 | Pierce CountyManufacturedCooking Oven1Existing | Pierce CountyManufacturedCooking OvenBelow Standard Cooking OvenExisting | Pierce CountyManufacturedCooking OvenExisting | Pierce County | Manufactured | Cooking Oven | 1 | Below Standard Cooking Oven | Existing | 57.89% | 57.89% | 57.89% | 57.89% | 57.89% | 57.89% | 57.89% | 57.89% | 57.89% | 57.89% | 57.89% | 57.89% | 57.89% | 57.89% | 57.89% | 57.89% | 57.89% | 57.89% | 57.89% | 57.89% | 57.89% | 57.89% | 57.89% | 57.89% | 57.89% | 57.89% | 57.89% | 57.89%
Pierce CountyManufactured | Pierce CountyManufacturedCooking Oven | Pierce CountyManufacturedCooking Oven1 | Pierce CountyManufacturedCooking Oven1New | Pierce CountyManufacturedCooking OvenBelow Standard Cooking OvenNew | Pierce CountyManufacturedCooking OvenNew | Pierce County | Manufactured | Cooking Oven | 1 | Below Standard Cooking Oven | New | bar: 2023 to 2050
Pierce CountyManufactured - Highly Impacted | Pierce CountyManufactured - Highly ImpactedCooking Oven | Pierce CountyManufactured - Highly ImpactedCooking Oven1 | Pierce CountyManufactured - Highly ImpactedCooking Oven1Existing | Pierce CountyManufactured - Highly ImpactedCooking OvenBelow Standard Cooking OvenExisting | Pierce CountyManufactured - Highly ImpactedCooking OvenExisting | Pierce County | Manufactured - Highly Impacted | Cooking Oven | 1 | Below Standard Cooking Oven | Existing | 57.89% | 57.89% | 57.89% | 57.89% | 57.89% | 57.89% | 57.89% | 57.89% | 57.89% | 57.89% | 57.89% | 57.89% | 57.89% | 57.89% | 57.89% | 57.89% | 57.89% | 57.89% | 57.89% | 57.89% | 57.89% | 57.89% | 57.89% | 57.89% | 57.89% | 57.89% | 57.89% | 57.89%
Pierce CountyManufactured - Highly Impacted | Pierce CountyManufactured - Highly ImpactedCooking Oven | Pierce CountyManufactured - Highly ImpactedCooking Oven1 | Pierce CountyManufactured - Highly ImpactedCooking Oven1New | Pierce CountyManufactured - Highly ImpactedCooking OvenBelow Standard Cooking OvenNew | Pierce CountyManufactured - Highly ImpactedCooking OvenNew | Pierce County | Manufactured - Highly Impacted | Cooking Oven | 1 | Below Standard Cooking Oven | New | bar: 2023 to 2050
Pierce CountySingle Family | Pierce CountySingle FamilyCooking Oven | Pierce CountySingle FamilyCooking Oven2 | Pierce CountySingle FamilyCooking Oven2Existing | Pierce CountySingle FamilyCooking OvenFederal Standard 2012 Cooking OvenExisting | Pierce CountySingle FamilyCooking OvenExisting | Pierce County | Single Family | Cooking Oven | 2 | Federal Standard 2012 Cooking Oven | Existing | 40% | 40% | 40% | 40% | 40% | 40% | 40% | 40% | 40% | 40% | 40% | 40% | 40% | 40% | 40% | 40% | 40% | 40% | 40% | 40% | 40% | 40% | 40% | 40% | 40% | 40% | 40% | 40%
Pierce CountySingle Family | Pierce CountySingle FamilyCooking Oven | Pierce CountySingle FamilyCooking Oven2 | Pierce CountySingle FamilyCooking Oven2New | Pierce CountySingle FamilyCooking OvenFederal Standard 2012 Cooking OvenNew | Pierce CountySingle FamilyCooking OvenNew | Pierce County | Single Family | Cooking Oven | 2 | Federal Standard 2012 Cooking Oven | New | 95% | 95% | 95% | 95% | 95% | 95% | 95% | 95% | 95% | 95% | 95% | 95% | 95% | 95% | 95% | 95% | 95% | 95% | 95% | 95% | 95% | 95% | 95% | 95% | 95% | 95% | 95% | 95%
Pierce CountySingle Family - Highly Impacted | Pierce CountySingle Family - Highly ImpactedCooking Oven | Pierce CountySingle Family - Highly ImpactedCooking Oven2 | Pierce CountySingle Family - Highly ImpactedCooking Oven2Existing | Pierce CountySingle Family - Highly ImpactedCooking OvenFederal Standard 2012 Cooking OvenExisting | Pierce CountySingle Family - Highly ImpactedCooking OvenExisting | Pierce County | Single Family - Highly Impacted | Cooking Oven | 2 | Federal Standard 2012 Cooking Oven | Existing | 40% | 40% | 40% | 40% | 40% | 40% | 40% | 40% | 40% | 40% | 40% | 40% | 40% | 40% | 40% | 40% | 40% | 40% | 40% | 40% | 40% | 40% | 40% | 40% | 40% | 40% | 40% | 40%
Pierce CountySingle Family - Highly Impacted | Pierce CountySingle Family - Highly ImpactedCooking Oven | Pierce CountySingle Family - Highly ImpactedCooking Oven2 | Pierce CountySingle Family - Highly ImpactedCooking Oven2New | Pierce CountySingle Family - Highly ImpactedCooking OvenFederal Standard 2012 Cooking OvenNew | Pierce CountySingle Family - Highly ImpactedCooking OvenNew | Pierce County | Single Family - Highly Impacted | Cooking Oven | 2 | Federal Standard 2012 Cooking Oven | New | 95% | 95% | 95% | 95% | 95% | 95% | 95% | 95% | 95% | 95% | 95% | 95% | 95% | 95% | 95% | 95% | 95% | 95% | 95% | 95% | 95% | 95% | 95% | 95% | 95% | 95% | 95% | 95%
Pierce CountyMultifamily | Pierce CountyMultifamilyCooking Oven | Pierce CountyMultifamilyCooking Oven2 | Pierce CountyMultifamilyCooking Oven2Existing | Pierce CountyMultifamilyCooking OvenFederal Standard 2012 Cooking OvenExisting | Pierce CountyMultifamilyCooking OvenExisting | Pierce County | Multifamily | Cooking Oven | 2 | Federal Standard 2012 Cooking Oven | Existing | 40% | 40% | 40% | 40% | 40% | 40% | 40% | 40% | 40% | 40% | 40% | 40% | 40% | 40% | 40% | 40% | 40% | 40% | 40% | 40% | 40% | 40% | 40% | 40% | 40% | 40% | 40% | 40%
Pierce CountyMultifamily | Pierce CountyMultifamilyCooking Oven | Pierce CountyMultifamilyCooking Oven2 | Pierce CountyMultifamilyCooking Oven2New | Pierce CountyMultifamilyCooking OvenFederal Standard 2012 Cooking OvenNew | Pierce CountyMultifamilyCooking OvenNew | Pierce County | Multifamily | Cooking Oven | 2 | Federal Standard 2012 Cooking Oven | New | 95% | 95% | 95% | 95% | 95% | 95% | 95% | 95% | 95% | 95% | 95% | 95% | 95% | 95% | 95% | 95% | 95% | 95% | 95% | 95% | 95% | 95% | 95% | 95% | 95% | 95% | 95% | 95%
Pierce CountyMultifamily - Highly Impacted | Pierce CountyMultifamily - Highly ImpactedCooking Oven | Pierce CountyMultifamily - Highly ImpactedCooking Oven2 | Pierce CountyMultifamily - Highly ImpactedCooking Oven2Existing | Pierce CountyMultifamily - Highly ImpactedCooking OvenFederal Standard 2012 Cooking OvenExisting | Pierce CountyMultifamily - Highly ImpactedCooking OvenExisting | Pierce County | Multifamily - Highly Impacted | Cooking Oven | 2 | Federal Standard 2012 Cooking Oven | Existing | 40% | 40% | 40% | 40% | 40% | 40% | 40% | 40% | 40% | 40% | 40% | 40% | 40% | 40% | 40% | 40% | 40% | 40% | 40% | 40% | 40% | 40% | 40% | 40% | 40% | 40% | 40% | 40%
Pierce CountyMultifamily - Highly Impacted | Pierce CountyMultifamily - Highly ImpactedCooking Oven | Pierce CountyMultifamily - Highly ImpactedCooking Oven2 | Pierce CountyMultifamily - Highly ImpactedCooking Oven2New | Pierce CountyMultifamily - Highly ImpactedCooking OvenFederal Standard 2012 Cooking OvenNew | Pierce CountyMultifamily - Highly ImpactedCooking OvenNew | Pierce County | Multifamily - Highly Impacted | Cooking Oven | 2 | Federal Standard 2012 Cooking Oven | New | 95% | 95% | 95% | 95% | 95% | 95% | 95% | 95% | 95% | 95% | 95% | 95% | 95% | 95% | 95% | 95% | 95% | 95% | 95% | 95% | 95% | 95% | 95% | 95% | 95% | 95% | 95% | 95%
Pierce CountyManufactured | Pierce CountyManufacturedCooking Oven | Pierce CountyManufacturedCooking Oven2 | Pierce CountyManufacturedCooking Oven2Existing | Pierce CountyManufacturedCooking OvenFederal Standard 2012 Cooking OvenExisting | Pierce CountyManufacturedCooking OvenExisting | Pierce County | Manufactured | Cooking Oven | 2 | Federal Standard 2012 Cooking Oven | Existing | 40% | 40% | 40% | 40% | 40% | 40% | 40% | 40% | 40% | 40% | 40% | 40% | 40% | 40% | 40% | 40% | 40% | 40% | 40% | 40% | 40% | 40% | 40% | 40% | 40% | 40% | 40% | 40%
Pierce CountyManufactured | Pierce CountyManufacturedCooking Oven | Pierce CountyManufacturedCooking Oven2 | Pierce CountyManufacturedCooking Oven2New | Pierce CountyManufacturedCooking OvenFederal Standard 2012 Cooking OvenNew | Pierce CountyManufacturedCooking OvenNew | Pierce County | Manufactured | Cooking Oven | 2 | Federal Standard 2012 Cooking Oven | New | 95% | 95% | 95% | 95% | 95% | 95% | 95% | 95% | 95% | 95% | 95% | 95% | 95% | 95% | 95% | 95% | 95% | 95% | 95% | 95% | 95% | 95% | 95% | 95% | 95% | 95% | 95% | 95%
Pierce CountyManufactured - Highly Impacted | Pierce CountyManufactured - Highly ImpactedCooking Oven | Pierce CountyManufactured - Highly ImpactedCooking Oven2 | Pierce CountyManufactured - Highly ImpactedCooking Oven2Existing | Pierce CountyManufactured - Highly ImpactedCooking OvenFederal Standard 2012 Cooking OvenExisting | Pierce CountyManufactured - Highly ImpactedCooking OvenExisting | Pierce County | Manufactured - Highly Impacted | Cooking Oven | 2 | Federal Standard 2012 Cooking Oven | Existing | 40% | 40% | 40% | 40% | 40% | 40% | 40% | 40% | 40% | 40% | 40% | 40% | 40% | 40% | 40% | 40% | 40% | 40% | 40% | 40% | 40% | 40% | 40% | 40% | 40% | 40% | 40% | 40%
Pierce CountyManufactured - Highly Impacted | Pierce CountyManufactured - Highly ImpactedCooking Oven | Pierce CountyManufactured - Highly ImpactedCooking Oven2 | Pierce CountyManufactured - Highly ImpactedCooking Oven2New | Pierce CountyManufactured - Highly ImpactedCooking OvenFederal Standard 2012 Cooking OvenNew | Pierce CountyManufactured - Highly ImpactedCooking OvenNew | Pierce County | Manufactured - Highly Impacted | Cooking Oven | 2 | Federal Standard 2012 Cooking Oven | New | 95% | 95% | 95% | 95% | 95% | 95% | 95% | 95% | 95% | 95% | 95% | 95% | 95% | 95% | 95% | 95% | 95% | 95% | 95% | 95% | 95% | 95% | 95% | 95% | 95% | 95% | 95% | 95%
Pierce CountySingle Family | Pierce CountySingle FamilyCooking Oven | Pierce CountySingle FamilyCooking Oven3 | Pierce CountySingle FamilyCooking Oven3Existing | Pierce CountySingle FamilyCooking OvenMarket Standard Cooking OvenExisting | Pierce CountySingle FamilyCooking OvenExisting | Pierce County | Single Family | Cooking Oven | 3 | Market Standard Cooking Oven | Existing | bar: 2023 to 2050
Pierce CountySingle Family | Pierce CountySingle FamilyCooking Oven | Pierce CountySingle FamilyCooking Oven3 | Pierce CountySingle FamilyCooking Oven3New | Pierce CountySingle FamilyCooking OvenMarket Standard Cooking OvenNew | Pierce CountySingle FamilyCooking OvenNew | Pierce County | Single Family | Cooking Oven | 3 | Market Standard Cooking Oven | New | bar: 2023 to 2050
Pierce CountySingle Family - Highly Impacted | Pierce CountySingle Family - Highly ImpactedCooking Oven | Pierce CountySingle Family - Highly ImpactedCooking Oven3 | Pierce CountySingle Family - Highly ImpactedCooking Oven3Existing | Pierce CountySingle Family - Highly ImpactedCooking OvenMarket Standard Cooking OvenExisting | Pierce CountySingle Family - Highly ImpactedCooking OvenExisting | Pierce County | Single Family - Highly Impacted | Cooking Oven | 3 | Market Standard Cooking Oven | Existing | bar: 2023 to 2050
Pierce CountySingle Family - Highly Impacted | Pierce CountySingle Family - Highly ImpactedCooking Oven | Pierce CountySingle Family - Highly ImpactedCooking Oven3 | Pierce CountySingle Family - Highly ImpactedCooking Oven3New | Pierce CountySingle Family - Highly ImpactedCooking OvenMarket Standard Cooking OvenNew | Pierce CountySingle Family - Highly ImpactedCooking OvenNew | Pierce County | Single Family - Highly Impacted | Cooking Oven | 3 | Market Standard Cooking Oven | New | bar: 2023 to 2050
Pierce CountyMultifamily | Pierce CountyMultifamilyCooking Oven | Pierce CountyMultifamilyCooking Oven3 | Pierce CountyMultifamilyCooking Oven3Existing | Pierce CountyMultifamilyCooking OvenMarket Standard Cooking OvenExisting | Pierce CountyMultifamilyCooking OvenExisting | Pierce County | Multifamily | Cooking Oven | 3 | Market Standard Cooking Oven | Existing | bar: 2023 to 2050
Pierce CountyMultifamily | Pierce CountyMultifamilyCooking Oven | Pierce CountyMultifamilyCooking Oven3 | Pierce CountyMultifamilyCooking Oven3New | Pierce CountyMultifamilyCooking OvenMarket Standard Cooking OvenNew | Pierce CountyMultifamilyCooking OvenNew | Pierce County | Multifamily | Cooking Oven | 3 | Market Standard Cooking Oven | New | bar: 2023 to 2050
Pierce CountyMultifamily - Highly Impacted | Pierce CountyMultifamily - Highly ImpactedCooking Oven | Pierce CountyMultifamily - Highly ImpactedCooking Oven3 | Pierce CountyMultifamily - Highly ImpactedCooking Oven3Existing | Pierce CountyMultifamily - Highly ImpactedCooking OvenMarket Standard Cooking OvenExisting | Pierce CountyMultifamily - Highly ImpactedCooking OvenExisting | Pierce County | Multifamily - Highly Impacted | Cooking Oven | 3 | Market Standard Cooking Oven | Existing | bar: 2023 to 2050
Pierce CountyMultifamily - Highly Impacted | Pierce CountyMultifamily - Highly ImpactedCooking Oven | Pierce CountyMultifamily - Highly ImpactedCooking Oven3 | Pierce CountyMultifamily - Highly ImpactedCooking Oven3New | Pierce CountyMultifamily - Highly ImpactedCooking OvenMarket Standard Cooking OvenNew | Pierce CountyMultifamily - Highly ImpactedCooking OvenNew | Pierce County | Multifamily - Highly Impacted | Cooking Oven | 3 | Market Standard Cooking Oven | New | bar: 2023 to 2050
Pierce CountyManufactured | Pierce CountyManufacturedCooking Oven | Pierce CountyManufacturedCooking Oven3 | Pierce CountyManufacturedCooking Oven3Existing | Pierce CountyManufacturedCooking OvenMarket Standard Cooking OvenExisting | Pierce CountyManufacturedCooking OvenExisting | Pierce County | Manufactured | Cooking Oven | 3 | Market Standard Cooking Oven | Existing | bar: 2023 to 2050
Pierce CountyManufactured | Pierce CountyManufacturedCooking Oven | Pierce CountyManufacturedCooking Oven3 | Pierce CountyManufacturedCooking Oven3New | Pierce CountyManufacturedCooking OvenMarket Standard Cooking OvenNew | Pierce CountyManufacturedCooking OvenNew | Pierce County | Manufactured | Cooking Oven | 3 | Market Standard Cooking Oven | New | bar: 2023 to 2050
Pierce CountyManufactured - Highly Impacted | Pierce CountyManufactured - Highly ImpactedCooking Oven | Pierce CountyManufactured - Highly ImpactedCooking Oven3 | Pierce CountyManufactured - Highly ImpactedCooking Oven3Existing | Pierce CountyManufactured - Highly ImpactedCooking OvenMarket Standard Cooking OvenExisting | Pierce CountyManufactured - Highly ImpactedCooking OvenExisting | Pierce County | Manufactured - Highly Impacted | Cooking Oven | 3 | Market Standard Cooking Oven | Existing | bar: 2023 to 2050
Pierce CountyManufactured - Highly Impacted | Pierce CountyManufactured - Highly ImpactedCooking Oven | Pierce CountyManufactured - Highly ImpactedCooking Oven3 | Pierce CountyManufactured - Highly ImpactedCooking Oven3New | Pierce CountyManufactured - Highly ImpactedCooking OvenMarket Standard Cooking OvenNew | Pierce CountyManufactured - Highly ImpactedCooking OvenNew | Pierce County | Manufactured - Highly Impacted | Cooking Oven | 3 | Market Standard Cooking Oven | New | bar: 2023 to 2050
Pierce CountySingle Family | Pierce CountySingle FamilyCooking Oven | Pierce CountySingle FamilyCooking Oven4 | Pierce CountySingle FamilyCooking Oven4Existing | Pierce CountySingle FamilyCooking OvenHigh Efficiency Convection Cooking OvenExisting | Pierce CountySingle FamilyCooking OvenExisting | Pierce County | Single Family | Cooking Oven | 4 | High Efficiency Convection Cooking Oven | Existing | 2.105% | 2.105% | 2.105% | 2.105% | 2.105% | 2.105% | 2.105% | 2.105% | 2.105% | 2.105% | 2.105% | 2.105% | 2.105% | 2.105% | 2.105% | 2.105% | 2.105% | 2.105% | 2.105% | 2.105% | 2.105% | 2.105% | 2.105% | 2.105% | 2.105% | 2.105% | 2.105% | 2.105%
Pierce CountySingle Family | Pierce CountySingle FamilyCooking Oven | Pierce CountySingle FamilyCooking Oven4 | Pierce CountySingle FamilyCooking Oven4New | Pierce CountySingle FamilyCooking OvenHigh Efficiency Convection Cooking OvenNew | Pierce CountySingle FamilyCooking OvenNew | Pierce County | Single Family | Cooking Oven | 4 | High Efficiency Convection Cooking Oven | New | bar: 2023 to 2050
Pierce CountySingle Family - Highly Impacted | Pierce CountySingle Family - Highly ImpactedCooking Oven | Pierce CountySingle Family - Highly ImpactedCooking Oven4 | Pierce CountySingle Family - Highly ImpactedCooking Oven4Existing | Pierce CountySingle Family - Highly ImpactedCooking OvenHigh Efficiency Convection Cooking OvenExisting | Pierce CountySingle Family - Highly ImpactedCooking OvenExisting | Pierce County | Single Family - Highly Impacted | Cooking Oven | 4 | High Efficiency Convection Cooking Oven | Existing | 2.105% | 2.105% | 2.105% | 2.105% | 2.105% | 2.105% | 2.105% | 2.105% | 2.105% | 2.105% | 2.105% | 2.105% | 2.105% | 2.105% | 2.105% | 2.105% | 2.105% | 2.105% | 2.105% | 2.105% | 2.105% | 2.105% | 2.105% | 2.105% | 2.105% | 2.105% | 2.105% | 2.105%
Pierce CountySingle Family - Highly Impacted | Pierce CountySingle Family - Highly ImpactedCooking Oven | Pierce CountySingle Family - Highly ImpactedCooking Oven4 | Pierce CountySingle Family - Highly ImpactedCooking Oven4New | Pierce CountySingle Family - Highly ImpactedCooking OvenHigh Efficiency Convection Cooking OvenNew | Pierce CountySingle Family - Highly ImpactedCooking OvenNew | Pierce County | Single Family - Highly Impacted | Cooking Oven | 4 | High Efficiency Convection Cooking Oven | New | bar: 2023 to 2050
Pierce CountyMultifamily | Pierce CountyMultifamilyCooking Oven | Pierce CountyMultifamilyCooking Oven4 | Pierce CountyMultifamilyCooking Oven4Existing | Pierce CountyMultifamilyCooking OvenHigh Efficiency Convection Cooking OvenExisting | Pierce CountyMultifamilyCooking OvenExisting | Pierce County | Multifamily | Cooking Oven | 4 | High Efficiency Convection Cooking Oven | Existing | 2.105% | 2.105% | 2.105% | 2.105% | 2.105% | 2.105% | 2.105% | 2.105% | 2.105% | 2.105% | 2.105% | 2.105% | 2.105% | 2.105% | 2.105% | 2.105% | 2.105% | 2.105% | 2.105% | 2.105% | 2.105% | 2.105% | 2.105% | 2.105% | 2.105% | 2.105% | 2.105% | 2.105%
Pierce CountyMultifamily | Pierce CountyMultifamilyCooking Oven | Pierce CountyMultifamilyCooking Oven4 | Pierce CountyMultifamilyCooking Oven4New | Pierce CountyMultifamilyCooking OvenHigh Efficiency Convection Cooking OvenNew | Pierce CountyMultifamilyCooking OvenNew | Pierce County | Multifamily | Cooking Oven | 4 | High Efficiency Convection Cooking Oven | New | bar: 2023 to 2050
Pierce CountyMultifamily - Highly Impacted | Pierce CountyMultifamily - Highly ImpactedCooking Oven | Pierce CountyMultifamily - Highly ImpactedCooking Oven4 | Pierce CountyMultifamily - Highly ImpactedCooking Oven4Existing | Pierce CountyMultifamily - Highly ImpactedCooking OvenHigh Efficiency Convection Cooking OvenExisting | Pierce CountyMultifamily - Highly ImpactedCooking OvenExisting | Pierce County | Multifamily - Highly Impacted | Cooking Oven | 4 | High Efficiency Convection Cooking Oven | Existing | 2.105% | 2.105% | 2.105% | 2.105% | 2.105% | 2.105% | 2.105% | 2.105% | 2.105% | 2.105% | 2.105% | 2.105% | 2.105% | 2.105% | 2.105% | 2.105% | 2.105% | 2.105% | 2.105% | 2.105% | 2.105% | 2.105% | 2.105% | 2.105% | 2.105% | 2.105% | 2.105% | 2.105%
Pierce CountyMultifamily - Highly Impacted | Pierce CountyMultifamily - Highly ImpactedCooking Oven | Pierce CountyMultifamily - Highly ImpactedCooking Oven4 | Pierce CountyMultifamily - Highly ImpactedCooking Oven4New | Pierce CountyMultifamily - Highly ImpactedCooking OvenHigh Efficiency Convection Cooking OvenNew | Pierce CountyMultifamily - Highly ImpactedCooking OvenNew | Pierce County | Multifamily - Highly Impacted | Cooking Oven | 4 | High Efficiency Convection Cooking Oven | New | bar: 2023 to 2050
Pierce CountyManufactured | Pierce CountyManufacturedCooking Oven | Pierce CountyManufacturedCooking Oven4 | Pierce CountyManufacturedCooking Oven4Existing | Pierce CountyManufacturedCooking OvenHigh Efficiency Convection Cooking OvenExisting | Pierce CountyManufacturedCooking OvenExisting | Pierce County | Manufactured | Cooking Oven | 4 | High Efficiency Convection Cooking Oven | Existing | 2.105% | 2.105% | 2.105% | 2.105% | 2.105% | 2.105% | 2.105% | 2.105% | 2.105% | 2.105% | 2.105% | 2.105% | 2.105% | 2.105% | 2.105% | 2.105% | 2.105% | 2.105% | 2.105% | 2.105% | 2.105% | 2.105% | 2.105% | 2.105% | 2.105% | 2.105% | 2.105% | 2.105%
Pierce CountyManufactured | Pierce CountyManufacturedCooking Oven | Pierce CountyManufacturedCooking Oven4 | Pierce CountyManufacturedCooking Oven4New | Pierce CountyManufacturedCooking OvenHigh Efficiency Convection Cooking OvenNew | Pierce CountyManufacturedCooking OvenNew | Pierce County | Manufactured | Cooking Oven | 4 | High Efficiency Convection Cooking Oven | New | bar: 2023 to 2050
Pierce CountyManufactured - Highly Impacted | Pierce CountyManufactured - Highly ImpactedCooking Oven | Pierce CountyManufactured - Highly ImpactedCooking Oven4 | Pierce CountyManufactured - Highly ImpactedCooking Oven4Existing | Pierce CountyManufactured - Highly ImpactedCooking OvenHigh Efficiency Convection Cooking OvenExisting | Pierce CountyManufactured - Highly ImpactedCooking OvenExisting | Pierce County | Manufactured - Highly Impacted | Cooking Oven | 4 | High Efficiency Convection Cooking Oven | Existing | 2.105% | 2.105% | 2.105% | 2.105% | 2.105% | 2.105% | 2.105% | 2.105% | 2.105% | 2.105% | 2.105% | 2.105% | 2.105% | 2.105% | 2.105% | 2.105% | 2.105% | 2.105% | 2.105% | 2.105% | 2.105% | 2.105% | 2.105% | 2.105% | 2.105% | 2.105% | 2.105% | 2.105%
Pierce CountyManufactured - Highly Impacted | Pierce CountyManufactured - Highly ImpactedCooking Oven | Pierce CountyManufactured - Highly ImpactedCooking Oven4 | Pierce CountyManufactured - Highly ImpactedCooking Oven4New | Pierce CountyManufactured - Highly ImpactedCooking OvenHigh Efficiency Convection Cooking OvenNew | Pierce CountyManufactured - Highly ImpactedCooking OvenNew | Pierce County | Manufactured - Highly Impacted | Cooking Oven | 4 | High Efficiency Convection Cooking Oven | New | bar: 2023 to 2050
Pierce CountySingle Family | Pierce CountySingle FamilyCooking Range | Pierce CountySingle FamilyCooking Range1 | Pierce CountySingle FamilyCooking Range1Existing | Pierce CountySingle FamilyCooking RangeFederal Standard 2012 Cooking RangeExisting | Pierce CountySingle FamilyCooking RangeExisting | Pierce County | Single Family | Cooking Range | 1 | Federal Standard 2012 Cooking Range | Existing | 100% | 100% | 100% | 100% | 100% | 100% | 100% | 100% | 100% | 100% | 100% | 100% | 100% | 100% | 100% | 100% | 100% | 100% | 100% | 100% | 100% | 100% | 100% | 100% | 100% | 100% | 100% | 100%
Pierce CountySingle Family | Pierce CountySingle FamilyCooking Range | Pierce CountySingle FamilyCooking Range1 | Pierce CountySingle FamilyCooking Range1New | Pierce CountySingle FamilyCooking RangeFederal Standard 2012 Cooking RangeNew | Pierce CountySingle FamilyCooking RangeNew | Pierce County | Single Family | Cooking Range | 1 | Federal Standard 2012 Cooking Range | New | 100% | 100% | 100% | 100% | 100% | 100% | 100% | 100% | 100% | 100% | 100% | 100% | 100% | 100% | 100% | 100% | 100% | 100% | 100% | 100% | 100% | 100% | 100% | 100% | 100% | 100% | 100% | 100%
Pierce CountySingle Family - Highly Impacted | Pierce CountySingle Family - Highly ImpactedCooking Range | Pierce CountySingle Family - Highly ImpactedCooking Range1 | Pierce CountySingle Family - Highly ImpactedCooking Range1Existing | Pierce CountySingle Family - Highly ImpactedCooking RangeFederal Standard 2012 Cooking RangeExisting | Pierce CountySingle Family - Highly ImpactedCooking RangeExisting | Pierce County | Single Family - Highly Impacted | Cooking Range | 1 | Federal Standard 2012 Cooking Range | Existing | 100% | 100% | 100% | 100% | 100% | 100% | 100% | 100% | 100% | 100% | 100% | 100% | 100% | 100% | 100% | 100% | 100% | 100% | 100% | 100% | 100% | 100% | 100% | 100% | 100% | 100% | 100% | 100%
Pierce CountySingle Family - Highly Impacted | Pierce CountySingle Family - Highly ImpactedCooking Range | Pierce CountySingle Family - Highly ImpactedCooking Range1 | Pierce CountySingle Family - Highly ImpactedCooking Range1New | Pierce CountySingle Family - Highly ImpactedCooking RangeFederal Standard 2012 Cooking RangeNew | Pierce CountySingle Family - Highly ImpactedCooking RangeNew | Pierce County | Single Family - Highly Impacted | Cooking Range | 1 | Federal Standard 2012 Cooking Range | New | 100% | 100% | 100% | 100% | 100% | 100% | 100% | 100% | 100% | 100% | 100% | 100% | 100% | 100% | 100% | 100% | 100% | 100% | 100% | 100% | 100% | 100% | 100% | 100% | 100% | 100% | 100% | 100%
Pierce CountyMultifamily | Pierce CountyMultifamilyCooking Range | Pierce CountyMultifamilyCooking Range1 | Pierce CountyMultifamilyCooking Range1Existing | Pierce CountyMultifamilyCooking RangeFederal Standard 2012 Cooking RangeExisting | Pierce CountyMultifamilyCooking RangeExisting | Pierce County | Multifamily | Cooking Range | 1 | Federal Standard 2012 Cooking Range | Existing | 100% | 100% | 100% | 100% | 100% | 100% | 100% | 100% | 100% | 100% | 100% | 100% | 100% | 100% | 100% | 100% | 100% | 100% | 100% | 100% | 100% | 100% | 100% | 100% | 100% | 100% | 100% | 100%
Pierce CountyMultifamily | Pierce CountyMultifamilyCooking Range | Pierce CountyMultifamilyCooking Range1 | Pierce CountyMultifamilyCooking Range1New | Pierce CountyMultifamilyCooking RangeFederal Standard 2012 Cooking RangeNew | Pierce CountyMultifamilyCooking RangeNew | Pierce County | Multifamily | Cooking Range | 1 | Federal Standard 2012 Cooking Range | New | 100% | 100% | 100% | 100% | 100% | 100% | 100% | 100% | 100% | 100% | 100% | 100% | 100% | 100% | 100% | 100% | 100% | 100% | 100% | 100% | 100% | 100% | 100% | 100% | 100% | 100% | 100% | 100%
Pierce CountyMultifamily - Highly Impacted | Pierce CountyMultifamily - Highly ImpactedCooking Range | Pierce CountyMultifamily - Highly ImpactedCooking Range1 | Pierce CountyMultifamily - Highly ImpactedCooking Range1Existing | Pierce CountyMultifamily - Highly ImpactedCooking RangeFederal Standard 2012 Cooking RangeExisting | Pierce CountyMultifamily - Highly ImpactedCooking RangeExisting | Pierce County | Multifamily - Highly Impacted | Cooking Range | 1 | Federal Standard 2012 Cooking Range | Existing | 100% | 100% | 100% | 100% | 100% | 100% | 100% | 100% | 100% | 100% | 100% | 100% | 100% | 100% | 100% | 100% | 100% | 100% | 100% | 100% | 100% | 100% | 100% | 100% | 100% | 100% | 100% | 100%
Pierce CountyMultifamily - Highly Impacted | Pierce CountyMultifamily - Highly ImpactedCooking Range | Pierce CountyMultifamily - Highly ImpactedCooking Range1 | Pierce CountyMultifamily - Highly ImpactedCooking Range1New | Pierce CountyMultifamily - Highly ImpactedCooking RangeFederal Standard 2012 Cooking RangeNew | Pierce CountyMultifamily - Highly ImpactedCooking RangeNew | Pierce County | Multifamily - Highly Impacted | Cooking Range | 1 | Federal Standard 2012 Cooking Range | New | 100% | 100% | 100% | 100% | 100% | 100% | 100% | 100% | 100% | 100% | 100% | 100% | 100% | 100% | 100% | 100% | 100% | 100% | 100% | 100% | 100% | 100% | 100% | 100% | 100% | 100% | 100% | 100%
Pierce CountyManufactured | Pierce CountyManufacturedCooking Range | Pierce CountyManufacturedCooking Range1 | Pierce CountyManufacturedCooking Range1Existing | Pierce CountyManufacturedCooking RangeFederal Standard 2012 Cooking RangeExisting | Pierce CountyManufacturedCooking RangeExisting | Pierce County | Manufactured | Cooking Range | 1 | Federal Standard 2012 Cooking Range | Existing | 100% | 100% | 100% | 100% | 100% | 100% | 100% | 100% | 100% | 100% | 100% | 100% | 100% | 100% | 100% | 100% | 100% | 100% | 100% | 100% | 100% | 100% | 100% | 100% | 100% | 100% | 100% | 100%
Pierce CountyManufactured | Pierce CountyManufacturedCooking Range | Pierce CountyManufacturedCooking Range1 | Pierce CountyManufacturedCooking Range1New | Pierce CountyManufacturedCooking RangeFederal Standard 2012 Cooking RangeNew | Pierce CountyManufacturedCooking RangeNew | Pierce County | Manufactured | Cooking Range | 1 | Federal Standard 2012 Cooking Range | New | 100% | 100% | 100% | 100% | 100% | 100% | 100% | 100% | 100% | 100% | 100% | 100% | 100% | 100% | 100% | 100% | 100% | 100% | 100% | 100% | 100% | 100% | 100% | 100% | 100% | 100% | 100% | 100%
Pierce CountyManufactured - Highly Impacted | Pierce CountyManufactured - Highly ImpactedCooking Range | Pierce CountyManufactured - Highly ImpactedCooking Range1 | Pierce CountyManufactured - Highly ImpactedCooking Range1Existing | Pierce CountyManufactured - Highly ImpactedCooking RangeFederal Standard 2012 Cooking RangeExisting | Pierce CountyManufactured - Highly ImpactedCooking RangeExisting | Pierce County | Manufactured - Highly Impacted | Cooking Range | 1 | Federal Standard 2012 Cooking Range | Existing | 100% | 100% | 100% | 100% | 100% | 100% | 100% | 100% | 100% | 100% | 100% | 100% | 100% | 100% | 100% | 100% | 100% | 100% | 100% | 100% | 100% | 100% | 100% | 100% | 100% | 100% | 100% | 100%
Pierce CountyManufactured - Highly Impacted | Pierce CountyManufactured - Highly ImpactedCooking Range | Pierce CountyManufactured - Highly ImpactedCooking Range1 | Pierce CountyManufactured - Highly ImpactedCooking Range1New | Pierce CountyManufactured - Highly ImpactedCooking RangeFederal Standard 2012 Cooking RangeNew | Pierce CountyManufactured - Highly ImpactedCooking RangeNew | Pierce County | Manufactured - Highly Impacted | Cooking Range | 1 | Federal Standard 2012 Cooking Range | New | 100% | 100% | 100% | 100% | 100% | 100% | 100% | 100% | 100% | 100% | 100% | 100% | 100% | 100% | 100% | 100% | 100% | 100% | 100% | 100% | 100% | 100% | 100% | 100% | 100% | 100% | 100% | 100%
Pierce CountySingle Family | Pierce CountySingle FamilyOther | Pierce CountySingle FamilyOther1 | Pierce CountySingle FamilyOther1Existing | Pierce CountySingle FamilyOtherStandard Other EquipmentExisting | Pierce CountySingle FamilyOtherExisting | Pierce County | Single Family | Other | 1 | Standard Other Equipment | Existing | 100% | 100% | 100% | 100% | 100% | 100% | 100% | 100% | 100% | 100% | 100% | 100% | 100% | 100% | 100% | 100% | 100% | 100% | 100% | 100% | 100% | 100% | 100% | 100% | 100% | 100% | 100% | 100%
Pierce CountySingle Family | Pierce CountySingle FamilyOther | Pierce CountySingle FamilyOther1 | Pierce CountySingle FamilyOther1New | Pierce CountySingle FamilyOtherStandard Other EquipmentNew | Pierce CountySingle FamilyOtherNew | Pierce County | Single Family | Other | 1 | Standard Other Equipment | New | 100% | 100% | 100% | 100% | 100% | 100% | 100% | 100% | 100% | 100% | 100% | 100% | 100% | 100% | 100% | 100% | 100% | 100% | 100% | 100% | 100% | 100% | 100% | 100% | 100% | 100% | 100% | 100%
Pierce CountySingle Family - Highly Impacted | Pierce CountySingle Family - Highly ImpactedOther | Pierce CountySingle Family - Highly ImpactedOther1 | Pierce CountySingle Family - Highly ImpactedOther1Existing | Pierce CountySingle Family - Highly ImpactedOtherStandard Other EquipmentExisting | Pierce CountySingle Family - Highly ImpactedOtherExisting | Pierce County | Single Family - Highly Impacted | Other | 1 | Standard Other Equipment | Existing | 100% | 100% | 100% | 100% | 100% | 100% | 100% | 100% | 100% | 100% | 100% | 100% | 100% | 100% | 100% | 100% | 100% | 100% | 100% | 100% | 100% | 100% | 100% | 100% | 100% | 100% | 100% | 100%
Pierce CountySingle Family - Highly Impacted | Pierce CountySingle Family - Highly ImpactedOther | Pierce CountySingle Family - Highly ImpactedOther1 | Pierce CountySingle Family - Highly ImpactedOther1New | Pierce CountySingle Family - Highly ImpactedOtherStandard Other EquipmentNew | Pierce CountySingle Family - Highly ImpactedOtherNew | Pierce County | Single Family - Highly Impacted | Other | 1 | Standard Other Equipment | New | 100% | 100% | 100% | 100% | 100% | 100% | 100% | 100% | 100% | 100% | 100% | 100% | 100% | 100% | 100% | 100% | 100% | 100% | 100% | 100% | 100% | 100% | 100% | 100% | 100% | 100% | 100% | 100%
Pierce CountyMultifamily | Pierce CountyMultifamilyOther | Pierce CountyMultifamilyOther1 | Pierce CountyMultifamilyOther1Existing | Pierce CountyMultifamilyOtherStandard Other EquipmentExisting | Pierce CountyMultifamilyOtherExisting | Pierce County | Multifamily | Other | 1 | Standard Other Equipment | Existing | 100% | 100% | 100% | 100% | 100% | 100% | 100% | 100% | 100% | 100% | 100% | 100% | 100% | 100% | 100% | 100% | 100% | 100% | 100% | 100% | 100% | 100% | 100% | 100% | 100% | 100% | 100% | 100%
Pierce CountyMultifamily | Pierce CountyMultifamilyOther | Pierce CountyMultifamilyOther1 | Pierce CountyMultifamilyOther1New | Pierce CountyMultifamilyOtherStandard Other EquipmentNew | Pierce CountyMultifamilyOtherNew | Pierce County | Multifamily | Other | 1 | Standard Other Equipment | New | 100% | 100% | 100% | 100% | 100% | 100% | 100% | 100% | 100% | 100% | 100% | 100% | 100% | 100% | 100% | 100% | 100% | 100% | 100% | 100% | 100% | 100% | 100% | 100% | 100% | 100% | 100% | 100%
Pierce CountyMultifamily - Highly Impacted | Pierce CountyMultifamily - Highly ImpactedOther | Pierce CountyMultifamily - Highly ImpactedOther1 | Pierce CountyMultifamily - Highly ImpactedOther1Existing | Pierce CountyMultifamily - Highly ImpactedOtherStandard Other EquipmentExisting | Pierce CountyMultifamily - Highly ImpactedOtherExisting | Pierce County | Multifamily - Highly Impacted | Other | 1 | Standard Other Equipment | Existing | 100% | 100% | 100% | 100% | 100% | 100% | 100% | 100% | 100% | 100% | 100% | 100% | 100% | 100% | 100% | 100% | 100% | 100% | 100% | 100% | 100% | 100% | 100% | 100% | 100% | 100% | 100% | 100%
Pierce CountyMultifamily - Highly Impacted | Pierce CountyMultifamily - Highly ImpactedOther | Pierce CountyMultifamily - Highly ImpactedOther1 | Pierce CountyMultifamily - Highly ImpactedOther1New | Pierce CountyMultifamily - Highly ImpactedOtherStandard Other EquipmentNew | Pierce CountyMultifamily - Highly ImpactedOtherNew | Pierce County | Multifamily - Highly Impacted | Other | 1 | Standard Other Equipment | New | 100% | 100% | 100% | 100% | 100% | 100% | 100% | 100% | 100% | 100% | 100% | 100% | 100% | 100% | 100% | 100% | 100% | 100% | 100% | 100% | 100% | 100% | 100% | 100% | 100% | 100% | 100% | 100%
Pierce CountyManufactured | Pierce CountyManufacturedOther | Pierce CountyManufacturedOther1 | Pierce CountyManufacturedOther1Existing | Pierce CountyManufacturedOtherStandard Other EquipmentExisting | Pierce CountyManufacturedOtherExisting | Pierce County | Manufactured | Other | 1 | Standard Other Equipment | Existing | 100% | 100% | 100% | 100% | 100% | 100% | 100% | 100% | 100% | 100% | 100% | 100% | 100% | 100% | 100% | 100% | 100% | 100% | 100% | 100% | 100% | 100% | 100% | 100% | 100% | 100% | 100% | 100%
Pierce CountyManufactured | Pierce CountyManufacturedOther | Pierce CountyManufacturedOther1 | Pierce CountyManufacturedOther1New | Pierce CountyManufacturedOtherStandard Other EquipmentNew | Pierce CountyManufacturedOtherNew | Pierce County | Manufactured | Other | 1 | Standard Other Equipment | New | 100% | 100% | 100% | 100% | 100% | 100% | 100% | 100% | 100% | 100% | 100% | 100% | 100% | 100% | 100% | 100% | 100% | 100% | 100% | 100% | 100% | 100% | 100% | 100% | 100% | 100% | 100% | 100%
Pierce CountyManufactured - Highly Impacted | Pierce CountyManufactured - Highly ImpactedOther | Pierce CountyManufactured - Highly ImpactedOther1 | Pierce CountyManufactured - Highly ImpactedOther1Existing | Pierce CountyManufactured - Highly ImpactedOtherStandard Other EquipmentExisting | Pierce CountyManufactured - Highly ImpactedOtherExisting | Pierce County | Manufactured - Highly Impacted | Other | 1 | Standard Other Equipment | Existing | 100% | 100% | 100% | 100% | 100% | 100% | 100% | 100% | 100% | 100% | 100% | 100% | 100% | 100% | 100% | 100% | 100% | 100% | 100% | 100% | 100% | 100% | 100% | 100% | 100% | 100% | 100% | 100%
Pierce CountyManufactured - Highly Impacted | Pierce CountyManufactured - Highly ImpactedOther | Pierce CountyManufactured - Highly ImpactedOther1 | Pierce CountyManufactured - Highly ImpactedOther1New | Pierce CountyManufactured - Highly ImpactedOtherStandard Other EquipmentNew | Pierce CountyManufactured - Highly ImpactedOtherNew | Pierce County | Manufactured - Highly Impacted | Other | 1 | Standard Other Equipment | New | 100% | 100% | 100% | 100% | 100% | 100% | 100% | 100% | 100% | 100% | 100% | 100% | 100% | 100% | 100% | 100% | 100% | 100% | 100% | 100% | 100% | 100% | 100% | 100% | 100% | 100% | 100% | 100%
Pierce CountySingle Family | Pierce CountySingle FamilyDryer | Pierce CountySingle FamilyDryer1 | Pierce CountySingle FamilyDryer1Existing | Pierce CountySingle FamilyDryerBelow Standard Dryer - CEF/EF 1.57/1.82 (Gas Dryer)Existing | Pierce CountySingle FamilyDryerExisting | Pierce County | Single Family | Dryer | 1 | Below Standard Dryer - CEF/EF 1.57/1.82 (Gas Dryer) | Existing | bar: 2023 to 2050
Pierce CountySingle Family | Pierce CountySingle FamilyDryer | Pierce CountySingle FamilyDryer1 | Pierce CountySingle FamilyDryer1New | Pierce CountySingle FamilyDryerBelow Standard Dryer - CEF/EF 1.57/1.82 (Gas Dryer)New | Pierce CountySingle FamilyDryerNew | Pierce County | Single Family | Dryer | 1 | Below Standard Dryer - CEF/EF 1.57/1.82 (Gas Dryer) | New | bar: 2023 to 2050
Pierce CountySingle Family - Highly Impacted | Pierce CountySingle Family - Highly ImpactedDryer | Pierce CountySingle Family - Highly ImpactedDryer1 | Pierce CountySingle Family - Highly ImpactedDryer1Existing | Pierce CountySingle Family - Highly ImpactedDryerBelow Standard Dryer - CEF/EF 1.57/1.82 (Gas Dryer)Existing | Pierce CountySingle Family - Highly ImpactedDryerExisting | Pierce County | Single Family - Highly Impacted | Dryer | 1 | Below Standard Dryer - CEF/EF 1.57/1.82 (Gas Dryer) | Existing | bar: 2023 to 2050
Pierce CountySingle Family - Highly Impacted | Pierce CountySingle Family - Highly ImpactedDryer | Pierce CountySingle Family - Highly ImpactedDryer1 | Pierce CountySingle Family - Highly ImpactedDryer1New | Pierce CountySingle Family - Highly ImpactedDryerBelow Standard Dryer - CEF/EF 1.57/1.82 (Gas Dryer)New | Pierce CountySingle Family - Highly ImpactedDryerNew | Pierce County | Single Family - Highly Impacted | Dryer | 1 | Below Standard Dryer - CEF/EF 1.57/1.82 (Gas Dryer) | New | bar: 2023 to 2050
Pierce CountyMultifamily | Pierce CountyMultifamilyDryer | Pierce CountyMultifamilyDryer1 | Pierce CountyMultifamilyDryer1Existing | Pierce CountyMultifamilyDryerBelow Standard Dryer - CEF/EF 1.57/1.82 (Gas Dryer)Existing | Pierce CountyMultifamilyDryerExisting | Pierce County | Multifamily | Dryer | 1 | Below Standard Dryer - CEF/EF 1.57/1.82 (Gas Dryer) | Existing | bar: 2023 to 2050
Pierce CountyMultifamily | Pierce CountyMultifamilyDryer | Pierce CountyMultifamilyDryer1 | Pierce CountyMultifamilyDryer1New | Pierce CountyMultifamilyDryerBelow Standard Dryer - CEF/EF 1.57/1.82 (Gas Dryer)New | Pierce CountyMultifamilyDryerNew | Pierce County | Multifamily | Dryer | 1 | Below Standard Dryer - CEF/EF 1.57/1.82 (Gas Dryer) | New | bar: 2023 to 2050
Pierce CountyMultifamily - Highly Impacted | Pierce CountyMultifamily - Highly ImpactedDryer | Pierce CountyMultifamily - Highly ImpactedDryer1 | Pierce CountyMultifamily - Highly ImpactedDryer1Existing | Pierce CountyMultifamily - Highly ImpactedDryerBelow Standard Dryer - CEF/EF 1.57/1.82 (Gas Dryer)Existing | Pierce CountyMultifamily - Highly ImpactedDryerExisting | Pierce County | Multifamily - Highly Impacted | Dryer | 1 | Below Standard Dryer - CEF/EF 1.57/1.82 (Gas Dryer) | Existing | bar: 2023 to 2050
Pierce CountyMultifamily - Highly Impacted | Pierce CountyMultifamily - Highly ImpactedDryer | Pierce CountyMultifamily - Highly ImpactedDryer1 | Pierce CountyMultifamily - Highly ImpactedDryer1New | Pierce CountyMultifamily - Highly ImpactedDryerBelow Standard Dryer - CEF/EF 1.57/1.82 (Gas Dryer)New | Pierce CountyMultifamily - Highly ImpactedDryerNew | Pierce County | Multifamily - Highly Impacted | Dryer | 1 | Below Standard Dryer - CEF/EF 1.57/1.82 (Gas Dryer) | New | bar: 2023 to 2050
Pierce CountyManufactured | Pierce CountyManufacturedDryer | Pierce CountyManufacturedDryer1 | Pierce CountyManufacturedDryer1Existing | Pierce CountyManufacturedDryerBelow Standard Dryer - CEF/EF 1.57/1.82 (Gas Dryer)Existing | Pierce CountyManufacturedDryerExisting | Pierce County | Manufactured | Dryer | 1 | Below Standard Dryer - CEF/EF 1.57/1.82 (Gas Dryer) | Existing | bar: 2023 to 2050
Pierce CountyManufactured | Pierce CountyManufacturedDryer | Pierce CountyManufacturedDryer1 | Pierce CountyManufacturedDryer1New | Pierce CountyManufacturedDryerBelow Standard Dryer - CEF/EF 1.57/1.82 (Gas Dryer)New | Pierce CountyManufacturedDryerNew | Pierce County | Manufactured | Dryer | 1 | Below Standard Dryer - CEF/EF 1.57/1.82 (Gas Dryer) | New | bar: 2023 to 2050
Pierce CountyManufactured - Highly Impacted | Pierce CountyManufactured - Highly ImpactedDryer | Pierce CountyManufactured - Highly ImpactedDryer1 | Pierce CountyManufactured - Highly ImpactedDryer1Existing | Pierce CountyManufactured - Highly ImpactedDryerBelow Standard Dryer - CEF/EF 1.57/1.82 (Gas Dryer)Existing | Pierce CountyManufactured - Highly ImpactedDryerExisting | Pierce County | Manufactured - Highly Impacted | Dryer | 1 | Below Standard Dryer - CEF/EF 1.57/1.82 (Gas Dryer) | Existing | bar: 2023 to 2050
Pierce CountyManufactured - Highly Impacted | Pierce CountyManufactured - Highly ImpactedDryer | Pierce CountyManufactured - Highly ImpactedDryer1 | Pierce CountyManufactured - Highly ImpactedDryer1New | Pierce CountyManufactured - Highly ImpactedDryerBelow Standard Dryer - CEF/EF 1.57/1.82 (Gas Dryer)New | Pierce CountyManufactured - Highly ImpactedDryerNew | Pierce County | Manufactured - Highly Impacted | Dryer | 1 | Below Standard Dryer - CEF/EF 1.57/1.82 (Gas Dryer) | New | bar: 2023 to 2050
Pierce CountySingle Family | Pierce CountySingle FamilyDryer | Pierce CountySingle FamilyDryer2 | Pierce CountySingle FamilyDryer2Existing | Pierce CountySingle FamilyDryerFederal Standard 2015 Dryer - CEF/EF 2.84/3.30 (Gas Dryer)Existing | Pierce CountySingle FamilyDryerExisting | Pierce County | Single Family | Dryer | 2 | Federal Standard 2015 Dryer - CEF/EF 2.84/3.30 (Gas Dryer) | Existing | 46% | 46% | 46% | 46% | 46% | 46% | 46% | 46% | 46% | 46% | 46% | 46% | 46% | 46% | 46% | 46% | 46% | 46% | 46% | 46% | 46% | 46% | 46% | 46% | 46% | 46% | 46% | 46%
Pierce CountySingle Family | Pierce CountySingle FamilyDryer | Pierce CountySingle FamilyDryer2 | Pierce CountySingle FamilyDryer2New | Pierce CountySingle FamilyDryerFederal Standard 2015 Dryer - CEF/EF 2.84/3.30 (Gas Dryer)New | Pierce CountySingle FamilyDryerNew | Pierce County | Single Family | Dryer | 2 | Federal Standard 2015 Dryer - CEF/EF 2.84/3.30 (Gas Dryer) | New | 46% | 46% | 46% | 46% | 46% | 46% | 46% | 46% | 46% | 46% | 46% | 46% | 46% | 46% | 46% | 46% | 46% | 46% | 46% | 46% | 46% | 46% | 46% | 46% | 46% | 46% | 46% | 46%
Pierce CountySingle Family - Highly Impacted | Pierce CountySingle Family - Highly ImpactedDryer | Pierce CountySingle Family - Highly ImpactedDryer2 | Pierce CountySingle Family - Highly ImpactedDryer2Existing | Pierce CountySingle Family - Highly ImpactedDryerFederal Standard 2015 Dryer - CEF/EF 2.84/3.30 (Gas Dryer)Existing | Pierce CountySingle Family - Highly ImpactedDryerExisting | Pierce County | Single Family - Highly Impacted | Dryer | 2 | Federal Standard 2015 Dryer - CEF/EF 2.84/3.30 (Gas Dryer) | Existing | 46% | 46% | 46% | 46% | 46% | 46% | 46% | 46% | 46% | 46% | 46% | 46% | 46% | 46% | 46% | 46% | 46% | 46% | 46% | 46% | 46% | 46% | 46% | 46% | 46% | 46% | 46% | 46%
Pierce CountySingle Family - Highly Impacted | Pierce CountySingle Family - Highly ImpactedDryer | Pierce CountySingle Family - Highly ImpactedDryer2 | Pierce CountySingle Family - Highly ImpactedDryer2New | Pierce CountySingle Family - Highly ImpactedDryerFederal Standard 2015 Dryer - CEF/EF 2.84/3.30 (Gas Dryer)New | Pierce CountySingle Family - Highly ImpactedDryerNew | Pierce County | Single Family - Highly Impacted | Dryer | 2 | Federal Standard 2015 Dryer - CEF/EF 2.84/3.30 (Gas Dryer) | New | 46% | 46% | 46% | 46% | 46% | 46% | 46% | 46% | 46% | 46% | 46% | 46% | 46% | 46% | 46% | 46% | 46% | 46% | 46% | 46% | 46% | 46% | 46% | 46% | 46% | 46% | 46% | 46%
Pierce CountyMultifamily | Pierce CountyMultifamilyDryer | Pierce CountyMultifamilyDryer2 | Pierce CountyMultifamilyDryer2Existing | Pierce CountyMultifamilyDryerFederal Standard 2015 Dryer - CEF/EF 2.84/3.30 (Gas Dryer)Existing | Pierce CountyMultifamilyDryerExisting | Pierce County | Multifamily | Dryer | 2 | Federal Standard 2015 Dryer - CEF/EF 2.84/3.30 (Gas Dryer) | Existing | 46% | 46% | 46% | 46% | 46% | 46% | 46% | 46% | 46% | 46% | 46% | 46% | 46% | 46% | 46% | 46% | 46% | 46% | 46% | 46% | 46% | 46% | 46% | 46% | 46% | 46% | 46% | 46%
Pierce CountyMultifamily | Pierce CountyMultifamilyDryer | Pierce CountyMultifamilyDryer2 | Pierce CountyMultifamilyDryer2New | Pierce CountyMultifamilyDryerFederal Standard 2015 Dryer - CEF/EF 2.84/3.30 (Gas Dryer)New | Pierce CountyMultifamilyDryerNew | Pierce County | Multifamily | Dryer | 2 | Federal Standard 2015 Dryer - CEF/EF 2.84/3.30 (Gas Dryer) | New | 46% | 46% | 46% | 46% | 46% | 46% | 46% | 46% | 46% | 46% | 46% | 46% | 46% | 46% | 46% | 46% | 46% | 46% | 46% | 46% | 46% | 46% | 46% | 46% | 46% | 46% | 46% | 46%
Pierce CountyMultifamily - Highly Impacted | Pierce CountyMultifamily - Highly ImpactedDryer | Pierce CountyMultifamily - Highly ImpactedDryer2 | Pierce CountyMultifamily - Highly ImpactedDryer2Existing | Pierce CountyMultifamily - Highly ImpactedDryerFederal Standard 2015 Dryer - CEF/EF 2.84/3.30 (Gas Dryer)Existing | Pierce CountyMultifamily - Highly ImpactedDryerExisting | Pierce County | Multifamily - Highly Impacted | Dryer | 2 | Federal Standard 2015 Dryer - CEF/EF 2.84/3.30 (Gas Dryer) | Existing | 46% | 46% | 46% | 46% | 46% | 46% | 46% | 46% | 46% | 46% | 46% | 46% | 46% | 46% | 46% | 46% | 46% | 46% | 46% | 46% | 46% | 46% | 46% | 46% | 46% | 46% | 46% | 46%
Pierce CountyMultifamily - Highly Impacted | Pierce CountyMultifamily - Highly ImpactedDryer | Pierce CountyMultifamily - Highly ImpactedDryer2 | Pierce CountyMultifamily - Highly ImpactedDryer2New | Pierce CountyMultifamily - Highly ImpactedDryerFederal Standard 2015 Dryer - CEF/EF 2.84/3.30 (Gas Dryer)New | Pierce CountyMultifamily - Highly ImpactedDryerNew | Pierce County | Multifamily - Highly Impacted | Dryer | 2 | Federal Standard 2015 Dryer - CEF/EF 2.84/3.30 (Gas Dryer) | New | 46% | 46% | 46% | 46% | 46% | 46% | 46% | 46% | 46% | 46% | 46% | 46% | 46% | 46% | 46% | 46% | 46% | 46% | 46% | 46% | 46% | 46% | 46% | 46% | 46% | 46% | 46% | 46%
Pierce CountyManufactured | Pierce CountyManufacturedDryer | Pierce CountyManufacturedDryer2 | Pierce CountyManufacturedDryer2Existing | Pierce CountyManufacturedDryerFederal Standard 2015 Dryer - CEF/EF 2.84/3.30 (Gas Dryer)Existing | Pierce CountyManufacturedDryerExisting | Pierce County | Manufactured | Dryer | 2 | Federal Standard 2015 Dryer - CEF/EF 2.84/3.30 (Gas Dryer) | Existing | 46% | 46% | 46% | 46% | 46% | 46% | 46% | 46% | 46% | 46% | 46% | 46% | 46% | 46% | 46% | 46% | 46% | 46% | 46% | 46% | 46% | 46% | 46% | 46% | 46% | 46% | 46% | 46%
Pierce CountyManufactured | Pierce CountyManufacturedDryer | Pierce CountyManufacturedDryer2 | Pierce CountyManufacturedDryer2New | Pierce CountyManufacturedDryerFederal Standard 2015 Dryer - CEF/EF 2.84/3.30 (Gas Dryer)New | Pierce CountyManufacturedDryerNew | Pierce County | Manufactured | Dryer | 2 | Federal Standard 2015 Dryer - CEF/EF 2.84/3.30 (Gas Dryer) | New | 46% | 46% | 46% | 46% | 46% | 46% | 46% | 46% | 46% | 46% | 46% | 46% | 46% | 46% | 46% | 46% | 46% | 46% | 46% | 46% | 46% | 46% | 46% | 46% | 46% | 46% | 46% | 46%
Pierce CountyManufactured - Highly Impacted | Pierce CountyManufactured - Highly ImpactedDryer | Pierce CountyManufactured - Highly ImpactedDryer2 | Pierce CountyManufactured - Highly ImpactedDryer2Existing | Pierce CountyManufactured - Highly ImpactedDryerFederal Standard 2015 Dryer - CEF/EF 2.84/3.30 (Gas Dryer)Existing | Pierce CountyManufactured - Highly ImpactedDryerExisting | Pierce County | Manufactured - Highly Impacted | Dryer | 2 | Federal Standard 2015 Dryer - CEF/EF 2.84/3.30 (Gas Dryer) | Existing | 46% | 46% | 46% | 46% | 46% | 46% | 46% | 46% | 46% | 46% | 46% | 46% | 46% | 46% | 46% | 46% | 46% | 46% | 46% | 46% | 46% | 46% | 46% | 46% | 46% | 46% | 46% | 46%
Pierce CountyManufactured - Highly Impacted | Pierce CountyManufactured - Highly ImpactedDryer | Pierce CountyManufactured - Highly ImpactedDryer2 | Pierce CountyManufactured - Highly ImpactedDryer2New | Pierce CountyManufactured - Highly ImpactedDryerFederal Standard 2015 Dryer - CEF/EF 2.84/3.30 (Gas Dryer)New | Pierce CountyManufactured - Highly ImpactedDryerNew | Pierce County | Manufactured - Highly Impacted | Dryer | 2 | Federal Standard 2015 Dryer - CEF/EF 2.84/3.30 (Gas Dryer) | New | 46% | 46% | 46% | 46% | 46% | 46% | 46% | 46% | 46% | 46% | 46% | 46% | 46% | 46% | 46% | 46% | 46% | 46% | 46% | 46% | 46% | 46% | 46% | 46% | 46% | 46% | 46% | 46%
Pierce CountySingle Family | Pierce CountySingle FamilyDryer | Pierce CountySingle FamilyDryer3 | Pierce CountySingle FamilyDryer3Existing | Pierce CountySingle FamilyDryerMarket Standard DryerExisting | Pierce CountySingle FamilyDryerExisting | Pierce County | Single Family | Dryer | 3 | Market Standard Dryer | Existing | bar: 2023 to 2050
Pierce CountySingle Family | Pierce CountySingle FamilyDryer | Pierce CountySingle FamilyDryer3 | Pierce CountySingle FamilyDryer3New | Pierce CountySingle FamilyDryerMarket Standard DryerNew | Pierce CountySingle FamilyDryerNew | Pierce County | Single Family | Dryer | 3 | Market Standard Dryer | New | bar: 2023 to 2050
Pierce CountySingle Family - Highly Impacted | Pierce CountySingle Family - Highly ImpactedDryer | Pierce CountySingle Family - Highly ImpactedDryer3 | Pierce CountySingle Family - Highly ImpactedDryer3Existing | Pierce CountySingle Family - Highly ImpactedDryerMarket Standard DryerExisting | Pierce CountySingle Family - Highly ImpactedDryerExisting | Pierce County | Single Family - Highly Impacted | Dryer | 3 | Market Standard Dryer | Existing | bar: 2023 to 2050
Pierce CountySingle Family - Highly Impacted | Pierce CountySingle Family - Highly ImpactedDryer | Pierce CountySingle Family - Highly ImpactedDryer3 | Pierce CountySingle Family - Highly ImpactedDryer3New | Pierce CountySingle Family - Highly ImpactedDryerMarket Standard DryerNew | Pierce CountySingle Family - Highly ImpactedDryerNew | Pierce County | Single Family - Highly Impacted | Dryer | 3 | Market Standard Dryer | New | bar: 2023 to 2050
Pierce CountyMultifamily | Pierce CountyMultifamilyDryer | Pierce CountyMultifamilyDryer3 | Pierce CountyMultifamilyDryer3Existing | Pierce CountyMultifamilyDryerMarket Standard DryerExisting | Pierce CountyMultifamilyDryerExisting | Pierce County | Multifamily | Dryer | 3 | Market Standard Dryer | Existing | bar: 2023 to 2050
Pierce CountyMultifamily | Pierce CountyMultifamilyDryer | Pierce CountyMultifamilyDryer3 | Pierce CountyMultifamilyDryer3New | Pierce CountyMultifamilyDryerMarket Standard DryerNew | Pierce CountyMultifamilyDryerNew | Pierce County | Multifamily | Dryer | 3 | Market Standard Dryer | New | bar: 2023 to 2050
Pierce CountyMultifamily - Highly Impacted | Pierce CountyMultifamily - Highly ImpactedDryer | Pierce CountyMultifamily - Highly ImpactedDryer3 | Pierce CountyMultifamily - Highly ImpactedDryer3Existing | Pierce CountyMultifamily - Highly ImpactedDryerMarket Standard DryerExisting | Pierce CountyMultifamily - Highly ImpactedDryerExisting | Pierce County | Multifamily - Highly Impacted | Dryer | 3 | Market Standard Dryer | Existing | bar: 2023 to 2050
Pierce CountyMultifamily - Highly Impacted | Pierce CountyMultifamily - Highly ImpactedDryer | Pierce CountyMultifamily - Highly ImpactedDryer3 | Pierce CountyMultifamily - Highly ImpactedDryer3New | Pierce CountyMultifamily - Highly ImpactedDryerMarket Standard DryerNew | Pierce CountyMultifamily - Highly ImpactedDryerNew | Pierce County | Multifamily - Highly Impacted | Dryer | 3 | Market Standard Dryer | New | bar: 2023 to 2050
Pierce CountyManufactured | Pierce CountyManufacturedDryer | Pierce CountyManufacturedDryer3 | Pierce CountyManufacturedDryer3Existing | Pierce CountyManufacturedDryerMarket Standard DryerExisting | Pierce CountyManufacturedDryerExisting | Pierce County | Manufactured | Dryer | 3 | Market Standard Dryer | Existing | bar: 2023 to 2050
Pierce CountyManufactured | Pierce CountyManufacturedDryer | Pierce CountyManufacturedDryer3 | Pierce CountyManufacturedDryer3New | Pierce CountyManufacturedDryerMarket Standard DryerNew | Pierce CountyManufacturedDryerNew | Pierce County | Manufactured | Dryer | 3 | Market Standard Dryer | New | bar: 2023 to 2050
Pierce CountyManufactured - Highly Impacted | Pierce CountyManufactured - Highly ImpactedDryer | Pierce CountyManufactured - Highly ImpactedDryer3 | Pierce CountyManufactured - Highly ImpactedDryer3Existing | Pierce CountyManufactured - Highly ImpactedDryerMarket Standard DryerExisting | Pierce CountyManufactured - Highly ImpactedDryerExisting | Pierce County | Manufactured - Highly Impacted | Dryer | 3 | Market Standard Dryer | Existing | bar: 2023 to 2050
Pierce CountyManufactured - Highly Impacted | Pierce CountyManufactured - Highly ImpactedDryer | Pierce CountyManufactured - Highly ImpactedDryer3 | Pierce CountyManufactured - Highly ImpactedDryer3New | Pierce CountyManufactured - Highly ImpactedDryerMarket Standard DryerNew | Pierce CountyManufactured - Highly ImpactedDryerNew | Pierce County | Manufactured - Highly Impacted | Dryer | 3 | Market Standard Dryer | New | bar: 2023 to 2050
Pierce CountySingle Family | Pierce CountySingle FamilyDryer | Pierce CountySingle FamilyDryer4 | Pierce CountySingle FamilyDryer4Existing | Pierce CountySingle FamilyDryerENERGY STAR Dryer - CEF 3.48 (Gas Dryer)Existing | Pierce CountySingle FamilyDryerExisting | Pierce County | Single Family | Dryer | 4 | ENERGY STAR Dryer - CEF 3.48 (Gas Dryer) | Existing | 51.7% | 51.7% | 51.7% | 51.7% | 51.7% | 51.7% | 51.7% | 51.7% | 51.7% | 51.7% | 51.7% | 51.7% | 51.7% | 51.7% | 51.7% | 51.7% | 51.7% | 51.7% | 51.7% | 51.7% | 51.7% | 51.7% | 51.7% | 51.7% | 51.7% | 51.7% | 51.7% | 51.7%
Pierce CountySingle Family | Pierce CountySingle FamilyDryer | Pierce CountySingle FamilyDryer4 | Pierce CountySingle FamilyDryer4New | Pierce CountySingle FamilyDryerENERGY STAR Dryer - CEF 3.48 (Gas Dryer)New | Pierce CountySingle FamilyDryerNew | Pierce County | Single Family | Dryer | 4 | ENERGY STAR Dryer - CEF 3.48 (Gas Dryer) | New | 51.7% | 51.7% | 51.7% | 51.7% | 51.7% | 51.7% | 51.7% | 51.7% | 51.7% | 51.7% | 51.7% | 51.7% | 51.7% | 51.7% | 51.7% | 51.7% | 51.7% | 51.7% | 51.7% | 51.7% | 51.7% | 51.7% | 51.7% | 51.7% | 51.7% | 51.7% | 51.7% | 51.7%
Pierce CountySingle Family - Highly Impacted | Pierce CountySingle Family - Highly ImpactedDryer | Pierce CountySingle Family - Highly ImpactedDryer4 | Pierce CountySingle Family - Highly ImpactedDryer4Existing | Pierce CountySingle Family - Highly ImpactedDryerENERGY STAR Dryer - CEF 3.48 (Gas Dryer)Existing | Pierce CountySingle Family - Highly ImpactedDryerExisting | Pierce County | Single Family - Highly Impacted | Dryer | 4 | ENERGY STAR Dryer - CEF 3.48 (Gas Dryer) | Existing | 51.7% | 51.7% | 51.7% | 51.7% | 51.7% | 51.7% | 51.7% | 51.7% | 51.7% | 51.7% | 51.7% | 51.7% | 51.7% | 51.7% | 51.7% | 51.7% | 51.7% | 51.7% | 51.7% | 51.7% | 51.7% | 51.7% | 51.7% | 51.7% | 51.7% | 51.7% | 51.7% | 51.7%
Pierce CountySingle Family - Highly Impacted | Pierce CountySingle Family - Highly ImpactedDryer | Pierce CountySingle Family - Highly ImpactedDryer4 | Pierce CountySingle Family - Highly ImpactedDryer4New | Pierce CountySingle Family - Highly ImpactedDryerENERGY STAR Dryer - CEF 3.48 (Gas Dryer)New | Pierce CountySingle Family - Highly ImpactedDryerNew | Pierce County | Single Family - Highly Impacted | Dryer | 4 | ENERGY STAR Dryer - CEF 3.48 (Gas Dryer) | New | 51.7% | 51.7% | 51.7% | 51.7% | 51.7% | 51.7% | 51.7% | 51.7% | 51.7% | 51.7% | 51.7% | 51.7% | 51.7% | 51.7% | 51.7% | 51.7% | 51.7% | 51.7% | 51.7% | 51.7% | 51.7% | 51.7% | 51.7% | 51.7% | 51.7% | 51.7% | 51.7% | 51.7%
Pierce CountyMultifamily | Pierce CountyMultifamilyDryer | Pierce CountyMultifamilyDryer4 | Pierce CountyMultifamilyDryer4Existing | Pierce CountyMultifamilyDryerENERGY STAR Dryer - CEF 3.48 (Gas Dryer)Existing | Pierce CountyMultifamilyDryerExisting | Pierce County | Multifamily | Dryer | 4 | ENERGY STAR Dryer - CEF 3.48 (Gas Dryer) | Existing | 51.7% | 51.7% | 51.7% | 51.7% | 51.7% | 51.7% | 51.7% | 51.7% | 51.7% | 51.7% | 51.7% | 51.7% | 51.7% | 51.7% | 51.7% | 51.7% | 51.7% | 51.7% | 51.7% | 51.7% | 51.7% | 51.7% | 51.7% | 51.7% | 51.7% | 51.7% | 51.7% | 51.7%
Pierce CountyMultifamily | Pierce CountyMultifamilyDryer | Pierce CountyMultifamilyDryer4 | Pierce CountyMultifamilyDryer4New | Pierce CountyMultifamilyDryerENERGY STAR Dryer - CEF 3.48 (Gas Dryer)New | Pierce CountyMultifamilyDryerNew | Pierce County | Multifamily | Dryer | 4 | ENERGY STAR Dryer - CEF 3.48 (Gas Dryer) | New | 51.7% | 51.7% | 51.7% | 51.7% | 51.7% | 51.7% | 51.7% | 51.7% | 51.7% | 51.7% | 51.7% | 51.7% | 51.7% | 51.7% | 51.7% | 51.7% | 51.7% | 51.7% | 51.7% | 51.7% | 51.7% | 51.7% | 51.7% | 51.7% | 51.7% | 51.7% | 51.7% | 51.7%
Pierce CountyMultifamily - Highly Impacted | Pierce CountyMultifamily - Highly ImpactedDryer | Pierce CountyMultifamily - Highly ImpactedDryer4 | Pierce CountyMultifamily - Highly ImpactedDryer4Existing | Pierce CountyMultifamily - Highly ImpactedDryerENERGY STAR Dryer - CEF 3.48 (Gas Dryer)Existing | Pierce CountyMultifamily - Highly ImpactedDryerExisting | Pierce County | Multifamily - Highly Impacted | Dryer | 4 | ENERGY STAR Dryer - CEF 3.48 (Gas Dryer) | Existing | 51.7% | 51.7% | 51.7% | 51.7% | 51.7% | 51.7% | 51.7% | 51.7% | 51.7% | 51.7% | 51.7% | 51.7% | 51.7% | 51.7% | 51.7% | 51.7% | 51.7% | 51.7% | 51.7% | 51.7% | 51.7% | 51.7% | 51.7% | 51.7% | 51.7% | 51.7% | 51.7% | 51.7%
Pierce CountyMultifamily - Highly Impacted | Pierce CountyMultifamily - Highly ImpactedDryer | Pierce CountyMultifamily - Highly ImpactedDryer4 | Pierce CountyMultifamily - Highly ImpactedDryer4New | Pierce CountyMultifamily - Highly ImpactedDryerENERGY STAR Dryer - CEF 3.48 (Gas Dryer)New | Pierce CountyMultifamily - Highly ImpactedDryerNew | Pierce County | Multifamily - Highly Impacted | Dryer | 4 | ENERGY STAR Dryer - CEF 3.48 (Gas Dryer) | New | 51.7% | 51.7% | 51.7% | 51.7% | 51.7% | 51.7% | 51.7% | 51.7% | 51.7% | 51.7% | 51.7% | 51.7% | 51.7% | 51.7% | 51.7% | 51.7% | 51.7% | 51.7% | 51.7% | 51.7% | 51.7% | 51.7% | 51.7% | 51.7% | 51.7% | 51.7% | 51.7% | 51.7%
Pierce CountyManufactured | Pierce CountyManufacturedDryer | Pierce CountyManufacturedDryer4 | Pierce CountyManufacturedDryer4Existing | Pierce CountyManufacturedDryerENERGY STAR Dryer - CEF 3.48 (Gas Dryer)Existing | Pierce CountyManufacturedDryerExisting | Pierce County | Manufactured | Dryer | 4 | ENERGY STAR Dryer - CEF 3.48 (Gas Dryer) | Existing | 51.7% | 51.7% | 51.7% | 51.7% | 51.7% | 51.7% | 51.7% | 51.7% | 51.7% | 51.7% | 51.7% | 51.7% | 51.7% | 51.7% | 51.7% | 51.7% | 51.7% | 51.7% | 51.7% | 51.7% | 51.7% | 51.7% | 51.7% | 51.7% | 51.7% | 51.7% | 51.7% | 51.7%
Pierce CountyManufactured | Pierce CountyManufacturedDryer | Pierce CountyManufacturedDryer4 | Pierce CountyManufacturedDryer4New | Pierce CountyManufacturedDryerENERGY STAR Dryer - CEF 3.48 (Gas Dryer)New | Pierce CountyManufacturedDryerNew | Pierce County | Manufactured | Dryer | 4 | ENERGY STAR Dryer - CEF 3.48 (Gas Dryer) | New | 51.7% | 51.7% | 51.7% | 51.7% | 51.7% | 51.7% | 51.7% | 51.7% | 51.7% | 51.7% | 51.7% | 51.7% | 51.7% | 51.7% | 51.7% | 51.7% | 51.7% | 51.7% | 51.7% | 51.7% | 51.7% | 51.7% | 51.7% | 51.7% | 51.7% | 51.7% | 51.7% | 51.7%
Pierce CountyManufactured - Highly Impacted | Pierce CountyManufactured - Highly ImpactedDryer | Pierce CountyManufactured - Highly ImpactedDryer4 | Pierce CountyManufactured - Highly ImpactedDryer4Existing | Pierce CountyManufactured - Highly ImpactedDryerENERGY STAR Dryer - CEF 3.48 (Gas Dryer)Existing | Pierce CountyManufactured - Highly ImpactedDryerExisting | Pierce County | Manufactured - Highly Impacted | Dryer | 4 | ENERGY STAR Dryer - CEF 3.48 (Gas Dryer) | Existing | 51.7% | 51.7% | 51.7% | 51.7% | 51.7% | 51.7% | 51.7% | 51.7% | 51.7% | 51.7% | 51.7% | 51.7% | 51.7% | 51.7% | 51.7% | 51.7% | 51.7% | 51.7% | 51.7% | 51.7% | 51.7% | 51.7% | 51.7% | 51.7% | 51.7% | 51.7% | 51.7% | 51.7%
Pierce CountyManufactured - Highly Impacted | Pierce CountyManufactured - Highly ImpactedDryer | Pierce CountyManufactured - Highly ImpactedDryer4 | Pierce CountyManufactured - Highly ImpactedDryer4New | Pierce CountyManufactured - Highly ImpactedDryerENERGY STAR Dryer - CEF 3.48 (Gas Dryer)New | Pierce CountyManufactured - Highly ImpactedDryerNew | Pierce County | Manufactured - Highly Impacted | Dryer | 4 | ENERGY STAR Dryer - CEF 3.48 (Gas Dryer) | New | 51.7% | 51.7% | 51.7% | 51.7% | 51.7% | 51.7% | 51.7% | 51.7% | 51.7% | 51.7% | 51.7% | 51.7% | 51.7% | 51.7% | 51.7% | 51.7% | 51.7% | 51.7% | 51.7% | 51.7% | 51.7% | 51.7% | 51.7% | 51.7% | 51.7% | 51.7% | 51.7% | 51.7%
Pierce CountySingle Family | Pierce CountySingle FamilyDryer | Pierce CountySingle FamilyDryer5 | Pierce CountySingle FamilyDryer5Existing | Pierce CountySingle FamilyDryerAdvanced Efficiency Dryer - CEF 3.8 (Gas Dryer)Existing | Pierce CountySingle FamilyDryerExisting | Pierce County | Single Family | Dryer | 5 | Advanced Efficiency Dryer - CEF 3.8 (Gas Dryer) | Existing | 2.3% | 2.3% | 2.3% | 2.3% | 2.3% | 2.3% | 2.3% | 2.3% | 2.3% | 2.3% | 2.3% | 2.3% | 2.3% | 2.3% | 2.3% | 2.3% | 2.3% | 2.3% | 2.3% | 2.3% | 2.3% | 2.3% | 2.3% | 2.3% | 2.3% | 2.3% | 2.3% | 2.3%
Pierce CountySingle Family | Pierce CountySingle FamilyDryer | Pierce CountySingle FamilyDryer5 | Pierce CountySingle FamilyDryer5New | Pierce CountySingle FamilyDryerAdvanced Efficiency Dryer - CEF 3.8 (Gas Dryer)New | Pierce CountySingle FamilyDryerNew | Pierce County | Single Family | Dryer | 5 | Advanced Efficiency Dryer - CEF 3.8 (Gas Dryer) | New | 2.3% | 2.3% | 2.3% | 2.3% | 2.3% | 2.3% | 2.3% | 2.3% | 2.3% | 2.3% | 2.3% | 2.3% | 2.3% | 2.3% | 2.3% | 2.3% | 2.3% | 2.3% | 2.3% | 2.3% | 2.3% | 2.3% | 2.3% | 2.3% | 2.3% | 2.3% | 2.3% | 2.3%
Pierce CountySingle Family - Highly Impacted | Pierce CountySingle Family - Highly ImpactedDryer | Pierce CountySingle Family - Highly ImpactedDryer5 | Pierce CountySingle Family - Highly ImpactedDryer5Existing | Pierce CountySingle Family - Highly ImpactedDryerAdvanced Efficiency Dryer - CEF 3.8 (Gas Dryer)Existing | Pierce CountySingle Family - Highly ImpactedDryerExisting | Pierce County | Single Family - Highly Impacted | Dryer | 5 | Advanced Efficiency Dryer - CEF 3.8 (Gas Dryer) | Existing | 2.3% | 2.3% | 2.3% | 2.3% | 2.3% | 2.3% | 2.3% | 2.3% | 2.3% | 2.3% | 2.3% | 2.3% | 2.3% | 2.3% | 2.3% | 2.3% | 2.3% | 2.3% | 2.3% | 2.3% | 2.3% | 2.3% | 2.3% | 2.3% | 2.3% | 2.3% | 2.3% | 2.3%
Pierce CountySingle Family - Highly Impacted | Pierce CountySingle Family - Highly ImpactedDryer | Pierce CountySingle Family - Highly ImpactedDryer5 | Pierce CountySingle Family - Highly ImpactedDryer5New | Pierce CountySingle Family - Highly ImpactedDryerAdvanced Efficiency Dryer - CEF 3.8 (Gas Dryer)New | Pierce CountySingle Family - Highly ImpactedDryerNew | Pierce County | Single Family - Highly Impacted | Dryer | 5 | Advanced Efficiency Dryer - CEF 3.8 (Gas Dryer) | New | 2.3% | 2.3% | 2.3% | 2.3% | 2.3% | 2.3% | 2.3% | 2.3% | 2.3% | 2.3% | 2.3% | 2.3% | 2.3% | 2.3% | 2.3% | 2.3% | 2.3% | 2.3% | 2.3% | 2.3% | 2.3% | 2.3% | 2.3% | 2.3% | 2.3% | 2.3% | 2.3% | 2.3%
Pierce CountyMultifamily | Pierce CountyMultifamilyDryer | Pierce CountyMultifamilyDryer5 | Pierce CountyMultifamilyDryer5Existing | Pierce CountyMultifamilyDryerAdvanced Efficiency Dryer - CEF 3.8 (Gas Dryer)Existing | Pierce CountyMultifamilyDryerExisting | Pierce County | Multifamily | Dryer | 5 | Advanced Efficiency Dryer - CEF 3.8 (Gas Dryer) | Existing | 2.3% | 2.3% | 2.3% | 2.3% | 2.3% | 2.3% | 2.3% | 2.3% | 2.3% | 2.3% | 2.3% | 2.3% | 2.3% | 2.3% | 2.3% | 2.3% | 2.3% | 2.3% | 2.3% | 2.3% | 2.3% | 2.3% | 2.3% | 2.3% | 2.3% | 2.3% | 2.3% | 2.3%
Pierce CountyMultifamily | Pierce CountyMultifamilyDryer | Pierce CountyMultifamilyDryer5 | Pierce CountyMultifamilyDryer5New | Pierce CountyMultifamilyDryerAdvanced Efficiency Dryer - CEF 3.8 (Gas Dryer)New | Pierce CountyMultifamilyDryerNew | Pierce County | Multifamily | Dryer | 5 | Advanced Efficiency Dryer - CEF 3.8 (Gas Dryer) | New | 2.3% | 2.3% | 2.3% | 2.3% | 2.3% | 2.3% | 2.3% | 2.3% | 2.3% | 2.3% | 2.3% | 2.3% | 2.3% | 2.3% | 2.3% | 2.3% | 2.3% | 2.3% | 2.3% | 2.3% | 2.3% | 2.3% | 2.3% | 2.3% | 2.3% | 2.3% | 2.3% | 2.3%
Pierce CountyMultifamily - Highly Impacted | Pierce CountyMultifamily - Highly ImpactedDryer | Pierce CountyMultifamily - Highly ImpactedDryer5 | Pierce CountyMultifamily - Highly ImpactedDryer5Existing | Pierce CountyMultifamily - Highly ImpactedDryerAdvanced Efficiency Dryer - CEF 3.8 (Gas Dryer)Existing | Pierce CountyMultifamily - Highly ImpactedDryerExisting | Pierce County | Multifamily - Highly Impacted | Dryer | 5 | Advanced Efficiency Dryer - CEF 3.8 (Gas Dryer) | Existing | 2.3% | 2.3% | 2.3% | 2.3% | 2.3% | 2.3% | 2.3% | 2.3% | 2.3% | 2.3% | 2.3% | 2.3% | 2.3% | 2.3% | 2.3% | 2.3% | 2.3% | 2.3% | 2.3% | 2.3% | 2.3% | 2.3% | 2.3% | 2.3% | 2.3% | 2.3% | 2.3% | 2.3%
Pierce CountyMultifamily - Highly Impacted | Pierce CountyMultifamily - Highly ImpactedDryer | Pierce CountyMultifamily - Highly ImpactedDryer5 | Pierce CountyMultifamily - Highly ImpactedDryer5New | Pierce CountyMultifamily - Highly ImpactedDryerAdvanced Efficiency Dryer - CEF 3.8 (Gas Dryer)New | Pierce CountyMultifamily - Highly ImpactedDryerNew | Pierce County | Multifamily - Highly Impacted | Dryer | 5 | Advanced Efficiency Dryer - CEF 3.8 (Gas Dryer) | New | 2.3% | 2.3% | 2.3% | 2.3% | 2.3% | 2.3% | 2.3% | 2.3% | 2.3% | 2.3% | 2.3% | 2.3% | 2.3% | 2.3% | 2.3% | 2.3% | 2.3% | 2.3% | 2.3% | 2.3% | 2.3% | 2.3% | 2.3% | 2.3% | 2.3% | 2.3% | 2.3% | 2.3%
Pierce CountyManufactured | Pierce CountyManufacturedDryer | Pierce CountyManufacturedDryer5 | Pierce CountyManufacturedDryer5Existing | Pierce CountyManufacturedDryerAdvanced Efficiency Dryer - CEF 3.8 (Gas Dryer)Existing | Pierce CountyManufacturedDryerExisting | Pierce County | Manufactured | Dryer | 5 | Advanced Efficiency Dryer - CEF 3.8 (Gas Dryer) | Existing | 2.3% | 2.3% | 2.3% | 2.3% | 2.3% | 2.3% | 2.3% | 2.3% | 2.3% | 2.3% | 2.3% | 2.3% | 2.3% | 2.3% | 2.3% | 2.3% | 2.3% | 2.3% | 2.3% | 2.3% | 2.3% | 2.3% | 2.3% | 2.3% | 2.3% | 2.3% | 2.3% | 2.3%
Pierce CountyManufactured | Pierce CountyManufacturedDryer | Pierce CountyManufacturedDryer5 | Pierce CountyManufacturedDryer5New | Pierce CountyManufacturedDryerAdvanced Efficiency Dryer - CEF 3.8 (Gas Dryer)New | Pierce CountyManufacturedDryerNew | Pierce County | Manufactured | Dryer | 5 | Advanced Efficiency Dryer - CEF 3.8 (Gas Dryer) | New | 2.3% | 2.3% | 2.3% | 2.3% | 2.3% | 2.3% | 2.3% | 2.3% | 2.3% | 2.3% | 2.3% | 2.3% | 2.3% | 2.3% | 2.3% | 2.3% | 2.3% | 2.3% | 2.3% | 2.3% | 2.3% | 2.3% | 2.3% | 2.3% | 2.3% | 2.3% | 2.3% | 2.3%
Pierce CountyManufactured - Highly Impacted | Pierce CountyManufactured - Highly ImpactedDryer | Pierce CountyManufactured - Highly ImpactedDryer5 | Pierce CountyManufactured - Highly ImpactedDryer5Existing | Pierce CountyManufactured - Highly ImpactedDryerAdvanced Efficiency Dryer - CEF 3.8 (Gas Dryer)Existing | Pierce CountyManufactured - Highly ImpactedDryerExisting | Pierce County | Manufactured - Highly Impacted | Dryer | 5 | Advanced Efficiency Dryer - CEF 3.8 (Gas Dryer) | Existing | 2.3% | 2.3% | 2.3% | 2.3% | 2.3% | 2.3% | 2.3% | 2.3% | 2.3% | 2.3% | 2.3% | 2.3% | 2.3% | 2.3% | 2.3% | 2.3% | 2.3% | 2.3% | 2.3% | 2.3% | 2.3% | 2.3% | 2.3% | 2.3% | 2.3% | 2.3% | 2.3% | 2.3%
Pierce CountyManufactured - Highly Impacted | Pierce CountyManufactured - Highly ImpactedDryer | Pierce CountyManufactured - Highly ImpactedDryer5 | Pierce CountyManufactured - Highly ImpactedDryer5New | Pierce CountyManufactured - Highly ImpactedDryerAdvanced Efficiency Dryer - CEF 3.8 (Gas Dryer)New | Pierce CountyManufactured - Highly ImpactedDryerNew | Pierce County | Manufactured - Highly Impacted | Dryer | 5 | Advanced Efficiency Dryer - CEF 3.8 (Gas Dryer) | New | 2.3% | 2.3% | 2.3% | 2.3% | 2.3% | 2.3% | 2.3% | 2.3% | 2.3% | 2.3% | 2.3% | 2.3% | 2.3% | 2.3% | 2.3% | 2.3% | 2.3% | 2.3% | 2.3% | 2.3% | 2.3% | 2.3% | 2.3% | 2.3% | 2.3% | 2.3% | 2.3% | 2.3%
Pierce CountySingle Family | Pierce CountySingle FamilyHeat Central Gas Boiler | Pierce CountySingle FamilyHeat Central Gas Boiler1 | Pierce CountySingle FamilyHeat Central Gas Boiler1Existing | Pierce CountySingle FamilyHeat Central Gas BoilerBelow Standard Boiler - 78% AFUE (Low Income)Existing | Pierce CountySingle FamilyHeat Central Gas BoilerExisting | Pierce County | Single Family | Heat Central Gas Boiler | 1 | Below Standard Boiler - 78% AFUE (Low Income) | Existing | 59.68% | 59.68% | 59.68% | 59.68% | 59.68% | 59.68% | 59.68% | 59.68% | 59.68% | 59.68% | 59.68% | 59.68% | 59.68% | 59.68% | 59.68% | 59.68% | 59.68% | 59.68% | 59.68% | 59.68% | 59.68% | 59.68% | 59.68% | 59.68% | 59.68% | 59.68% | 59.68% | 59.68%
Pierce CountySingle Family | Pierce CountySingle FamilyHeat Central Gas Boiler | Pierce CountySingle FamilyHeat Central Gas Boiler1 | Pierce CountySingle FamilyHeat Central Gas Boiler1New | Pierce CountySingle FamilyHeat Central Gas BoilerBelow Standard Boiler - 78% AFUE (Low Income)New | Pierce CountySingle FamilyHeat Central Gas BoilerNew | Pierce County | Single Family | Heat Central Gas Boiler | 1 | Below Standard Boiler - 78% AFUE (Low Income) | New | bar: 2023 to 2050
Pierce CountySingle Family - Highly Impacted | Pierce CountySingle Family - Highly ImpactedHeat Central Gas Boiler | Pierce CountySingle Family - Highly ImpactedHeat Central Gas Boiler1 | Pierce CountySingle Family - Highly ImpactedHeat Central Gas Boiler1Existing | Pierce CountySingle Family - Highly ImpactedHeat Central Gas BoilerBelow Standard Boiler - 78% AFUE (Low Income)Existing | Pierce CountySingle Family - Highly ImpactedHeat Central Gas BoilerExisting | Pierce County | Single Family - Highly Impacted | Heat Central Gas Boiler | 1 | Below Standard Boiler - 78% AFUE (Low Income) | Existing | 59.68% | 59.68% | 59.68% | 59.68% | 59.68% | 59.68% | 59.68% | 59.68% | 59.68% | 59.68% | 59.68% | 59.68% | 59.68% | 59.68% | 59.68% | 59.68% | 59.68% | 59.68% | 59.68% | 59.68% | 59.68% | 59.68% | 59.68% | 59.68% | 59.68% | 59.68% | 59.68% | 59.68%
Pierce CountySingle Family - Highly Impacted | Pierce CountySingle Family - Highly ImpactedHeat Central Gas Boiler | Pierce CountySingle Family - Highly ImpactedHeat Central Gas Boiler1 | Pierce CountySingle Family - Highly ImpactedHeat Central Gas Boiler1New | Pierce CountySingle Family - Highly ImpactedHeat Central Gas BoilerBelow Standard Boiler - 78% AFUE (Low Income)New | Pierce CountySingle Family - Highly ImpactedHeat Central Gas BoilerNew | Pierce County | Single Family - Highly Impacted | Heat Central Gas Boiler | 1 | Below Standard Boiler - 78% AFUE (Low Income) | New | bar: 2023 to 2050
Pierce CountyMultifamily | Pierce CountyMultifamilyHeat Central Gas Boiler | Pierce CountyMultifamilyHeat Central Gas Boiler1 | Pierce CountyMultifamilyHeat Central Gas Boiler1Existing | Pierce CountyMultifamilyHeat Central Gas BoilerBelow Standard Boiler - 78% AFUE (Low Income)Existing | Pierce CountyMultifamilyHeat Central Gas BoilerExisting | Pierce County | Multifamily | Heat Central Gas Boiler | 1 | Below Standard Boiler - 78% AFUE (Low Income) | Existing | 59.68% | 59.68% | 59.68% | 59.68% | 59.68% | 59.68% | 59.68% | 59.68% | 59.68% | 59.68% | 59.68% | 59.68% | 59.68% | 59.68% | 59.68% | 59.68% | 59.68% | 59.68% | 59.68% | 59.68% | 59.68% | 59.68% | 59.68% | 59.68% | 59.68% | 59.68% | 59.68% | 59.68%
Pierce CountyMultifamily | Pierce CountyMultifamilyHeat Central Gas Boiler | Pierce CountyMultifamilyHeat Central Gas Boiler1 | Pierce CountyMultifamilyHeat Central Gas Boiler1New | Pierce CountyMultifamilyHeat Central Gas BoilerBelow Standard Boiler - 78% AFUE (Low Income)New | Pierce CountyMultifamilyHeat Central Gas BoilerNew | Pierce County | Multifamily | Heat Central Gas Boiler | 1 | Below Standard Boiler - 78% AFUE (Low Income) | New | bar: 2023 to 2050
Pierce CountyMultifamily - Highly Impacted | Pierce CountyMultifamily - Highly ImpactedHeat Central Gas Boiler | Pierce CountyMultifamily - Highly ImpactedHeat Central Gas Boiler1 | Pierce CountyMultifamily - Highly ImpactedHeat Central Gas Boiler1Existing | Pierce CountyMultifamily - Highly ImpactedHeat Central Gas BoilerBelow Standard Boiler - 78% AFUE (Low Income)Existing | Pierce CountyMultifamily - Highly ImpactedHeat Central Gas BoilerExisting | Pierce County | Multifamily - Highly Impacted | Heat Central Gas Boiler | 1 | Below Standard Boiler - 78% AFUE (Low Income) | Existing | 59.68% | 59.68% | 59.68% | 59.68% | 59.68% | 59.68% | 59.68% | 59.68% | 59.68% | 59.68% | 59.68% | 59.68% | 59.68% | 59.68% | 59.68% | 59.68% | 59.68% | 59.68% | 59.68% | 59.68% | 59.68% | 59.68% | 59.68% | 59.68% | 59.68% | 59.68% | 59.68% | 59.68%
Pierce CountyMultifamily - Highly Impacted | Pierce CountyMultifamily - Highly ImpactedHeat Central Gas Boiler | Pierce CountyMultifamily - Highly ImpactedHeat Central Gas Boiler1 | Pierce CountyMultifamily - Highly ImpactedHeat Central Gas Boiler1New | Pierce CountyMultifamily - Highly ImpactedHeat Central Gas BoilerBelow Standard Boiler - 78% AFUE (Low Income)New | Pierce CountyMultifamily - Highly ImpactedHeat Central Gas BoilerNew | Pierce County | Multifamily - Highly Impacted | Heat Central Gas Boiler | 1 | Below Standard Boiler - 78% AFUE (Low Income) | New | bar: 2023 to 2050
Pierce CountyManufactured | Pierce CountyManufacturedHeat Central Gas Boiler | Pierce CountyManufacturedHeat Central Gas Boiler1 | Pierce CountyManufacturedHeat Central Gas Boiler1Existing | Pierce CountyManufacturedHeat Central Gas BoilerBelow Standard Boiler - 78% AFUE (Low Income)Existing | Pierce CountyManufacturedHeat Central Gas BoilerExisting | Pierce County | Manufactured | Heat Central Gas Boiler | 1 | Below Standard Boiler - 78% AFUE (Low Income) | Existing | 59.68% | 59.68% | 59.68% | 59.68% | 59.68% | 59.68% | 59.68% | 59.68% | 59.68% | 59.68% | 59.68% | 59.68% | 59.68% | 59.68% | 59.68% | 59.68% | 59.68% | 59.68% | 59.68% | 59.68% | 59.68% | 59.68% | 59.68% | 59.68% | 59.68% | 59.68% | 59.68% | 59.68%
Pierce CountyManufactured | Pierce CountyManufacturedHeat Central Gas Boiler | Pierce CountyManufacturedHeat Central Gas Boiler1 | Pierce CountyManufacturedHeat Central Gas Boiler1New | Pierce CountyManufacturedHeat Central Gas BoilerBelow Standard Boiler - 78% AFUE (Low Income)New | Pierce CountyManufacturedHeat Central Gas BoilerNew | Pierce County | Manufactured | Heat Central Gas Boiler | 1 | Below Standard Boiler - 78% AFUE (Low Income) | New | bar: 2023 to 2050
Pierce CountyManufactured - Highly Impacted | Pierce CountyManufactured - Highly ImpactedHeat Central Gas Boiler | Pierce CountyManufactured - Highly ImpactedHeat Central Gas Boiler1 | Pierce CountyManufactured - Highly ImpactedHeat Central Gas Boiler1Existing | Pierce CountyManufactured - Highly ImpactedHeat Central Gas BoilerBelow Standard Boiler - 78% AFUE (Low Income)Existing | Pierce CountyManufactured - Highly ImpactedHeat Central Gas BoilerExisting | Pierce County | Manufactured - Highly Impacted | Heat Central Gas Boiler | 1 | Below Standard Boiler - 78% AFUE (Low Income) | Existing | 59.68% | 59.68% | 59.68% | 59.68% | 59.68% | 59.68% | 59.68% | 59.68% | 59.68% | 59.68% | 59.68% | 59.68% | 59.68% | 59.68% | 59.68% | 59.68% | 59.68% | 59.68% | 59.68% | 59.68% | 59.68% | 59.68% | 59.68% | 59.68% | 59.68% | 59.68% | 59.68% | 59.68%
Pierce CountyManufactured - Highly Impacted | Pierce CountyManufactured - Highly ImpactedHeat Central Gas Boiler | Pierce CountyManufactured - Highly ImpactedHeat Central Gas Boiler1 | Pierce CountyManufactured - Highly ImpactedHeat Central Gas Boiler1New | Pierce CountyManufactured - Highly ImpactedHeat Central Gas BoilerBelow Standard Boiler - 78% AFUE (Low Income)New | Pierce CountyManufactured - Highly ImpactedHeat Central Gas BoilerNew | Pierce County | Manufactured - Highly Impacted | Heat Central Gas Boiler | 1 | Below Standard Boiler - 78% AFUE (Low Income) | New | bar: 2023 to 2050
Pierce CountySingle Family | Pierce CountySingle FamilyHeat Central Gas Boiler | Pierce CountySingle FamilyHeat Central Gas Boiler2 | Pierce CountySingle FamilyHeat Central Gas Boiler2Existing | Pierce CountySingle FamilyHeat Central Gas BoilerFederal Standard 2022 Boiler - 84% AFUEExisting | Pierce CountySingle FamilyHeat Central Gas BoilerExisting | Pierce County | Single Family | Heat Central Gas Boiler | 2 | Federal Standard 2022 Boiler - 84% AFUE | Existing | 25.71% | 25.71% | 25.71% | 25.71% | 25.71% | 25.71% | 25.71% | 25.71% | 25.71% | 25.71% | 25.71% | 25.71% | 25.71% | 25.71% | 25.71% | 25.71% | 25.71% | 25.71% | 25.71% | 25.71% | 25.71% | 25.71% | 25.71% | 25.71% | 25.71% | 25.71% | 25.71% | 25.71%
Pierce CountySingle Family | Pierce CountySingle FamilyHeat Central Gas Boiler | Pierce CountySingle FamilyHeat Central Gas Boiler2 | Pierce CountySingle FamilyHeat Central Gas Boiler2New | Pierce CountySingle FamilyHeat Central Gas BoilerFederal Standard 2022 Boiler - 84% AFUENew | Pierce CountySingle FamilyHeat Central Gas BoilerNew | Pierce County | Single Family | Heat Central Gas Boiler | 2 | Federal Standard 2022 Boiler - 84% AFUE | New | 85.39% | 85.39% | 85.39% | 85.39% | 85.39% | 85.39% | 85.39% | 85.39% | 85.39% | 85.39% | 85.39% | 85.39% | 85.39% | 85.39% | 85.39% | 85.39% | 85.39% | 85.39% | 85.39% | 85.39% | 85.39% | 85.39% | 85.39% | 85.39% | 85.39% | 85.39% | 85.39% | 85.39%
Pierce CountySingle Family - Highly Impacted | Pierce CountySingle Family - Highly ImpactedHeat Central Gas Boiler | Pierce CountySingle Family - Highly ImpactedHeat Central Gas Boiler2 | Pierce CountySingle Family - Highly ImpactedHeat Central Gas Boiler2Existing | Pierce CountySingle Family - Highly ImpactedHeat Central Gas BoilerFederal Standard 2022 Boiler - 84% AFUEExisting | Pierce CountySingle Family - Highly ImpactedHeat Central Gas BoilerExisting | Pierce County | Single Family - Highly Impacted | Heat Central Gas Boiler | 2 | Federal Standard 2022 Boiler - 84% AFUE | Existing | 25.71% | 25.71% | 25.71% | 25.71% | 25.71% | 25.71% | 25.71% | 25.71% | 25.71% | 25.71% | 25.71% | 25.71% | 25.71% | 25.71% | 25.71% | 25.71% | 25.71% | 25.71% | 25.71% | 25.71% | 25.71% | 25.71% | 25.71% | 25.71% | 25.71% | 25.71% | 25.71% | 25.71%
Pierce CountySingle Family - Highly Impacted | Pierce CountySingle Family - Highly ImpactedHeat Central Gas Boiler | Pierce CountySingle Family - Highly ImpactedHeat Central Gas Boiler2 | Pierce CountySingle Family - Highly ImpactedHeat Central Gas Boiler2New | Pierce CountySingle Family - Highly ImpactedHeat Central Gas BoilerFederal Standard 2022 Boiler - 84% AFUENew | Pierce CountySingle Family - Highly ImpactedHeat Central Gas BoilerNew | Pierce County | Single Family - Highly Impacted | Heat Central Gas Boiler | 2 | Federal Standard 2022 Boiler - 84% AFUE | New | 85.39% | 85.39% | 85.39% | 85.39% | 85.39% | 85.39% | 85.39% | 85.39% | 85.39% | 85.39% | 85.39% | 85.39% | 85.39% | 85.39% | 85.39% | 85.39% | 85.39% | 85.39% | 85.39% | 85.39% | 85.39% | 85.39% | 85.39% | 85.39% | 85.39% | 85.39% | 85.39% | 85.39%
Pierce CountyMultifamily | Pierce CountyMultifamilyHeat Central Gas Boiler | Pierce CountyMultifamilyHeat Central Gas Boiler2 | Pierce CountyMultifamilyHeat Central Gas Boiler2Existing | Pierce CountyMultifamilyHeat Central Gas BoilerFederal Standard 2022 Boiler - 84% AFUEExisting | Pierce CountyMultifamilyHeat Central Gas BoilerExisting | Pierce County | Multifamily | Heat Central Gas Boiler | 2 | Federal Standard 2022 Boiler - 84% AFUE | Existing | 25.71% | 25.71% | 25.71% | 25.71% | 25.71% | 25.71% | 25.71% | 25.71% | 25.71% | 25.71% | 25.71% | 25.71% | 25.71% | 25.71% | 25.71% | 25.71% | 25.71% | 25.71% | 25.71% | 25.71% | 25.71% | 25.71% | 25.71% | 25.71% | 25.71% | 25.71% | 25.71% | 25.71%
Pierce CountyMultifamily | Pierce CountyMultifamilyHeat Central Gas Boiler | Pierce CountyMultifamilyHeat Central Gas Boiler2 | Pierce CountyMultifamilyHeat Central Gas Boiler2New | Pierce CountyMultifamilyHeat Central Gas BoilerFederal Standard 2022 Boiler - 84% AFUENew | Pierce CountyMultifamilyHeat Central Gas BoilerNew | Pierce County | Multifamily | Heat Central Gas Boiler | 2 | Federal Standard 2022 Boiler - 84% AFUE | New | 85.39% | 85.39% | 85.39% | 85.39% | 85.39% | 85.39% | 85.39% | 85.39% | 85.39% | 85.39% | 85.39% | 85.39% | 85.39% | 85.39% | 85.39% | 85.39% | 85.39% | 85.39% | 85.39% | 85.39% | 85.39% | 85.39% | 85.39% | 85.39% | 85.39% | 85.39% | 85.39% | 85.39%
Pierce CountyMultifamily - Highly Impacted | Pierce CountyMultifamily - Highly ImpactedHeat Central Gas Boiler | Pierce CountyMultifamily - Highly ImpactedHeat Central Gas Boiler2 | Pierce CountyMultifamily - Highly ImpactedHeat Central Gas Boiler2Existing | Pierce CountyMultifamily - Highly ImpactedHeat Central Gas BoilerFederal Standard 2022 Boiler - 84% AFUEExisting | Pierce CountyMultifamily - Highly ImpactedHeat Central Gas BoilerExisting | Pierce County | Multifamily - Highly Impacted | Heat Central Gas Boiler | 2 | Federal Standard 2022 Boiler - 84% AFUE | Existing | 25.71% | 25.71% | 25.71% | 25.71% | 25.71% | 25.71% | 25.71% | 25.71% | 25.71% | 25.71% | 25.71% | 25.71% | 25.71% | 25.71% | 25.71% | 25.71% | 25.71% | 25.71% | 25.71% | 25.71% | 25.71% | 25.71% | 25.71% | 25.71% | 25.71% | 25.71% | 25.71% | 25.71%
Pierce CountyMultifamily - Highly Impacted | Pierce CountyMultifamily - Highly ImpactedHeat Central Gas Boiler | Pierce CountyMultifamily - Highly ImpactedHeat Central Gas Boiler2 | Pierce CountyMultifamily - Highly ImpactedHeat Central Gas Boiler2New | Pierce CountyMultifamily - Highly ImpactedHeat Central Gas BoilerFederal Standard 2022 Boiler - 84% AFUENew | Pierce CountyMultifamily - Highly ImpactedHeat Central Gas BoilerNew | Pierce County | Multifamily - Highly Impacted | Heat Central Gas Boiler | 2 | Federal Standard 2022 Boiler - 84% AFUE | New | 85.39% | 85.39% | 85.39% | 85.39% | 85.39% | 85.39% | 85.39% | 85.39% | 85.39% | 85.39% | 85.39% | 85.39% | 85.39% | 85.39% | 85.39% | 85.39% | 85.39% | 85.39% | 85.39% | 85.39% | 85.39% | 85.39% | 85.39% | 85.39% | 85.39% | 85.39% | 85.39% | 85.39%
Pierce CountyManufactured | Pierce CountyManufacturedHeat Central Gas Boiler | Pierce CountyManufacturedHeat Central Gas Boiler2 | Pierce CountyManufacturedHeat Central Gas Boiler2Existing | Pierce CountyManufacturedHeat Central Gas BoilerFederal Standard 2022 Boiler - 84% AFUEExisting | Pierce CountyManufacturedHeat Central Gas BoilerExisting | Pierce County | Manufactured | Heat Central Gas Boiler | 2 | Federal Standard 2022 Boiler - 84% AFUE | Existing | 25.71% | 25.71% | 25.71% | 25.71% | 25.71% | 25.71% | 25.71% | 25.71% | 25.71% | 25.71% | 25.71% | 25.71% | 25.71% | 25.71% | 25.71% | 25.71% | 25.71% | 25.71% | 25.71% | 25.71% | 25.71% | 25.71% | 25.71% | 25.71% | 25.71% | 25.71% | 25.71% | 25.71%
Pierce CountyManufactured | Pierce CountyManufacturedHeat Central Gas Boiler | Pierce CountyManufacturedHeat Central Gas Boiler2 | Pierce CountyManufacturedHeat Central Gas Boiler2New | Pierce CountyManufacturedHeat Central Gas BoilerFederal Standard 2022 Boiler - 84% AFUENew | Pierce CountyManufacturedHeat Central Gas BoilerNew | Pierce County | Manufactured | Heat Central Gas Boiler | 2 | Federal Standard 2022 Boiler - 84% AFUE | New | 85.39% | 85.39% | 85.39% | 85.39% | 85.39% | 85.39% | 85.39% | 85.39% | 85.39% | 85.39% | 85.39% | 85.39% | 85.39% | 85.39% | 85.39% | 85.39% | 85.39% | 85.39% | 85.39% | 85.39% | 85.39% | 85.39% | 85.39% | 85.39% | 85.39% | 85.39% | 85.39% | 85.39%
Pierce CountyManufactured - Highly Impacted | Pierce CountyManufactured - Highly ImpactedHeat Central Gas Boiler | Pierce CountyManufactured - Highly ImpactedHeat Central Gas Boiler2 | Pierce CountyManufactured - Highly ImpactedHeat Central Gas Boiler2Existing | Pierce CountyManufactured - Highly ImpactedHeat Central Gas BoilerFederal Standard 2022 Boiler - 84% AFUEExisting | Pierce CountyManufactured - Highly ImpactedHeat Central Gas BoilerExisting | Pierce County | Manufactured - Highly Impacted | Heat Central Gas Boiler | 2 | Federal Standard 2022 Boiler - 84% AFUE | Existing | 25.71% | 25.71% | 25.71% | 25.71% | 25.71% | 25.71% | 25.71% | 25.71% | 25.71% | 25.71% | 25.71% | 25.71% | 25.71% | 25.71% | 25.71% | 25.71% | 25.71% | 25.71% | 25.71% | 25.71% | 25.71% | 25.71% | 25.71% | 25.71% | 25.71% | 25.71% | 25.71% | 25.71%
Pierce CountyManufactured - Highly Impacted | Pierce CountyManufactured - Highly ImpactedHeat Central Gas Boiler | Pierce CountyManufactured - Highly ImpactedHeat Central Gas Boiler2 | Pierce CountyManufactured - Highly ImpactedHeat Central Gas Boiler2New | Pierce CountyManufactured - Highly ImpactedHeat Central Gas BoilerFederal Standard 2022 Boiler - 84% AFUENew | Pierce CountyManufactured - Highly ImpactedHeat Central Gas BoilerNew | Pierce County | Manufactured - Highly Impacted | Heat Central Gas Boiler | 2 | Federal Standard 2022 Boiler - 84% AFUE | New | 85.39% | 85.39% | 85.39% | 85.39% | 85.39% | 85.39% | 85.39% | 85.39% | 85.39% | 85.39% | 85.39% | 85.39% | 85.39% | 85.39% | 85.39% | 85.39% | 85.39% | 85.39% | 85.39% | 85.39% | 85.39% | 85.39% | 85.39% | 85.39% | 85.39% | 85.39% | 85.39% | 85.39%
Pierce CountySingle Family | Pierce CountySingle FamilyHeat Central Gas Boiler | Pierce CountySingle FamilyHeat Central Gas Boiler3 | Pierce CountySingle FamilyHeat Central Gas Boiler3Existing | Pierce CountySingle FamilyHeat Central Gas BoilerMarket Standard BoilerExisting | Pierce CountySingle FamilyHeat Central Gas BoilerExisting | Pierce County | Single Family | Heat Central Gas Boiler | 3 | Market Standard Boiler | Existing | bar: 2023 to 2050
Pierce CountySingle Family | Pierce CountySingle FamilyHeat Central Gas Boiler | Pierce CountySingle FamilyHeat Central Gas Boiler3 | Pierce CountySingle FamilyHeat Central Gas Boiler3New | Pierce CountySingle FamilyHeat Central Gas BoilerMarket Standard BoilerNew | Pierce CountySingle FamilyHeat Central Gas BoilerNew | Pierce County | Single Family | Heat Central Gas Boiler | 3 | Market Standard Boiler | New | bar: 2023 to 2050
Pierce CountySingle Family - Highly Impacted | Pierce CountySingle Family - Highly ImpactedHeat Central Gas Boiler | Pierce CountySingle Family - Highly ImpactedHeat Central Gas Boiler3 | Pierce CountySingle Family - Highly ImpactedHeat Central Gas Boiler3Existing | Pierce CountySingle Family - Highly ImpactedHeat Central Gas BoilerMarket Standard BoilerExisting | Pierce CountySingle Family - Highly ImpactedHeat Central Gas BoilerExisting | Pierce County | Single Family - Highly Impacted | Heat Central Gas Boiler | 3 | Market Standard Boiler | Existing | bar: 2023 to 2050
Pierce CountySingle Family - Highly Impacted | Pierce CountySingle Family - Highly ImpactedHeat Central Gas Boiler | Pierce CountySingle Family - Highly ImpactedHeat Central Gas Boiler3 | Pierce CountySingle Family - Highly ImpactedHeat Central Gas Boiler3New | Pierce CountySingle Family - Highly ImpactedHeat Central Gas BoilerMarket Standard BoilerNew | Pierce CountySingle Family - Highly ImpactedHeat Central Gas BoilerNew | Pierce County | Single Family - Highly Impacted | Heat Central Gas Boiler | 3 | Market Standard Boiler | New | bar: 2023 to 2050
Pierce CountyMultifamily | Pierce CountyMultifamilyHeat Central Gas Boiler | Pierce CountyMultifamilyHeat Central Gas Boiler3 | Pierce CountyMultifamilyHeat Central Gas Boiler3Existing | Pierce CountyMultifamilyHeat Central Gas BoilerMarket Standard BoilerExisting | Pierce CountyMultifamilyHeat Central Gas BoilerExisting | Pierce County | Multifamily | Heat Central Gas Boiler | 3 | Market Standard Boiler | Existing | bar: 2023 to 2050
Pierce CountyMultifamily | Pierce CountyMultifamilyHeat Central Gas Boiler | Pierce CountyMultifamilyHeat Central Gas Boiler3 | Pierce CountyMultifamilyHeat Central Gas Boiler3New | Pierce CountyMultifamilyHeat Central Gas BoilerMarket Standard BoilerNew | Pierce CountyMultifamilyHeat Central Gas BoilerNew | Pierce County | Multifamily | Heat Central Gas Boiler | 3 | Market Standard Boiler | New | bar: 2023 to 2050
Pierce CountyMultifamily - Highly Impacted | Pierce CountyMultifamily - Highly ImpactedHeat Central Gas Boiler | Pierce CountyMultifamily - Highly ImpactedHeat Central Gas Boiler3 | Pierce CountyMultifamily - Highly ImpactedHeat Central Gas Boiler3Existing | Pierce CountyMultifamily - Highly ImpactedHeat Central Gas BoilerMarket Standard BoilerExisting | Pierce CountyMultifamily - Highly ImpactedHeat Central Gas BoilerExisting | Pierce County | Multifamily - Highly Impacted | Heat Central Gas Boiler | 3 | Market Standard Boiler | Existing | bar: 2023 to 2050
Pierce CountyMultifamily - Highly Impacted | Pierce CountyMultifamily - Highly ImpactedHeat Central Gas Boiler | Pierce CountyMultifamily - Highly ImpactedHeat Central Gas Boiler3 | Pierce CountyMultifamily - Highly ImpactedHeat Central Gas Boiler3New | Pierce CountyMultifamily - Highly ImpactedHeat Central Gas BoilerMarket Standard BoilerNew | Pierce CountyMultifamily - Highly ImpactedHeat Central Gas BoilerNew | Pierce County | Multifamily - Highly Impacted | Heat Central Gas Boiler | 3 | Market Standard Boiler | New | bar: 2023 to 2050
Pierce CountyManufactured | Pierce CountyManufacturedHeat Central Gas Boiler | Pierce CountyManufacturedHeat Central Gas Boiler3 | Pierce CountyManufacturedHeat Central Gas Boiler3Existing | Pierce CountyManufacturedHeat Central Gas BoilerMarket Standard BoilerExisting | Pierce CountyManufacturedHeat Central Gas BoilerExisting | Pierce County | Manufactured | Heat Central Gas Boiler | 3 | Market Standard Boiler | Existing | bar: 2023 to 2050
Pierce CountyManufactured | Pierce CountyManufacturedHeat Central Gas Boiler | Pierce CountyManufacturedHeat Central Gas Boiler3 | Pierce CountyManufacturedHeat Central Gas Boiler3New | Pierce CountyManufacturedHeat Central Gas BoilerMarket Standard BoilerNew | Pierce CountyManufacturedHeat Central Gas BoilerNew | Pierce County | Manufactured | Heat Central Gas Boiler | 3 | Market Standard Boiler | New | bar: 2023 to 2050
Pierce CountyManufactured - Highly Impacted | Pierce CountyManufactured - Highly ImpactedHeat Central Gas Boiler | Pierce CountyManufactured - Highly ImpactedHeat Central Gas Boiler3 | Pierce CountyManufactured - Highly ImpactedHeat Central Gas Boiler3Existing | Pierce CountyManufactured - Highly ImpactedHeat Central Gas BoilerMarket Standard BoilerExisting | Pierce CountyManufactured - Highly ImpactedHeat Central Gas BoilerExisting | Pierce County | Manufactured - Highly Impacted | Heat Central Gas Boiler | 3 | Market Standard Boiler | Existing | bar: 2023 to 2050
Pierce CountyManufactured - Highly Impacted | Pierce CountyManufactured - Highly ImpactedHeat Central Gas Boiler | Pierce CountyManufactured - Highly ImpactedHeat Central Gas Boiler3 | Pierce CountyManufactured - Highly ImpactedHeat Central Gas Boiler3New | Pierce CountyManufactured - Highly ImpactedHeat Central Gas BoilerMarket Standard BoilerNew | Pierce CountyManufactured - Highly ImpactedHeat Central Gas BoilerNew | Pierce County | Manufactured - Highly Impacted | Heat Central Gas Boiler | 3 | Market Standard Boiler | New | bar: 2023 to 2050
Pierce CountySingle Family | Pierce CountySingle FamilyHeat Central Gas Boiler | Pierce CountySingle FamilyHeat Central Gas Boiler4 | Pierce CountySingle FamilyHeat Central Gas Boiler4Existing | Pierce CountySingle FamilyHeat Central Gas BoilerAdvanced Efficiency Boiler - 93% AFUEExisting | Pierce CountySingle FamilyHeat Central Gas BoilerExisting | Pierce County | Single Family | Heat Central Gas Boiler | 4 | Advanced Efficiency Boiler - 93% AFUE | Existing | 9.29% | 9.29% | 9.29% | 9.29% | 9.29% | 9.29% | 9.29% | 9.29% | 9.29% | 9.29% | 9.29% | 9.29% | 9.29% | 9.29% | 9.29% | 9.29% | 9.29% | 9.29% | 9.29% | 9.29% | 9.29% | 9.29% | 9.29% | 9.29% | 9.29% | 9.29% | 9.29% | 9.29%
Pierce CountySingle Family | Pierce CountySingle FamilyHeat Central Gas Boiler | Pierce CountySingle FamilyHeat Central Gas Boiler4 | Pierce CountySingle FamilyHeat Central Gas Boiler4New | Pierce CountySingle FamilyHeat Central Gas BoilerAdvanced Efficiency Boiler - 93% AFUENew | Pierce CountySingle FamilyHeat Central Gas BoilerNew | Pierce County | Single Family | Heat Central Gas Boiler | 4 | Advanced Efficiency Boiler - 93% AFUE | New | 9.29% | 9.29% | 9.29% | 9.29% | 9.29% | 9.29% | 9.29% | 9.29% | 9.29% | 9.29% | 9.29% | 9.29% | 9.29% | 9.29% | 9.29% | 9.29% | 9.29% | 9.29% | 9.29% | 9.29% | 9.29% | 9.29% | 9.29% | 9.29% | 9.29% | 9.29% | 9.29% | 9.29%
Pierce CountySingle Family - Highly Impacted | Pierce CountySingle Family - Highly ImpactedHeat Central Gas Boiler | Pierce CountySingle Family - Highly ImpactedHeat Central Gas Boiler4 | Pierce CountySingle Family - Highly ImpactedHeat Central Gas Boiler4Existing | Pierce CountySingle Family - Highly ImpactedHeat Central Gas BoilerAdvanced Efficiency Boiler - 93% AFUEExisting | Pierce CountySingle Family - Highly ImpactedHeat Central Gas BoilerExisting | Pierce County | Single Family - Highly Impacted | Heat Central Gas Boiler | 4 | Advanced Efficiency Boiler - 93% AFUE | Existing | 9.29% | 9.29% | 9.29% | 9.29% | 9.29% | 9.29% | 9.29% | 9.29% | 9.29% | 9.29% | 9.29% | 9.29% | 9.29% | 9.29% | 9.29% | 9.29% | 9.29% | 9.29% | 9.29% | 9.29% | 9.29% | 9.29% | 9.29% | 9.29% | 9.29% | 9.29% | 9.29% | 9.29%
Pierce CountySingle Family - Highly Impacted | Pierce CountySingle Family - Highly ImpactedHeat Central Gas Boiler | Pierce CountySingle Family - Highly ImpactedHeat Central Gas Boiler4 | Pierce CountySingle Family - Highly ImpactedHeat Central Gas Boiler4New | Pierce CountySingle Family - Highly ImpactedHeat Central Gas BoilerAdvanced Efficiency Boiler - 93% AFUENew | Pierce CountySingle Family - Highly ImpactedHeat Central Gas BoilerNew | Pierce County | Single Family - Highly Impacted | Heat Central Gas Boiler | 4 | Advanced Efficiency Boiler - 93% AFUE | New | 9.29% | 9.29% | 9.29% | 9.29% | 9.29% | 9.29% | 9.29% | 9.29% | 9.29% | 9.29% | 9.29% | 9.29% | 9.29% | 9.29% | 9.29% | 9.29% | 9.29% | 9.29% | 9.29% | 9.29% | 9.29% | 9.29% | 9.29% | 9.29% | 9.29% | 9.29% | 9.29% | 9.29%
Pierce CountyMultifamily | Pierce CountyMultifamilyHeat Central Gas Boiler | Pierce CountyMultifamilyHeat Central Gas Boiler4 | Pierce CountyMultifamilyHeat Central Gas Boiler4Existing | Pierce CountyMultifamilyHeat Central Gas BoilerAdvanced Efficiency Boiler - 93% AFUEExisting | Pierce CountyMultifamilyHeat Central Gas BoilerExisting | Pierce County | Multifamily | Heat Central Gas Boiler | 4 | Advanced Efficiency Boiler - 93% AFUE | Existing | 9.29% | 9.29% | 9.29% | 9.29% | 9.29% | 9.29% | 9.29% | 9.29% | 9.29% | 9.29% | 9.29% | 9.29% | 9.29% | 9.29% | 9.29% | 9.29% | 9.29% | 9.29% | 9.29% | 9.29% | 9.29% | 9.29% | 9.29% | 9.29% | 9.29% | 9.29% | 9.29% | 9.29%
Pierce CountyMultifamily | Pierce CountyMultifamilyHeat Central Gas Boiler | Pierce CountyMultifamilyHeat Central Gas Boiler4 | Pierce CountyMultifamilyHeat Central Gas Boiler4New | Pierce CountyMultifamilyHeat Central Gas BoilerAdvanced Efficiency Boiler - 93% AFUENew | Pierce CountyMultifamilyHeat Central Gas BoilerNew | Pierce County | Multifamily | Heat Central Gas Boiler | 4 | Advanced Efficiency Boiler - 93% AFUE | New | 9.29% | 9.29% | 9.29% | 9.29% | 9.29% | 9.29% | 9.29% | 9.29% | 9.29% | 9.29% | 9.29% | 9.29% | 9.29% | 9.29% | 9.29% | 9.29% | 9.29% | 9.29% | 9.29% | 9.29% | 9.29% | 9.29% | 9.29% | 9.29% | 9.29% | 9.29% | 9.29% | 9.29%
Pierce CountyMultifamily - Highly Impacted | Pierce CountyMultifamily - Highly ImpactedHeat Central Gas Boiler | Pierce CountyMultifamily - Highly ImpactedHeat Central Gas Boiler4 | Pierce CountyMultifamily - Highly ImpactedHeat Central Gas Boiler4Existing | Pierce CountyMultifamily - Highly ImpactedHeat Central Gas BoilerAdvanced Efficiency Boiler - 93% AFUEExisting | Pierce CountyMultifamily - Highly ImpactedHeat Central Gas BoilerExisting | Pierce County | Multifamily - Highly Impacted | Heat Central Gas Boiler | 4 | Advanced Efficiency Boiler - 93% AFUE | Existing | 9.29% | 9.29% | 9.29% | 9.29% | 9.29% | 9.29% | 9.29% | 9.29% | 9.29% | 9.29% | 9.29% | 9.29% | 9.29% | 9.29% | 9.29% | 9.29% | 9.29% | 9.29% | 9.29% | 9.29% | 9.29% | 9.29% | 9.29% | 9.29% | 9.29% | 9.29% | 9.29% | 9.29%
Pierce CountyMultifamily - Highly Impacted | Pierce CountyMultifamily - Highly ImpactedHeat Central Gas Boiler | Pierce CountyMultifamily - Highly ImpactedHeat Central Gas Boiler4 | Pierce CountyMultifamily - Highly ImpactedHeat Central Gas Boiler4New | Pierce CountyMultifamily - Highly ImpactedHeat Central Gas BoilerAdvanced Efficiency Boiler - 93% AFUENew | Pierce CountyMultifamily - Highly ImpactedHeat Central Gas BoilerNew | Pierce County | Multifamily - Highly Impacted | Heat Central Gas Boiler | 4 | Advanced Efficiency Boiler - 93% AFUE | New | 9.29% | 9.29% | 9.29% | 9.29% | 9.29% | 9.29% | 9.29% | 9.29% | 9.29% | 9.29% | 9.29% | 9.29% | 9.29% | 9.29% | 9.29% | 9.29% | 9.29% | 9.29% | 9.29% | 9.29% | 9.29% | 9.29% | 9.29% | 9.29% | 9.29% | 9.29% | 9.29% | 9.29%
Pierce CountyManufactured | Pierce CountyManufacturedHeat Central Gas Boiler | Pierce CountyManufacturedHeat Central Gas Boiler4 | Pierce CountyManufacturedHeat Central Gas Boiler4Existing | Pierce CountyManufacturedHeat Central Gas BoilerAdvanced Efficiency Boiler - 93% AFUEExisting | Pierce CountyManufacturedHeat Central Gas BoilerExisting | Pierce County | Manufactured | Heat Central Gas Boiler | 4 | Advanced Efficiency Boiler - 93% AFUE | Existing | 9.29% | 9.29% | 9.29% | 9.29% | 9.29% | 9.29% | 9.29% | 9.29% | 9.29% | 9.29% | 9.29% | 9.29% | 9.29% | 9.29% | 9.29% | 9.29% | 9.29% | 9.29% | 9.29% | 9.29% | 9.29% | 9.29% | 9.29% | 9.29% | 9.29% | 9.29% | 9.29% | 9.29%
Pierce CountyManufactured | Pierce CountyManufacturedHeat Central Gas Boiler | Pierce CountyManufacturedHeat Central Gas Boiler4 | Pierce CountyManufacturedHeat Central Gas Boiler4New | Pierce CountyManufacturedHeat Central Gas BoilerAdvanced Efficiency Boiler - 93% AFUENew | Pierce CountyManufacturedHeat Central Gas BoilerNew | Pierce County | Manufactured | Heat Central Gas Boiler | 4 | Advanced Efficiency Boiler - 93% AFUE | New | 9.29% | 9.29% | 9.29% | 9.29% | 9.29% | 9.29% | 9.29% | 9.29% | 9.29% | 9.29% | 9.29% | 9.29% | 9.29% | 9.29% | 9.29% | 9.29% | 9.29% | 9.29% | 9.29% | 9.29% | 9.29% | 9.29% | 9.29% | 9.29% | 9.29% | 9.29% | 9.29% | 9.29%
Pierce CountyManufactured - Highly Impacted | Pierce CountyManufactured - Highly ImpactedHeat Central Gas Boiler | Pierce CountyManufactured - Highly ImpactedHeat Central Gas Boiler4 | Pierce CountyManufactured - Highly ImpactedHeat Central Gas Boiler4Existing | Pierce CountyManufactured - Highly ImpactedHeat Central Gas BoilerAdvanced Efficiency Boiler - 93% AFUEExisting | Pierce CountyManufactured - Highly ImpactedHeat Central Gas BoilerExisting | Pierce County | Manufactured - Highly Impacted | Heat Central Gas Boiler | 4 | Advanced Efficiency Boiler - 93% AFUE | Existing | 9.29% | 9.29% | 9.29% | 9.29% | 9.29% | 9.29% | 9.29% | 9.29% | 9.29% | 9.29% | 9.29% | 9.29% | 9.29% | 9.29% | 9.29% | 9.29% | 9.29% | 9.29% | 9.29% | 9.29% | 9.29% | 9.29% | 9.29% | 9.29% | 9.29% | 9.29% | 9.29% | 9.29%
Pierce CountyManufactured - Highly Impacted | Pierce CountyManufactured - Highly ImpactedHeat Central Gas Boiler | Pierce CountyManufactured - Highly ImpactedHeat Central Gas Boiler4 | Pierce CountyManufactured - Highly ImpactedHeat Central Gas Boiler4New | Pierce CountyManufactured - Highly ImpactedHeat Central Gas BoilerAdvanced Efficiency Boiler - 93% AFUENew | Pierce CountyManufactured - Highly ImpactedHeat Central Gas BoilerNew | Pierce County | Manufactured - Highly Impacted | Heat Central Gas Boiler | 4 | Advanced Efficiency Boiler - 93% AFUE | New | 9.29% | 9.29% | 9.29% | 9.29% | 9.29% | 9.29% | 9.29% | 9.29% | 9.29% | 9.29% | 9.29% | 9.29% | 9.29% | 9.29% | 9.29% | 9.29% | 9.29% | 9.29% | 9.29% | 9.29% | 9.29% | 9.29% | 9.29% | 9.29% | 9.29% | 9.29% | 9.29% | 9.29%
Pierce CountySingle Family | Pierce CountySingle FamilyHeat Central Gas Boiler | Pierce CountySingle FamilyHeat Central Gas Boiler5 | Pierce CountySingle FamilyHeat Central Gas Boiler5Existing | Pierce CountySingle FamilyHeat Central Gas BoilerPremium Efficiency Boiler - 95% AFUEExisting | Pierce CountySingle FamilyHeat Central Gas BoilerExisting | Pierce County | Single Family | Heat Central Gas Boiler | 5 | Premium Efficiency Boiler - 95% AFUE | Existing | 5.321% | 5.321% | 5.321% | 5.321% | 5.321% | 5.321% | 5.321% | 5.321% | 5.321% | 5.321% | 5.321% | 5.321% | 5.321% | 5.321% | 5.321% | 5.321% | 5.321% | 5.321% | 5.321% | 5.321% | 5.321% | 5.321% | 5.321% | 5.321% | 5.321% | 5.321% | 5.321% | 5.321%
Pierce CountySingle Family | Pierce CountySingle FamilyHeat Central Gas Boiler | Pierce CountySingle FamilyHeat Central Gas Boiler5 | Pierce CountySingle FamilyHeat Central Gas Boiler5New | Pierce CountySingle FamilyHeat Central Gas BoilerPremium Efficiency Boiler - 95% AFUENew | Pierce CountySingle FamilyHeat Central Gas BoilerNew | Pierce County | Single Family | Heat Central Gas Boiler | 5 | Premium Efficiency Boiler - 95% AFUE | New | 5.321% | 5.321% | 5.321% | 5.321% | 5.321% | 5.321% | 5.321% | 5.321% | 5.321% | 5.321% | 5.321% | 5.321% | 5.321% | 5.321% | 5.321% | 5.321% | 5.321% | 5.321% | 5.321% | 5.321% | 5.321% | 5.321% | 5.321% | 5.321% | 5.321% | 5.321% | 5.321% | 5.321%
Pierce CountySingle Family - Highly Impacted | Pierce CountySingle Family - Highly ImpactedHeat Central Gas Boiler | Pierce CountySingle Family - Highly ImpactedHeat Central Gas Boiler5 | Pierce CountySingle Family - Highly ImpactedHeat Central Gas Boiler5Existing | Pierce CountySingle Family - Highly ImpactedHeat Central Gas BoilerPremium Efficiency Boiler - 95% AFUEExisting | Pierce CountySingle Family - Highly ImpactedHeat Central Gas BoilerExisting | Pierce County | Single Family - Highly Impacted | Heat Central Gas Boiler | 5 | Premium Efficiency Boiler - 95% AFUE | Existing | 5.321% | 5.321% | 5.321% | 5.321% | 5.321% | 5.321% | 5.321% | 5.321% | 5.321% | 5.321% | 5.321% | 5.321% | 5.321% | 5.321% | 5.321% | 5.321% | 5.321% | 5.321% | 5.321% | 5.321% | 5.321% | 5.321% | 5.321% | 5.321% | 5.321% | 5.321% | 5.321% | 5.321%
Pierce CountySingle Family - Highly Impacted | Pierce CountySingle Family - Highly ImpactedHeat Central Gas Boiler | Pierce CountySingle Family - Highly ImpactedHeat Central Gas Boiler5 | Pierce CountySingle Family - Highly ImpactedHeat Central Gas Boiler5New | Pierce CountySingle Family - Highly ImpactedHeat Central Gas BoilerPremium Efficiency Boiler - 95% AFUENew | Pierce CountySingle Family - Highly ImpactedHeat Central Gas BoilerNew | Pierce County | Single Family - Highly Impacted | Heat Central Gas Boiler | 5 | Premium Efficiency Boiler - 95% AFUE | New | 5.321% | 5.321% | 5.321% | 5.321% | 5.321% | 5.321% | 5.321% | 5.321% | 5.321% | 5.321% | 5.321% | 5.321% | 5.321% | 5.321% | 5.321% | 5.321% | 5.321% | 5.321% | 5.321% | 5.321% | 5.321% | 5.321% | 5.321% | 5.321% | 5.321% | 5.321% | 5.321% | 5.321%
Pierce CountyMultifamily | Pierce CountyMultifamilyHeat Central Gas Boiler | Pierce CountyMultifamilyHeat Central Gas Boiler5 | Pierce CountyMultifamilyHeat Central Gas Boiler5Existing | Pierce CountyMultifamilyHeat Central Gas BoilerPremium Efficiency Boiler - 95% AFUEExisting | Pierce CountyMultifamilyHeat Central Gas BoilerExisting | Pierce County | Multifamily | Heat Central Gas Boiler | 5 | Premium Efficiency Boiler - 95% AFUE | Existing | 5.321% | 5.321% | 5.321% | 5.321% | 5.321% | 5.321% | 5.321% | 5.321% | 5.321% | 5.321% | 5.321% | 5.321% | 5.321% | 5.321% | 5.321% | 5.321% | 5.321% | 5.321% | 5.321% | 5.321% | 5.321% | 5.321% | 5.321% | 5.321% | 5.321% | 5.321% | 5.321% | 5.321%
Pierce CountyMultifamily | Pierce CountyMultifamilyHeat Central Gas Boiler | Pierce CountyMultifamilyHeat Central Gas Boiler5 | Pierce CountyMultifamilyHeat Central Gas Boiler5New | Pierce CountyMultifamilyHeat Central Gas BoilerPremium Efficiency Boiler - 95% AFUENew | Pierce CountyMultifamilyHeat Central Gas BoilerNew | Pierce County | Multifamily | Heat Central Gas Boiler | 5 | Premium Efficiency Boiler - 95% AFUE | New | 5.321% | 5.321% | 5.321% | 5.321% | 5.321% | 5.321% | 5.321% | 5.321% | 5.321% | 5.321% | 5.321% | 5.321% | 5.321% | 5.321% | 5.321% | 5.321% | 5.321% | 5.321% | 5.321% | 5.321% | 5.321% | 5.321% | 5.321% | 5.321% | 5.321% | 5.321% | 5.321% | 5.321%
Pierce CountyMultifamily - Highly Impacted | Pierce CountyMultifamily - Highly ImpactedHeat Central Gas Boiler | Pierce CountyMultifamily - Highly ImpactedHeat Central Gas Boiler5 | Pierce CountyMultifamily - Highly ImpactedHeat Central Gas Boiler5Existing | Pierce CountyMultifamily - Highly ImpactedHeat Central Gas BoilerPremium Efficiency Boiler - 95% AFUEExisting | Pierce CountyMultifamily - Highly ImpactedHeat Central Gas BoilerExisting | Pierce County | Multifamily - Highly Impacted | Heat Central Gas Boiler | 5 | Premium Efficiency Boiler - 95% AFUE | Existing | 5.321% | 5.321% | 5.321% | 5.321% | 5.321% | 5.321% | 5.321% | 5.321% | 5.321% | 5.321% | 5.321% | 5.321% | 5.321% | 5.321% | 5.321% | 5.321% | 5.321% | 5.321% | 5.321% | 5.321% | 5.321% | 5.321% | 5.321% | 5.321% | 5.321% | 5.321% | 5.321% | 5.321%
Pierce CountyMultifamily - Highly Impacted | Pierce CountyMultifamily - Highly ImpactedHeat Central Gas Boiler | Pierce CountyMultifamily - Highly ImpactedHeat Central Gas Boiler5 | Pierce CountyMultifamily - Highly ImpactedHeat Central Gas Boiler5New | Pierce CountyMultifamily - Highly ImpactedHeat Central Gas BoilerPremium Efficiency Boiler - 95% AFUENew | Pierce CountyMultifamily - Highly ImpactedHeat Central Gas BoilerNew | Pierce County | Multifamily - Highly Impacted | Heat Central Gas Boiler | 5 | Premium Efficiency Boiler - 95% AFUE | New | 5.321% | 5.321% | 5.321% | 5.321% | 5.321% | 5.321% | 5.321% | 5.321% | 5.321% | 5.321% | 5.321% | 5.321% | 5.321% | 5.321% | 5.321% | 5.321% | 5.321% | 5.321% | 5.321% | 5.321% | 5.321% | 5.321% | 5.321% | 5.321% | 5.321% | 5.321% | 5.321% | 5.321%
Pierce CountyManufactured | Pierce CountyManufacturedHeat Central Gas Boiler | Pierce CountyManufacturedHeat Central Gas Boiler5 | Pierce CountyManufacturedHeat Central Gas Boiler5Existing | Pierce CountyManufacturedHeat Central Gas BoilerPremium Efficiency Boiler - 95% AFUEExisting | Pierce CountyManufacturedHeat Central Gas BoilerExisting | Pierce County | Manufactured | Heat Central Gas Boiler | 5 | Premium Efficiency Boiler - 95% AFUE | Existing | 5.321% | 5.321% | 5.321% | 5.321% | 5.321% | 5.321% | 5.321% | 5.321% | 5.321% | 5.321% | 5.321% | 5.321% | 5.321% | 5.321% | 5.321% | 5.321% | 5.321% | 5.321% | 5.321% | 5.321% | 5.321% | 5.321% | 5.321% | 5.321% | 5.321% | 5.321% | 5.321% | 5.321%
Pierce CountyManufactured | Pierce CountyManufacturedHeat Central Gas Boiler | Pierce CountyManufacturedHeat Central Gas Boiler5 | Pierce CountyManufacturedHeat Central Gas Boiler5New | Pierce CountyManufacturedHeat Central Gas BoilerPremium Efficiency Boiler - 95% AFUENew | Pierce CountyManufacturedHeat Central Gas BoilerNew | Pierce County | Manufactured | Heat Central Gas Boiler | 5 | Premium Efficiency Boiler - 95% AFUE | New | 5.321% | 5.321% | 5.321% | 5.321% | 5.321% | 5.321% | 5.321% | 5.321% | 5.321% | 5.321% | 5.321% | 5.321% | 5.321% | 5.321% | 5.321% | 5.321% | 5.321% | 5.321% | 5.321% | 5.321% | 5.321% | 5.321% | 5.321% | 5.321% | 5.321% | 5.321% | 5.321% | 5.321%
Pierce CountyManufactured - Highly Impacted | Pierce CountyManufactured - Highly ImpactedHeat Central Gas Boiler | Pierce CountyManufactured - Highly ImpactedHeat Central Gas Boiler5 | Pierce CountyManufactured - Highly ImpactedHeat Central Gas Boiler5Existing | Pierce CountyManufactured - Highly ImpactedHeat Central Gas BoilerPremium Efficiency Boiler - 95% AFUEExisting | Pierce CountyManufactured - Highly ImpactedHeat Central Gas BoilerExisting | Pierce County | Manufactured - Highly Impacted | Heat Central Gas Boiler | 5 | Premium Efficiency Boiler - 95% AFUE | Existing | 5.321% | 5.321% | 5.321% | 5.321% | 5.321% | 5.321% | 5.321% | 5.321% | 5.321% | 5.321% | 5.321% | 5.321% | 5.321% | 5.321% | 5.321% | 5.321% | 5.321% | 5.321% | 5.321% | 5.321% | 5.321% | 5.321% | 5.321% | 5.321% | 5.321% | 5.321% | 5.321% | 5.321%
Pierce CountyManufactured - Highly Impacted | Pierce CountyManufactured - Highly ImpactedHeat Central Gas Boiler | Pierce CountyManufactured - Highly ImpactedHeat Central Gas Boiler5 | Pierce CountyManufactured - Highly ImpactedHeat Central Gas Boiler5New | Pierce CountyManufactured - Highly ImpactedHeat Central Gas BoilerPremium Efficiency Boiler - 95% AFUENew | Pierce CountyManufactured - Highly ImpactedHeat Central Gas BoilerNew | Pierce County | Manufactured - Highly Impacted | Heat Central Gas Boiler | 5 | Premium Efficiency Boiler - 95% AFUE | New | 5.321% | 5.321% | 5.321% | 5.321% | 5.321% | 5.321% | 5.321% | 5.321% | 5.321% | 5.321% | 5.321% | 5.321% | 5.321% | 5.321% | 5.321% | 5.321% | 5.321% | 5.321% | 5.321% | 5.321% | 5.321% | 5.321% | 5.321% | 5.321% | 5.321% | 5.321% | 5.321% | 5.321%
Pierce CountySingle Family | Pierce CountySingle FamilyHeat Central Gas Furnace | Pierce CountySingle FamilyHeat Central Gas Furnace1 | Pierce CountySingle FamilyHeat Central Gas Furnace1Existing | Pierce CountySingle FamilyHeat Central Gas FurnaceBelow Standard Furnace - 76% AFUE (Low Income)Existing | Pierce CountySingle FamilyHeat Central Gas FurnaceExisting | Pierce County | Single Family | Heat Central Gas Furnace | 1 | Below Standard Furnace - 76% AFUE (Low Income) | Existing | 5.295% | 5.295% | 5.295% | 5.295% | 5.295% | 5.295% | 5.295% | 5.295% | 5.295% | 5.295% | 5.295% | 5.295% | 5.295% | 5.295% | 5.295% | 5.295% | 5.295% | 5.295% | 5.295% | 5.295% | 5.295% | 5.295% | 5.295% | 5.295% | 5.295% | 5.295% | 5.295% | 5.295%
Pierce CountySingle Family | Pierce CountySingle FamilyHeat Central Gas Furnace | Pierce CountySingle FamilyHeat Central Gas Furnace1 | Pierce CountySingle FamilyHeat Central Gas Furnace1New | Pierce CountySingle FamilyHeat Central Gas FurnaceBelow Standard Furnace - 76% AFUE (Low Income)New | Pierce CountySingle FamilyHeat Central Gas FurnaceNew | Pierce County | Single Family | Heat Central Gas Furnace | 1 | Below Standard Furnace - 76% AFUE (Low Income) | New | bar: 2023 to 2050
Pierce CountySingle Family - Highly Impacted | Pierce CountySingle Family - Highly ImpactedHeat Central Gas Furnace | Pierce CountySingle Family - Highly ImpactedHeat Central Gas Furnace1 | Pierce CountySingle Family - Highly ImpactedHeat Central Gas Furnace1Existing | Pierce CountySingle Family - Highly ImpactedHeat Central Gas FurnaceBelow Standard Furnace - 76% AFUE (Low Income)Existing | Pierce CountySingle Family - Highly ImpactedHeat Central Gas FurnaceExisting | Pierce County | Single Family - Highly Impacted | Heat Central Gas Furnace | 1 | Below Standard Furnace - 76% AFUE (Low Income) | Existing | 5.295% | 5.295% | 5.295% | 5.295% | 5.295% | 5.295% | 5.295% | 5.295% | 5.295% | 5.295% | 5.295% | 5.295% | 5.295% | 5.295% | 5.295% | 5.295% | 5.295% | 5.295% | 5.295% | 5.295% | 5.295% | 5.295% | 5.295% | 5.295% | 5.295% | 5.295% | 5.295% | 5.295%
Pierce CountySingle Family - Highly Impacted | Pierce CountySingle Family - Highly ImpactedHeat Central Gas Furnace | Pierce CountySingle Family - Highly ImpactedHeat Central Gas Furnace1 | Pierce CountySingle Family - Highly ImpactedHeat Central Gas Furnace1New | Pierce CountySingle Family - Highly ImpactedHeat Central Gas FurnaceBelow Standard Furnace - 76% AFUE (Low Income)New | Pierce CountySingle Family - Highly ImpactedHeat Central Gas FurnaceNew | Pierce County | Single Family - Highly Impacted | Heat Central Gas Furnace | 1 | Below Standard Furnace - 76% AFUE (Low Income) | New | bar: 2023 to 2050
Pierce CountyMultifamily | Pierce CountyMultifamilyHeat Central Gas Furnace | Pierce CountyMultifamilyHeat Central Gas Furnace1 | Pierce CountyMultifamilyHeat Central Gas Furnace1Existing | Pierce CountyMultifamilyHeat Central Gas FurnaceBelow Standard Furnace - 76% AFUE (Low Income)Existing | Pierce CountyMultifamilyHeat Central Gas FurnaceExisting | Pierce County | Multifamily | Heat Central Gas Furnace | 1 | Below Standard Furnace - 76% AFUE (Low Income) | Existing | 5.295% | 5.295% | 5.295% | 5.295% | 5.295% | 5.295% | 5.295% | 5.295% | 5.295% | 5.295% | 5.295% | 5.295% | 5.295% | 5.295% | 5.295% | 5.295% | 5.295% | 5.295% | 5.295% | 5.295% | 5.295% | 5.295% | 5.295% | 5.295% | 5.295% | 5.295% | 5.295% | 5.295%
Pierce CountyMultifamily | Pierce CountyMultifamilyHeat Central Gas Furnace | Pierce CountyMultifamilyHeat Central Gas Furnace1 | Pierce CountyMultifamilyHeat Central Gas Furnace1New | Pierce CountyMultifamilyHeat Central Gas FurnaceBelow Standard Furnace - 76% AFUE (Low Income)New | Pierce CountyMultifamilyHeat Central Gas FurnaceNew | Pierce County | Multifamily | Heat Central Gas Furnace | 1 | Below Standard Furnace - 76% AFUE (Low Income) | New | bar: 2023 to 2050
Pierce CountyMultifamily - Highly Impacted | Pierce CountyMultifamily - Highly ImpactedHeat Central Gas Furnace | Pierce CountyMultifamily - Highly ImpactedHeat Central Gas Furnace1 | Pierce CountyMultifamily - Highly ImpactedHeat Central Gas Furnace1Existing | Pierce CountyMultifamily - Highly ImpactedHeat Central Gas FurnaceBelow Standard Furnace - 76% AFUE (Low Income)Existing | Pierce CountyMultifamily - Highly ImpactedHeat Central Gas FurnaceExisting | Pierce County | Multifamily - Highly Impacted | Heat Central Gas Furnace | 1 | Below Standard Furnace - 76% AFUE (Low Income) | Existing | 5.295% | 5.295% | 5.295% | 5.295% | 5.295% | 5.295% | 5.295% | 5.295% | 5.295% | 5.295% | 5.295% | 5.295% | 5.295% | 5.295% | 5.295% | 5.295% | 5.295% | 5.295% | 5.295% | 5.295% | 5.295% | 5.295% | 5.295% | 5.295% | 5.295% | 5.295% | 5.295% | 5.295%
Pierce CountyMultifamily - Highly Impacted | Pierce CountyMultifamily - Highly ImpactedHeat Central Gas Furnace | Pierce CountyMultifamily - Highly ImpactedHeat Central Gas Furnace1 | Pierce CountyMultifamily - Highly ImpactedHeat Central Gas Furnace1New | Pierce CountyMultifamily - Highly ImpactedHeat Central Gas FurnaceBelow Standard Furnace - 76% AFUE (Low Income)New | Pierce CountyMultifamily - Highly ImpactedHeat Central Gas FurnaceNew | Pierce County | Multifamily - Highly Impacted | Heat Central Gas Furnace | 1 | Below Standard Furnace - 76% AFUE (Low Income) | New | bar: 2023 to 2050
Pierce CountyManufactured | Pierce CountyManufacturedHeat Central Gas Furnace | Pierce CountyManufacturedHeat Central Gas Furnace1 | Pierce CountyManufacturedHeat Central Gas Furnace1Existing | Pierce CountyManufacturedHeat Central Gas FurnaceBelow Standard Furnace - 76% AFUE (Low Income)Existing | Pierce CountyManufacturedHeat Central Gas FurnaceExisting | Pierce County | Manufactured | Heat Central Gas Furnace | 1 | Below Standard Furnace - 76% AFUE (Low Income) | Existing | 5.295% | 5.295% | 5.295% | 5.295% | 5.295% | 5.295% | 5.295% | 5.295% | 5.295% | 5.295% | 5.295% | 5.295% | 5.295% | 5.295% | 5.295% | 5.295% | 5.295% | 5.295% | 5.295% | 5.295% | 5.295% | 5.295% | 5.295% | 5.295% | 5.295% | 5.295% | 5.295% | 5.295%
Pierce CountyManufactured | Pierce CountyManufacturedHeat Central Gas Furnace | Pierce CountyManufacturedHeat Central Gas Furnace1 | Pierce CountyManufacturedHeat Central Gas Furnace1New | Pierce CountyManufacturedHeat Central Gas FurnaceBelow Standard Furnace - 76% AFUE (Low Income)New | Pierce CountyManufacturedHeat Central Gas FurnaceNew | Pierce County | Manufactured | Heat Central Gas Furnace | 1 | Below Standard Furnace - 76% AFUE (Low Income) | New | bar: 2023 to 2050
Pierce CountyManufactured - Highly Impacted | Pierce CountyManufactured - Highly ImpactedHeat Central Gas Furnace | Pierce CountyManufactured - Highly ImpactedHeat Central Gas Furnace1 | Pierce CountyManufactured - Highly ImpactedHeat Central Gas Furnace1Existing | Pierce CountyManufactured - Highly ImpactedHeat Central Gas FurnaceBelow Standard Furnace - 76% AFUE (Low Income)Existing | Pierce CountyManufactured - Highly ImpactedHeat Central Gas FurnaceExisting | Pierce County | Manufactured - Highly Impacted | Heat Central Gas Furnace | 1 | Below Standard Furnace - 76% AFUE (Low Income) | Existing | 5.295% | 5.295% | 5.295% | 5.295% | 5.295% | 5.295% | 5.295% | 5.295% | 5.295% | 5.295% | 5.295% | 5.295% | 5.295% | 5.295% | 5.295% | 5.295% | 5.295% | 5.295% | 5.295% | 5.295% | 5.295% | 5.295% | 5.295% | 5.295% | 5.295% | 5.295% | 5.295% | 5.295%
Pierce CountyManufactured - Highly Impacted | Pierce CountyManufactured - Highly ImpactedHeat Central Gas Furnace | Pierce CountyManufactured - Highly ImpactedHeat Central Gas Furnace1 | Pierce CountyManufactured - Highly ImpactedHeat Central Gas Furnace1New | Pierce CountyManufactured - Highly ImpactedHeat Central Gas FurnaceBelow Standard Furnace - 76% AFUE (Low Income)New | Pierce CountyManufactured - Highly ImpactedHeat Central Gas FurnaceNew | Pierce County | Manufactured - Highly Impacted | Heat Central Gas Furnace | 1 | Below Standard Furnace - 76% AFUE (Low Income) | New | bar: 2023 to 2050
Pierce CountySingle Family | Pierce CountySingle FamilyHeat Central Gas Furnace | Pierce CountySingle FamilyHeat Central Gas Furnace2 | Pierce CountySingle FamilyHeat Central Gas Furnace2Existing | Pierce CountySingle FamilyHeat Central Gas FurnaceFederal Standard 2016 Furnace - 80% AFUEExisting | Pierce CountySingle FamilyHeat Central Gas FurnaceExisting | Pierce County | Single Family | Heat Central Gas Furnace | 2 | Federal Standard 2016 Furnace - 80% AFUE | Existing | 54.88% | 54.88% | 54.88% | 54.88% | 54.88% | 54.88% | 54.88% | 54.88% | 54.88% | 54.88% | 54.88% | 54.88% | 54.88% | 54.88% | 54.88% | 54.88% | 54.88% | 54.88% | 54.88% | 54.88% | 54.88% | 54.88% | 54.88% | 54.88% | 54.88% | 54.88% | 54.88% | 54.88%
Pierce CountySingle Family | Pierce CountySingle FamilyHeat Central Gas Furnace | Pierce CountySingle FamilyHeat Central Gas Furnace2 | Pierce CountySingle FamilyHeat Central Gas Furnace2New | Pierce CountySingle FamilyHeat Central Gas FurnaceFederal Standard 2016 Furnace - 80% AFUENew | Pierce CountySingle FamilyHeat Central Gas FurnaceNew | Pierce County | Single Family | Heat Central Gas Furnace | 2 | Federal Standard 2016 Furnace - 80% AFUE | New | bar: 2023 to 2050
Pierce CountySingle Family - Highly Impacted | Pierce CountySingle Family - Highly ImpactedHeat Central Gas Furnace | Pierce CountySingle Family - Highly ImpactedHeat Central Gas Furnace2 | Pierce CountySingle Family - Highly ImpactedHeat Central Gas Furnace2Existing | Pierce CountySingle Family - Highly ImpactedHeat Central Gas FurnaceFederal Standard 2016 Furnace - 80% AFUEExisting | Pierce CountySingle Family - Highly ImpactedHeat Central Gas FurnaceExisting | Pierce County | Single Family - Highly Impacted | Heat Central Gas Furnace | 2 | Federal Standard 2016 Furnace - 80% AFUE | Existing | 54.88% | 54.88% | 54.88% | 54.88% | 54.88% | 54.88% | 54.88% | 54.88% | 54.88% | 54.88% | 54.88% | 54.88% | 54.88% | 54.88% | 54.88% | 54.88% | 54.88% | 54.88% | 54.88% | 54.88% | 54.88% | 54.88% | 54.88% | 54.88% | 54.88% | 54.88% | 54.88% | 54.88%
Pierce CountySingle Family - Highly Impacted | Pierce CountySingle Family - Highly ImpactedHeat Central Gas Furnace | Pierce CountySingle Family - Highly ImpactedHeat Central Gas Furnace2 | Pierce CountySingle Family - Highly ImpactedHeat Central Gas Furnace2New | Pierce CountySingle Family - Highly ImpactedHeat Central Gas FurnaceFederal Standard 2016 Furnace - 80% AFUENew | Pierce CountySingle Family - Highly ImpactedHeat Central Gas FurnaceNew | Pierce County | Single Family - Highly Impacted | Heat Central Gas Furnace | 2 | Federal Standard 2016 Furnace - 80% AFUE | New | bar: 2023 to 2050
Pierce CountyMultifamily | Pierce CountyMultifamilyHeat Central Gas Furnace | Pierce CountyMultifamilyHeat Central Gas Furnace2 | Pierce CountyMultifamilyHeat Central Gas Furnace2Existing | Pierce CountyMultifamilyHeat Central Gas FurnaceFederal Standard 2016 Furnace - 80% AFUEExisting | Pierce CountyMultifamilyHeat Central Gas FurnaceExisting | Pierce County | Multifamily | Heat Central Gas Furnace | 2 | Federal Standard 2016 Furnace - 80% AFUE | Existing | 54.88% | 54.88% | 54.88% | 54.88% | 54.88% | 54.88% | 54.88% | 54.88% | 54.88% | 54.88% | 54.88% | 54.88% | 54.88% | 54.88% | 54.88% | 54.88% | 54.88% | 54.88% | 54.88% | 54.88% | 54.88% | 54.88% | 54.88% | 54.88% | 54.88% | 54.88% | 54.88% | 54.88%
Pierce CountyMultifamily | Pierce CountyMultifamilyHeat Central Gas Furnace | Pierce CountyMultifamilyHeat Central Gas Furnace2 | Pierce CountyMultifamilyHeat Central Gas Furnace2New | Pierce CountyMultifamilyHeat Central Gas FurnaceFederal Standard 2016 Furnace - 80% AFUENew | Pierce CountyMultifamilyHeat Central Gas FurnaceNew | Pierce County | Multifamily | Heat Central Gas Furnace | 2 | Federal Standard 2016 Furnace - 80% AFUE | New | bar: 2023 to 2050
Pierce CountyMultifamily - Highly Impacted | Pierce CountyMultifamily - Highly ImpactedHeat Central Gas Furnace | Pierce CountyMultifamily - Highly ImpactedHeat Central Gas Furnace2 | Pierce CountyMultifamily - Highly ImpactedHeat Central Gas Furnace2Existing | Pierce CountyMultifamily - Highly ImpactedHeat Central Gas FurnaceFederal Standard 2016 Furnace - 80% AFUEExisting | Pierce CountyMultifamily - Highly ImpactedHeat Central Gas FurnaceExisting | Pierce County | Multifamily - Highly Impacted | Heat Central Gas Furnace | 2 | Federal Standard 2016 Furnace - 80% AFUE | Existing | 54.88% | 54.88% | 54.88% | 54.88% | 54.88% | 54.88% | 54.88% | 54.88% | 54.88% | 54.88% | 54.88% | 54.88% | 54.88% | 54.88% | 54.88% | 54.88% | 54.88% | 54.88% | 54.88% | 54.88% | 54.88% | 54.88% | 54.88% | 54.88% | 54.88% | 54.88% | 54.88% | 54.88%
Pierce CountyMultifamily - Highly Impacted | Pierce CountyMultifamily - Highly ImpactedHeat Central Gas Furnace | Pierce CountyMultifamily - Highly ImpactedHeat Central Gas Furnace2 | Pierce CountyMultifamily - Highly ImpactedHeat Central Gas Furnace2New | Pierce CountyMultifamily - Highly ImpactedHeat Central Gas FurnaceFederal Standard 2016 Furnace - 80% AFUENew | Pierce CountyMultifamily - Highly ImpactedHeat Central Gas FurnaceNew | Pierce County | Multifamily - Highly Impacted | Heat Central Gas Furnace | 2 | Federal Standard 2016 Furnace - 80% AFUE | New | bar: 2023 to 2050
Pierce CountyManufactured | Pierce CountyManufacturedHeat Central Gas Furnace | Pierce CountyManufacturedHeat Central Gas Furnace2 | Pierce CountyManufacturedHeat Central Gas Furnace2Existing | Pierce CountyManufacturedHeat Central Gas FurnaceFederal Standard 2016 Furnace - 80% AFUEExisting | Pierce CountyManufacturedHeat Central Gas FurnaceExisting | Pierce County | Manufactured | Heat Central Gas Furnace | 2 | Federal Standard 2016 Furnace - 80% AFUE | Existing | 54.88% | 54.88% | 54.88% | 54.88% | 54.88% | 54.88% | 54.88% | 54.88% | 54.88% | 54.88% | 54.88% | 54.88% | 54.88% | 54.88% | 54.88% | 54.88% | 54.88% | 54.88% | 54.88% | 54.88% | 54.88% | 54.88% | 54.88% | 54.88% | 54.88% | 54.88% | 54.88% | 54.88%
Pierce CountyManufactured | Pierce CountyManufacturedHeat Central Gas Furnace | Pierce CountyManufacturedHeat Central Gas Furnace2 | Pierce CountyManufacturedHeat Central Gas Furnace2New | Pierce CountyManufacturedHeat Central Gas FurnaceFederal Standard 2016 Furnace - 80% AFUENew | Pierce CountyManufacturedHeat Central Gas FurnaceNew | Pierce County | Manufactured | Heat Central Gas Furnace | 2 | Federal Standard 2016 Furnace - 80% AFUE | New | bar: 2023 to 2050
Pierce CountyManufactured - Highly Impacted | Pierce CountyManufactured - Highly ImpactedHeat Central Gas Furnace | Pierce CountyManufactured - Highly ImpactedHeat Central Gas Furnace2 | Pierce CountyManufactured - Highly ImpactedHeat Central Gas Furnace2Existing | Pierce CountyManufactured - Highly ImpactedHeat Central Gas FurnaceFederal Standard 2016 Furnace - 80% AFUEExisting | Pierce CountyManufactured - Highly ImpactedHeat Central Gas FurnaceExisting | Pierce County | Manufactured - Highly Impacted | Heat Central Gas Furnace | 2 | Federal Standard 2016 Furnace - 80% AFUE | Existing | 54.88% | 54.88% | 54.88% | 54.88% | 54.88% | 54.88% | 54.88% | 54.88% | 54.88% | 54.88% | 54.88% | 54.88% | 54.88% | 54.88% | 54.88% | 54.88% | 54.88% | 54.88% | 54.88% | 54.88% | 54.88% | 54.88% | 54.88% | 54.88% | 54.88% | 54.88% | 54.88% | 54.88%
Pierce CountyManufactured - Highly Impacted | Pierce CountyManufactured - Highly ImpactedHeat Central Gas Furnace | Pierce CountyManufactured - Highly ImpactedHeat Central Gas Furnace2 | Pierce CountyManufactured - Highly ImpactedHeat Central Gas Furnace2New | Pierce CountyManufactured - Highly ImpactedHeat Central Gas FurnaceFederal Standard 2016 Furnace - 80% AFUENew | Pierce CountyManufactured - Highly ImpactedHeat Central Gas FurnaceNew | Pierce County | Manufactured - Highly Impacted | Heat Central Gas Furnace | 2 | Federal Standard 2016 Furnace - 80% AFUE | New | bar: 2023 to 2050
Pierce CountySingle Family | Pierce CountySingle FamilyHeat Central Gas Furnace | Pierce CountySingle FamilyHeat Central Gas Furnace3 | Pierce CountySingle FamilyHeat Central Gas Furnace3Existing | Pierce CountySingle FamilyHeat Central Gas FurnaceMarket Standard FurnaceExisting | Pierce CountySingle FamilyHeat Central Gas FurnaceExisting | Pierce County | Single Family | Heat Central Gas Furnace | 3 | Market Standard Furnace | Existing | bar: 2023 to 2050
Pierce CountySingle Family | Pierce CountySingle FamilyHeat Central Gas Furnace | Pierce CountySingle FamilyHeat Central Gas Furnace3 | Pierce CountySingle FamilyHeat Central Gas Furnace3New | Pierce CountySingle FamilyHeat Central Gas FurnaceMarket Standard FurnaceNew | Pierce CountySingle FamilyHeat Central Gas FurnaceNew | Pierce County | Single Family | Heat Central Gas Furnace | 3 | Market Standard Furnace | New | bar: 2023 to 2050
Pierce CountySingle Family - Highly Impacted | Pierce CountySingle Family - Highly ImpactedHeat Central Gas Furnace | Pierce CountySingle Family - Highly ImpactedHeat Central Gas Furnace3 | Pierce CountySingle Family - Highly ImpactedHeat Central Gas Furnace3Existing | Pierce CountySingle Family - Highly ImpactedHeat Central Gas FurnaceMarket Standard FurnaceExisting | Pierce CountySingle Family - Highly ImpactedHeat Central Gas FurnaceExisting | Pierce County | Single Family - Highly Impacted | Heat Central Gas Furnace | 3 | Market Standard Furnace | Existing | bar: 2023 to 2050
Pierce CountySingle Family - Highly Impacted | Pierce CountySingle Family - Highly ImpactedHeat Central Gas Furnace | Pierce CountySingle Family - Highly ImpactedHeat Central Gas Furnace3 | Pierce CountySingle Family - Highly ImpactedHeat Central Gas Furnace3New | Pierce CountySingle Family - Highly ImpactedHeat Central Gas FurnaceMarket Standard FurnaceNew | Pierce CountySingle Family - Highly ImpactedHeat Central Gas FurnaceNew | Pierce County | Single Family - Highly Impacted | Heat Central Gas Furnace | 3 | Market Standard Furnace | New | bar: 2023 to 2050
Pierce CountyMultifamily | Pierce CountyMultifamilyHeat Central Gas Furnace | Pierce CountyMultifamilyHeat Central Gas Furnace3 | Pierce CountyMultifamilyHeat Central Gas Furnace3Existing | Pierce CountyMultifamilyHeat Central Gas FurnaceMarket Standard FurnaceExisting | Pierce CountyMultifamilyHeat Central Gas FurnaceExisting | Pierce County | Multifamily | Heat Central Gas Furnace | 3 | Market Standard Furnace | Existing | bar: 2023 to 2050
Pierce CountyMultifamily | Pierce CountyMultifamilyHeat Central Gas Furnace | Pierce CountyMultifamilyHeat Central Gas Furnace3 | Pierce CountyMultifamilyHeat Central Gas Furnace3New | Pierce CountyMultifamilyHeat Central Gas FurnaceMarket Standard FurnaceNew | Pierce CountyMultifamilyHeat Central Gas FurnaceNew | Pierce County | Multifamily | Heat Central Gas Furnace | 3 | Market Standard Furnace | New | bar: 2023 to 2050
Pierce CountyMultifamily - Highly Impacted | Pierce CountyMultifamily - Highly ImpactedHeat Central Gas Furnace | Pierce CountyMultifamily - Highly ImpactedHeat Central Gas Furnace3 | Pierce CountyMultifamily - Highly ImpactedHeat Central Gas Furnace3Existing | Pierce CountyMultifamily - Highly ImpactedHeat Central Gas FurnaceMarket Standard FurnaceExisting | Pierce CountyMultifamily - Highly ImpactedHeat Central Gas FurnaceExisting | Pierce County | Multifamily - Highly Impacted | Heat Central Gas Furnace | 3 | Market Standard Furnace | Existing | bar: 2023 to 2050
Pierce CountyMultifamily - Highly Impacted | Pierce CountyMultifamily - Highly ImpactedHeat Central Gas Furnace | Pierce CountyMultifamily - Highly ImpactedHeat Central Gas Furnace3 | Pierce CountyMultifamily - Highly ImpactedHeat Central Gas Furnace3New | Pierce CountyMultifamily - Highly ImpactedHeat Central Gas FurnaceMarket Standard FurnaceNew | Pierce CountyMultifamily - Highly ImpactedHeat Central Gas FurnaceNew | Pierce County | Multifamily - Highly Impacted | Heat Central Gas Furnace | 3 | Market Standard Furnace | New | bar: 2023 to 2050
Pierce CountyManufactured | Pierce CountyManufacturedHeat Central Gas Furnace | Pierce CountyManufacturedHeat Central Gas Furnace3 | Pierce CountyManufacturedHeat Central Gas Furnace3Existing | Pierce CountyManufacturedHeat Central Gas FurnaceMarket Standard FurnaceExisting | Pierce CountyManufacturedHeat Central Gas FurnaceExisting | Pierce County | Manufactured | Heat Central Gas Furnace | 3 | Market Standard Furnace | Existing | bar: 2023 to 2050
Pierce CountyManufactured | Pierce CountyManufacturedHeat Central Gas Furnace | Pierce CountyManufacturedHeat Central Gas Furnace3 | Pierce CountyManufacturedHeat Central Gas Furnace3New | Pierce CountyManufacturedHeat Central Gas FurnaceMarket Standard FurnaceNew | Pierce CountyManufacturedHeat Central Gas FurnaceNew | Pierce County | Manufactured | Heat Central Gas Furnace | 3 | Market Standard Furnace | New | bar: 2023 to 2050
Pierce CountyManufactured - Highly Impacted | Pierce CountyManufactured - Highly ImpactedHeat Central Gas Furnace | Pierce CountyManufactured - Highly ImpactedHeat Central Gas Furnace3 | Pierce CountyManufactured - Highly ImpactedHeat Central Gas Furnace3Existing | Pierce CountyManufactured - Highly ImpactedHeat Central Gas FurnaceMarket Standard FurnaceExisting | Pierce CountyManufactured - Highly ImpactedHeat Central Gas FurnaceExisting | Pierce County | Manufactured - Highly Impacted | Heat Central Gas Furnace | 3 | Market Standard Furnace | Existing | bar: 2023 to 2050
Pierce CountyManufactured - Highly Impacted | Pierce CountyManufactured - Highly ImpactedHeat Central Gas Furnace | Pierce CountyManufactured - Highly ImpactedHeat Central Gas Furnace3 | Pierce CountyManufactured - Highly ImpactedHeat Central Gas Furnace3New | Pierce CountyManufactured - Highly ImpactedHeat Central Gas FurnaceMarket Standard FurnaceNew | Pierce CountyManufactured - Highly ImpactedHeat Central Gas FurnaceNew | Pierce County | Manufactured - Highly Impacted | Heat Central Gas Furnace | 3 | Market Standard Furnace | New | bar: 2023 to 2050
Pierce CountySingle Family | Pierce CountySingle FamilyHeat Central Gas Furnace | Pierce CountySingle FamilyHeat Central Gas Furnace4 | Pierce CountySingle FamilyHeat Central Gas Furnace4Existing | Pierce CountySingle FamilyHeat Central Gas FurnaceENERGY STAR Furnace - 95% AFUEExisting | Pierce CountySingle FamilyHeat Central Gas FurnaceExisting | Pierce County | Single Family | Heat Central Gas Furnace | 4 | ENERGY STAR Furnace - 95% AFUE | Existing | 36.81% | 36.81% | 36.81% | 36.81% | 36.81% | 36.81% | 36.81% | 36.81% | 36.81% | 36.81% | 36.81% | 36.81% | 36.81% | 36.81% | 36.81% | 36.81% | 36.81% | 36.81% | 36.81% | 36.81% | 36.81% | 36.81% | 36.81% | 36.81% | 36.81% | 36.81% | 36.81% | 36.81%
Pierce CountySingle Family | Pierce CountySingle FamilyHeat Central Gas Furnace | Pierce CountySingle FamilyHeat Central Gas Furnace4 | Pierce CountySingle FamilyHeat Central Gas Furnace4New | Pierce CountySingle FamilyHeat Central Gas FurnaceENERGY STAR Furnace - 95% AFUENew | Pierce CountySingle FamilyHeat Central Gas FurnaceNew | Pierce County | Single Family | Heat Central Gas Furnace | 4 | ENERGY STAR Furnace - 95% AFUE | New | 85.68% | 85.68% | 85.68% | 85.68% | 85.68% | 85.68% | 85.68% | 85.68% | 85.68% | 85.68% | 85.68% | 85.68% | 85.68% | 85.68% | 85.68% | 85.68% | 85.68% | 85.68% | 85.68% | 85.68% | 85.68% | 85.68% | 85.68% | 85.68% | 85.68% | 85.68% | 85.68% | 85.68%
Pierce CountySingle Family - Highly Impacted | Pierce CountySingle Family - Highly ImpactedHeat Central Gas Furnace | Pierce CountySingle Family - Highly ImpactedHeat Central Gas Furnace4 | Pierce CountySingle Family - Highly ImpactedHeat Central Gas Furnace4Existing | Pierce CountySingle Family - Highly ImpactedHeat Central Gas FurnaceENERGY STAR Furnace - 95% AFUEExisting | Pierce CountySingle Family - Highly ImpactedHeat Central Gas FurnaceExisting | Pierce County | Single Family - Highly Impacted | Heat Central Gas Furnace | 4 | ENERGY STAR Furnace - 95% AFUE | Existing | 36.81% | 36.81% | 36.81% | 36.81% | 36.81% | 36.81% | 36.81% | 36.81% | 36.81% | 36.81% | 36.81% | 36.81% | 36.81% | 36.81% | 36.81% | 36.81% | 36.81% | 36.81% | 36.81% | 36.81% | 36.81% | 36.81% | 36.81% | 36.81% | 36.81% | 36.81% | 36.81% | 36.81%
Pierce CountySingle Family - Highly Impacted | Pierce CountySingle Family - Highly ImpactedHeat Central Gas Furnace | Pierce CountySingle Family - Highly ImpactedHeat Central Gas Furnace4 | Pierce CountySingle Family - Highly ImpactedHeat Central Gas Furnace4New | Pierce CountySingle Family - Highly ImpactedHeat Central Gas FurnaceENERGY STAR Furnace - 95% AFUENew | Pierce CountySingle Family - Highly ImpactedHeat Central Gas FurnaceNew | Pierce County | Single Family - Highly Impacted | Heat Central Gas Furnace | 4 | ENERGY STAR Furnace - 95% AFUE | New | 85.68% | 85.68% | 85.68% | 85.68% | 85.68% | 85.68% | 85.68% | 85.68% | 85.68% | 85.68% | 85.68% | 85.68% | 85.68% | 85.68% | 85.68% | 85.68% | 85.68% | 85.68% | 85.68% | 85.68% | 85.68% | 85.68% | 85.68% | 85.68% | 85.68% | 85.68% | 85.68% | 85.68%
Pierce CountyMultifamily | Pierce CountyMultifamilyHeat Central Gas Furnace | Pierce CountyMultifamilyHeat Central Gas Furnace4 | Pierce CountyMultifamilyHeat Central Gas Furnace4Existing | Pierce CountyMultifamilyHeat Central Gas FurnaceENERGY STAR Furnace - 95% AFUEExisting | Pierce CountyMultifamilyHeat Central Gas FurnaceExisting | Pierce County | Multifamily | Heat Central Gas Furnace | 4 | ENERGY STAR Furnace - 95% AFUE | Existing | 36.81% | 36.81% | 36.81% | 36.81% | 36.81% | 36.81% | 36.81% | 36.81% | 36.81% | 36.81% | 36.81% | 36.81% | 36.81% | 36.81% | 36.81% | 36.81% | 36.81% | 36.81% | 36.81% | 36.81% | 36.81% | 36.81% | 36.81% | 36.81% | 36.81% | 36.81% | 36.81% | 36.81%
Pierce CountyMultifamily | Pierce CountyMultifamilyHeat Central Gas Furnace | Pierce CountyMultifamilyHeat Central Gas Furnace4 | Pierce CountyMultifamilyHeat Central Gas Furnace4New | Pierce CountyMultifamilyHeat Central Gas FurnaceENERGY STAR Furnace - 95% AFUENew | Pierce CountyMultifamilyHeat Central Gas FurnaceNew | Pierce County | Multifamily | Heat Central Gas Furnace | 4 | ENERGY STAR Furnace - 95% AFUE | New | 85.68% | 85.68% | 85.68% | 85.68% | 85.68% | 85.68% | 85.68% | 85.68% | 85.68% | 85.68% | 85.68% | 85.68% | 85.68% | 85.68% | 85.68% | 85.68% | 85.68% | 85.68% | 85.68% | 85.68% | 85.68% | 85.68% | 85.68% | 85.68% | 85.68% | 85.68% | 85.68% | 85.68%
Pierce CountyMultifamily - Highly Impacted | Pierce CountyMultifamily - Highly ImpactedHeat Central Gas Furnace | Pierce CountyMultifamily - Highly ImpactedHeat Central Gas Furnace4 | Pierce CountyMultifamily - Highly ImpactedHeat Central Gas Furnace4Existing | Pierce CountyMultifamily - Highly ImpactedHeat Central Gas FurnaceENERGY STAR Furnace - 95% AFUEExisting | Pierce CountyMultifamily - Highly ImpactedHeat Central Gas FurnaceExisting | Pierce County | Multifamily - Highly Impacted | Heat Central Gas Furnace | 4 | ENERGY STAR Furnace - 95% AFUE | Existing | 36.81% | 36.81% | 36.81% | 36.81% | 36.81% | 36.81% | 36.81% | 36.81% | 36.81% | 36.81% | 36.81% | 36.81% | 36.81% | 36.81% | 36.81% | 36.81% | 36.81% | 36.81% | 36.81% | 36.81% | 36.81% | 36.81% | 36.81% | 36.81% | 36.81% | 36.81% | 36.81% | 36.81%
Pierce CountyMultifamily - Highly Impacted | Pierce CountyMultifamily - Highly ImpactedHeat Central Gas Furnace | Pierce CountyMultifamily - Highly ImpactedHeat Central Gas Furnace4 | Pierce CountyMultifamily - Highly ImpactedHeat Central Gas Furnace4New | Pierce CountyMultifamily - Highly ImpactedHeat Central Gas FurnaceENERGY STAR Furnace - 95% AFUENew | Pierce CountyMultifamily - Highly ImpactedHeat Central Gas FurnaceNew | Pierce County | Multifamily - Highly Impacted | Heat Central Gas Furnace | 4 | ENERGY STAR Furnace - 95% AFUE | New | 85.68% | 85.68% | 85.68% | 85.68% | 85.68% | 85.68% | 85.68% | 85.68% | 85.68% | 85.68% | 85.68% | 85.68% | 85.68% | 85.68% | 85.68% | 85.68% | 85.68% | 85.68% | 85.68% | 85.68% | 85.68% | 85.68% | 85.68% | 85.68% | 85.68% | 85.68% | 85.68% | 85.68%
Pierce CountyManufactured | Pierce CountyManufacturedHeat Central Gas Furnace | Pierce CountyManufacturedHeat Central Gas Furnace4 | Pierce CountyManufacturedHeat Central Gas Furnace4Existing | Pierce CountyManufacturedHeat Central Gas FurnaceENERGY STAR Furnace - 95% AFUEExisting | Pierce CountyManufacturedHeat Central Gas FurnaceExisting | Pierce County | Manufactured | Heat Central Gas Furnace | 4 | ENERGY STAR Furnace - 95% AFUE | Existing | 36.81% | 36.81% | 36.81% | 36.81% | 36.81% | 36.81% | 36.81% | 36.81% | 36.81% | 36.81% | 36.81% | 36.81% | 36.81% | 36.81% | 36.81% | 36.81% | 36.81% | 36.81% | 36.81% | 36.81% | 36.81% | 36.81% | 36.81% | 36.81% | 36.81% | 36.81% | 36.81% | 36.81%
Pierce CountyManufactured | Pierce CountyManufacturedHeat Central Gas Furnace | Pierce CountyManufacturedHeat Central Gas Furnace4 | Pierce CountyManufacturedHeat Central Gas Furnace4New | Pierce CountyManufacturedHeat Central Gas FurnaceENERGY STAR Furnace - 95% AFUENew | Pierce CountyManufacturedHeat Central Gas FurnaceNew | Pierce County | Manufactured | Heat Central Gas Furnace | 4 | ENERGY STAR Furnace - 95% AFUE | New | 85.68% | 85.68% | 85.68% | 85.68% | 85.68% | 85.68% | 85.68% | 85.68% | 85.68% | 85.68% | 85.68% | 85.68% | 85.68% | 85.68% | 85.68% | 85.68% | 85.68% | 85.68% | 85.68% | 85.68% | 85.68% | 85.68% | 85.68% | 85.68% | 85.68% | 85.68% | 85.68% | 85.68%
Pierce CountyManufactured - Highly Impacted | Pierce CountyManufactured - Highly ImpactedHeat Central Gas Furnace | Pierce CountyManufactured - Highly ImpactedHeat Central Gas Furnace4 | Pierce CountyManufactured - Highly ImpactedHeat Central Gas Furnace4Existing | Pierce CountyManufactured - Highly ImpactedHeat Central Gas FurnaceENERGY STAR Furnace - 95% AFUEExisting | Pierce CountyManufactured - Highly ImpactedHeat Central Gas FurnaceExisting | Pierce County | Manufactured - Highly Impacted | Heat Central Gas Furnace | 4 | ENERGY STAR Furnace - 95% AFUE | Existing | 36.81% | 36.81% | 36.81% | 36.81% | 36.81% | 36.81% | 36.81% | 36.81% | 36.81% | 36.81% | 36.81% | 36.81% | 36.81% | 36.81% | 36.81% | 36.81% | 36.81% | 36.81% | 36.81% | 36.81% | 36.81% | 36.81% | 36.81% | 36.81% | 36.81% | 36.81% | 36.81% | 36.81%
Pierce CountyManufactured - Highly Impacted | Pierce CountyManufactured - Highly ImpactedHeat Central Gas Furnace | Pierce CountyManufactured - Highly ImpactedHeat Central Gas Furnace4 | Pierce CountyManufactured - Highly ImpactedHeat Central Gas Furnace4New | Pierce CountyManufactured - Highly ImpactedHeat Central Gas FurnaceENERGY STAR Furnace - 95% AFUENew | Pierce CountyManufactured - Highly ImpactedHeat Central Gas FurnaceNew | Pierce County | Manufactured - Highly Impacted | Heat Central Gas Furnace | 4 | ENERGY STAR Furnace - 95% AFUE | New | 85.68% | 85.68% | 85.68% | 85.68% | 85.68% | 85.68% | 85.68% | 85.68% | 85.68% | 85.68% | 85.68% | 85.68% | 85.68% | 85.68% | 85.68% | 85.68% | 85.68% | 85.68% | 85.68% | 85.68% | 85.68% | 85.68% | 85.68% | 85.68% | 85.68% | 85.68% | 85.68% | 85.68%
Pierce CountySingle Family | Pierce CountySingle FamilyHeat Central Gas Furnace | Pierce CountySingle FamilyHeat Central Gas Furnace5 | Pierce CountySingle FamilyHeat Central Gas Furnace5Existing | Pierce CountySingle FamilyHeat Central Gas FurnaceAdvanced Efficiency Furnace - 97% AFUEExisting | Pierce CountySingle FamilyHeat Central Gas FurnaceExisting | Pierce County | Single Family | Heat Central Gas Furnace | 5 | Advanced Efficiency Furnace - 97% AFUE | Existing | 2.963% | 2.963% | 2.963% | 2.963% | 2.963% | 2.963% | 2.963% | 2.963% | 2.963% | 2.963% | 2.963% | 2.963% | 2.963% | 2.963% | 2.963% | 2.963% | 2.963% | 2.963% | 2.963% | 2.963% | 2.963% | 2.963% | 2.963% | 2.963% | 2.963% | 2.963% | 2.963% | 2.963%
Pierce CountySingle Family | Pierce CountySingle FamilyHeat Central Gas Furnace | Pierce CountySingle FamilyHeat Central Gas Furnace5 | Pierce CountySingle FamilyHeat Central Gas Furnace5New | Pierce CountySingle FamilyHeat Central Gas FurnaceAdvanced Efficiency Furnace - 97% AFUENew | Pierce CountySingle FamilyHeat Central Gas FurnaceNew | Pierce County | Single Family | Heat Central Gas Furnace | 5 | Advanced Efficiency Furnace - 97% AFUE | New | 14.07% | 14.07% | 14.07% | 14.07% | 14.07% | 14.07% | 14.07% | 14.07% | 14.07% | 14.07% | 14.07% | 14.07% | 14.07% | 14.07% | 14.07% | 14.07% | 14.07% | 14.07% | 14.07% | 14.07% | 14.07% | 14.07% | 14.07% | 14.07% | 14.07% | 14.07% | 14.07% | 14.07%
Pierce CountySingle Family - Highly Impacted | Pierce CountySingle Family - Highly ImpactedHeat Central Gas Furnace | Pierce CountySingle Family - Highly ImpactedHeat Central Gas Furnace5 | Pierce CountySingle Family - Highly ImpactedHeat Central Gas Furnace5Existing | Pierce CountySingle Family - Highly ImpactedHeat Central Gas FurnaceAdvanced Efficiency Furnace - 97% AFUEExisting | Pierce CountySingle Family - Highly ImpactedHeat Central Gas FurnaceExisting | Pierce County | Single Family - Highly Impacted | Heat Central Gas Furnace | 5 | Advanced Efficiency Furnace - 97% AFUE | Existing | 2.963% | 2.963% | 2.963% | 2.963% | 2.963% | 2.963% | 2.963% | 2.963% | 2.963% | 2.963% | 2.963% | 2.963% | 2.963% | 2.963% | 2.963% | 2.963% | 2.963% | 2.963% | 2.963% | 2.963% | 2.963% | 2.963% | 2.963% | 2.963% | 2.963% | 2.963% | 2.963% | 2.963%
Pierce CountySingle Family - Highly Impacted | Pierce CountySingle Family - Highly ImpactedHeat Central Gas Furnace | Pierce CountySingle Family - Highly ImpactedHeat Central Gas Furnace5 | Pierce CountySingle Family - Highly ImpactedHeat Central Gas Furnace5New | Pierce CountySingle Family - Highly ImpactedHeat Central Gas FurnaceAdvanced Efficiency Furnace - 97% AFUENew | Pierce CountySingle Family - Highly ImpactedHeat Central Gas FurnaceNew | Pierce County | Single Family - Highly Impacted | Heat Central Gas Furnace | 5 | Advanced Efficiency Furnace - 97% AFUE | New | 14.07% | 14.07% | 14.07% | 14.07% | 14.07% | 14.07% | 14.07% | 14.07% | 14.07% | 14.07% | 14.07% | 14.07% | 14.07% | 14.07% | 14.07% | 14.07% | 14.07% | 14.07% | 14.07% | 14.07% | 14.07% | 14.07% | 14.07% | 14.07% | 14.07% | 14.07% | 14.07% | 14.07%
Pierce CountyMultifamily | Pierce CountyMultifamilyHeat Central Gas Furnace | Pierce CountyMultifamilyHeat Central Gas Furnace5 | Pierce CountyMultifamilyHeat Central Gas Furnace5Existing | Pierce CountyMultifamilyHeat Central Gas FurnaceAdvanced Efficiency Furnace - 97% AFUEExisting | Pierce CountyMultifamilyHeat Central Gas FurnaceExisting | Pierce County | Multifamily | Heat Central Gas Furnace | 5 | Advanced Efficiency Furnace - 97% AFUE | Existing | 2.963% | 2.963% | 2.963% | 2.963% | 2.963% | 2.963% | 2.963% | 2.963% | 2.963% | 2.963% | 2.963% | 2.963% | 2.963% | 2.963% | 2.963% | 2.963% | 2.963% | 2.963% | 2.963% | 2.963% | 2.963% | 2.963% | 2.963% | 2.963% | 2.963% | 2.963% | 2.963% | 2.963%
Pierce CountyMultifamily | Pierce CountyMultifamilyHeat Central Gas Furnace | Pierce CountyMultifamilyHeat Central Gas Furnace5 | Pierce CountyMultifamilyHeat Central Gas Furnace5New | Pierce CountyMultifamilyHeat Central Gas FurnaceAdvanced Efficiency Furnace - 97% AFUENew | Pierce CountyMultifamilyHeat Central Gas FurnaceNew | Pierce County | Multifamily | Heat Central Gas Furnace | 5 | Advanced Efficiency Furnace - 97% AFUE | New | 14.07% | 14.07% | 14.07% | 14.07% | 14.07% | 14.07% | 14.07% | 14.07% | 14.07% | 14.07% | 14.07% | 14.07% | 14.07% | 14.07% | 14.07% | 14.07% | 14.07% | 14.07% | 14.07% | 14.07% | 14.07% | 14.07% | 14.07% | 14.07% | 14.07% | 14.07% | 14.07% | 14.07%
Pierce CountyMultifamily - Highly Impacted | Pierce CountyMultifamily - Highly ImpactedHeat Central Gas Furnace | Pierce CountyMultifamily - Highly ImpactedHeat Central Gas Furnace5 | Pierce CountyMultifamily - Highly ImpactedHeat Central Gas Furnace5Existing | Pierce CountyMultifamily - Highly ImpactedHeat Central Gas FurnaceAdvanced Efficiency Furnace - 97% AFUEExisting | Pierce CountyMultifamily - Highly ImpactedHeat Central Gas FurnaceExisting | Pierce County | Multifamily - Highly Impacted | Heat Central Gas Furnace | 5 | Advanced Efficiency Furnace - 97% AFUE | Existing | 2.963% | 2.963% | 2.963% | 2.963% | 2.963% | 2.963% | 2.963% | 2.963% | 2.963% | 2.963% | 2.963% | 2.963% | 2.963% | 2.963% | 2.963% | 2.963% | 2.963% | 2.963% | 2.963% | 2.963% | 2.963% | 2.963% | 2.963% | 2.963% | 2.963% | 2.963% | 2.963% | 2.963%
Pierce CountyMultifamily - Highly Impacted | Pierce CountyMultifamily - Highly ImpactedHeat Central Gas Furnace | Pierce CountyMultifamily - Highly ImpactedHeat Central Gas Furnace5 | Pierce CountyMultifamily - Highly ImpactedHeat Central Gas Furnace5New | Pierce CountyMultifamily - Highly ImpactedHeat Central Gas FurnaceAdvanced Efficiency Furnace - 97% AFUENew | Pierce CountyMultifamily - Highly ImpactedHeat Central Gas FurnaceNew | Pierce County | Multifamily - Highly Impacted | Heat Central Gas Furnace | 5 | Advanced Efficiency Furnace - 97% AFUE | New | 14.07% | 14.07% | 14.07% | 14.07% | 14.07% | 14.07% | 14.07% | 14.07% | 14.07% | 14.07% | 14.07% | 14.07% | 14.07% | 14.07% | 14.07% | 14.07% | 14.07% | 14.07% | 14.07% | 14.07% | 14.07% | 14.07% | 14.07% | 14.07% | 14.07% | 14.07% | 14.07% | 14.07%
Pierce CountyManufactured | Pierce CountyManufacturedHeat Central Gas Furnace | Pierce CountyManufacturedHeat Central Gas Furnace5 | Pierce CountyManufacturedHeat Central Gas Furnace5Existing | Pierce CountyManufacturedHeat Central Gas FurnaceAdvanced Efficiency Furnace - 97% AFUEExisting | Pierce CountyManufacturedHeat Central Gas FurnaceExisting | Pierce County | Manufactured | Heat Central Gas Furnace | 5 | Advanced Efficiency Furnace - 97% AFUE | Existing | 2.963% | 2.963% | 2.963% | 2.963% | 2.963% | 2.963% | 2.963% | 2.963% | 2.963% | 2.963% | 2.963% | 2.963% | 2.963% | 2.963% | 2.963% | 2.963% | 2.963% | 2.963% | 2.963% | 2.963% | 2.963% | 2.963% | 2.963% | 2.963% | 2.963% | 2.963% | 2.963% | 2.963%
Pierce CountyManufactured | Pierce CountyManufacturedHeat Central Gas Furnace | Pierce CountyManufacturedHeat Central Gas Furnace5 | Pierce CountyManufacturedHeat Central Gas Furnace5New | Pierce CountyManufacturedHeat Central Gas FurnaceAdvanced Efficiency Furnace - 97% AFUENew | Pierce CountyManufacturedHeat Central Gas FurnaceNew | Pierce County | Manufactured | Heat Central Gas Furnace | 5 | Advanced Efficiency Furnace - 97% AFUE | New | 14.07% | 14.07% | 14.07% | 14.07% | 14.07% | 14.07% | 14.07% | 14.07% | 14.07% | 14.07% | 14.07% | 14.07% | 14.07% | 14.07% | 14.07% | 14.07% | 14.07% | 14.07% | 14.07% | 14.07% | 14.07% | 14.07% | 14.07% | 14.07% | 14.07% | 14.07% | 14.07% | 14.07%
Pierce CountyManufactured - Highly Impacted | Pierce CountyManufactured - Highly ImpactedHeat Central Gas Furnace | Pierce CountyManufactured - Highly ImpactedHeat Central Gas Furnace5 | Pierce CountyManufactured - Highly ImpactedHeat Central Gas Furnace5Existing | Pierce CountyManufactured - Highly ImpactedHeat Central Gas FurnaceAdvanced Efficiency Furnace - 97% AFUEExisting | Pierce CountyManufactured - Highly ImpactedHeat Central Gas FurnaceExisting | Pierce County | Manufactured - Highly Impacted | Heat Central Gas Furnace | 5 | Advanced Efficiency Furnace - 97% AFUE | Existing | 2.963% | 2.963% | 2.963% | 2.963% | 2.963% | 2.963% | 2.963% | 2.963% | 2.963% | 2.963% | 2.963% | 2.963% | 2.963% | 2.963% | 2.963% | 2.963% | 2.963% | 2.963% | 2.963% | 2.963% | 2.963% | 2.963% | 2.963% | 2.963% | 2.963% | 2.963% | 2.963% | 2.963%
Pierce CountyManufactured - Highly Impacted | Pierce CountyManufactured - Highly ImpactedHeat Central Gas Furnace | Pierce CountyManufactured - Highly ImpactedHeat Central Gas Furnace5 | Pierce CountyManufactured - Highly ImpactedHeat Central Gas Furnace5New | Pierce CountyManufactured - Highly ImpactedHeat Central Gas FurnaceAdvanced Efficiency Furnace - 97% AFUENew | Pierce CountyManufactured - Highly ImpactedHeat Central Gas FurnaceNew | Pierce County | Manufactured - Highly Impacted | Heat Central Gas Furnace | 5 | Advanced Efficiency Furnace - 97% AFUE | New | 14.07% | 14.07% | 14.07% | 14.07% | 14.07% | 14.07% | 14.07% | 14.07% | 14.07% | 14.07% | 14.07% | 14.07% | 14.07% | 14.07% | 14.07% | 14.07% | 14.07% | 14.07% | 14.07% | 14.07% | 14.07% | 14.07% | 14.07% | 14.07% | 14.07% | 14.07% | 14.07% | 14.07%
Pierce CountySingle Family | Pierce CountySingle FamilyHeat Central Gas Furnace | Pierce CountySingle FamilyHeat Central Gas Furnace6 | Pierce CountySingle FamilyHeat Central Gas Furnace6Existing | Pierce CountySingle FamilyHeat Central Gas FurnacePremium Efficiency Furnace - 98% AFUEExisting | Pierce CountySingle FamilyHeat Central Gas FurnaceExisting | Pierce County | Single Family | Heat Central Gas Furnace | 6 | Premium Efficiency Furnace - 98% AFUE | Existing | 0.05273% | 0.05273% | 0.05273% | 0.05273% | 0.05273% | 0.05273% | 0.05273% | 0.05273% | 0.05273% | 0.05273% | 0.05273% | 0.05273% | 0.05273% | 0.05273% | 0.05273% | 0.05273% | 0.05273% | 0.05273% | 0.05273% | 0.05273% | 0.05273% | 0.05273% | 0.05273% | 0.05273% | 0.05273% | 0.05273% | 0.05273% | 0.05273%
Pierce CountySingle Family | Pierce CountySingle FamilyHeat Central Gas Furnace | Pierce CountySingle FamilyHeat Central Gas Furnace6 | Pierce CountySingle FamilyHeat Central Gas Furnace6New | Pierce CountySingle FamilyHeat Central Gas FurnacePremium Efficiency Furnace - 98% AFUENew | Pierce CountySingle FamilyHeat Central Gas FurnaceNew | Pierce County | Single Family | Heat Central Gas Furnace | 6 | Premium Efficiency Furnace - 98% AFUE | New | 0.2504% | 0.2504% | 0.2504% | 0.2504% | 0.2504% | 0.2504% | 0.2504% | 0.2504% | 0.2504% | 0.2504% | 0.2504% | 0.2504% | 0.2504% | 0.2504% | 0.2504% | 0.2504% | 0.2504% | 0.2504% | 0.2504% | 0.2504% | 0.2504% | 0.2504% | 0.2504% | 0.2504% | 0.2504% | 0.2504% | 0.2504% | 0.2504%
Pierce CountySingle Family - Highly Impacted | Pierce CountySingle Family - Highly ImpactedHeat Central Gas Furnace | Pierce CountySingle Family - Highly ImpactedHeat Central Gas Furnace6 | Pierce CountySingle Family - Highly ImpactedHeat Central Gas Furnace6Existing | Pierce CountySingle Family - Highly ImpactedHeat Central Gas FurnacePremium Efficiency Furnace - 98% AFUEExisting | Pierce CountySingle Family - Highly ImpactedHeat Central Gas FurnaceExisting | Pierce County | Single Family - Highly Impacted | Heat Central Gas Furnace | 6 | Premium Efficiency Furnace - 98% AFUE | Existing | 0.05273% | 0.05273% | 0.05273% | 0.05273% | 0.05273% | 0.05273% | 0.05273% | 0.05273% | 0.05273% | 0.05273% | 0.05273% | 0.05273% | 0.05273% | 0.05273% | 0.05273% | 0.05273% | 0.05273% | 0.05273% | 0.05273% | 0.05273% | 0.05273% | 0.05273% | 0.05273% | 0.05273% | 0.05273% | 0.05273% | 0.05273% | 0.05273%
Pierce CountySingle Family - Highly Impacted | Pierce CountySingle Family - Highly ImpactedHeat Central Gas Furnace | Pierce CountySingle Family - Highly ImpactedHeat Central Gas Furnace6 | Pierce CountySingle Family - Highly ImpactedHeat Central Gas Furnace6New | Pierce CountySingle Family - Highly ImpactedHeat Central Gas FurnacePremium Efficiency Furnace - 98% AFUENew | Pierce CountySingle Family - Highly ImpactedHeat Central Gas FurnaceNew | Pierce County | Single Family - Highly Impacted | Heat Central Gas Furnace | 6 | Premium Efficiency Furnace - 98% AFUE | New | 0.2504% | 0.2504% | 0.2504% | 0.2504% | 0.2504% | 0.2504% | 0.2504% | 0.2504% | 0.2504% | 0.2504% | 0.2504% | 0.2504% | 0.2504% | 0.2504% | 0.2504% | 0.2504% | 0.2504% | 0.2504% | 0.2504% | 0.2504% | 0.2504% | 0.2504% | 0.2504% | 0.2504% | 0.2504% | 0.2504% | 0.2504% | 0.2504%
Pierce CountyMultifamily | Pierce CountyMultifamilyHeat Central Gas Furnace | Pierce CountyMultifamilyHeat Central Gas Furnace6 | Pierce CountyMultifamilyHeat Central Gas Furnace6Existing | Pierce CountyMultifamilyHeat Central Gas FurnacePremium Efficiency Furnace - 98% AFUEExisting | Pierce CountyMultifamilyHeat Central Gas FurnaceExisting | Pierce County | Multifamily | Heat Central Gas Furnace | 6 | Premium Efficiency Furnace - 98% AFUE | Existing | 0.05273% | 0.05273% | 0.05273% | 0.05273% | 0.05273% | 0.05273% | 0.05273% | 0.05273% | 0.05273% | 0.05273% | 0.05273% | 0.05273% | 0.05273% | 0.05273% | 0.05273% | 0.05273% | 0.05273% | 0.05273% | 0.05273% | 0.05273% | 0.05273% | 0.05273% | 0.05273% | 0.05273% | 0.05273% | 0.05273% | 0.05273% | 0.05273%
Pierce CountyMultifamily | Pierce CountyMultifamilyHeat Central Gas Furnace | Pierce CountyMultifamilyHeat Central Gas Furnace6 | Pierce CountyMultifamilyHeat Central Gas Furnace6New | Pierce CountyMultifamilyHeat Central Gas FurnacePremium Efficiency Furnace - 98% AFUENew | Pierce CountyMultifamilyHeat Central Gas FurnaceNew | Pierce County | Multifamily | Heat Central Gas Furnace | 6 | Premium Efficiency Furnace - 98% AFUE | New | 0.2504% | 0.2504% | 0.2504% | 0.2504% | 0.2504% | 0.2504% | 0.2504% | 0.2504% | 0.2504% | 0.2504% | 0.2504% | 0.2504% | 0.2504% | 0.2504% | 0.2504% | 0.2504% | 0.2504% | 0.2504% | 0.2504% | 0.2504% | 0.2504% | 0.2504% | 0.2504% | 0.2504% | 0.2504% | 0.2504% | 0.2504% | 0.2504%
Pierce CountyMultifamily - Highly Impacted | Pierce CountyMultifamily - Highly ImpactedHeat Central Gas Furnace | Pierce CountyMultifamily - Highly ImpactedHeat Central Gas Furnace6 | Pierce CountyMultifamily - Highly ImpactedHeat Central Gas Furnace6Existing | Pierce CountyMultifamily - Highly ImpactedHeat Central Gas FurnacePremium Efficiency Furnace - 98% AFUEExisting | Pierce CountyMultifamily - Highly ImpactedHeat Central Gas FurnaceExisting | Pierce County | Multifamily - Highly Impacted | Heat Central Gas Furnace | 6 | Premium Efficiency Furnace - 98% AFUE | Existing | 0.05273% | 0.05273% | 0.05273% | 0.05273% | 0.05273% | 0.05273% | 0.05273% | 0.05273% | 0.05273% | 0.05273% | 0.05273% | 0.05273% | 0.05273% | 0.05273% | 0.05273% | 0.05273% | 0.05273% | 0.05273% | 0.05273% | 0.05273% | 0.05273% | 0.05273% | 0.05273% | 0.05273% | 0.05273% | 0.05273% | 0.05273% | 0.05273%
Pierce CountyMultifamily - Highly Impacted | Pierce CountyMultifamily - Highly ImpactedHeat Central Gas Furnace | Pierce CountyMultifamily - Highly ImpactedHeat Central Gas Furnace6 | Pierce CountyMultifamily - Highly ImpactedHeat Central Gas Furnace6New | Pierce CountyMultifamily - Highly ImpactedHeat Central Gas FurnacePremium Efficiency Furnace - 98% AFUENew | Pierce CountyMultifamily - Highly ImpactedHeat Central Gas FurnaceNew | Pierce County | Multifamily - Highly Impacted | Heat Central Gas Furnace | 6 | Premium Efficiency Furnace - 98% AFUE | New | 0.2504% | 0.2504% | 0.2504% | 0.2504% | 0.2504% | 0.2504% | 0.2504% | 0.2504% | 0.2504% | 0.2504% | 0.2504% | 0.2504% | 0.2504% | 0.2504% | 0.2504% | 0.2504% | 0.2504% | 0.2504% | 0.2504% | 0.2504% | 0.2504% | 0.2504% | 0.2504% | 0.2504% | 0.2504% | 0.2504% | 0.2504% | 0.2504%
Pierce CountyManufactured | Pierce CountyManufacturedHeat Central Gas Furnace | Pierce CountyManufacturedHeat Central Gas Furnace6 | Pierce CountyManufacturedHeat Central Gas Furnace6Existing | Pierce CountyManufacturedHeat Central Gas FurnacePremium Efficiency Furnace - 98% AFUEExisting | Pierce CountyManufacturedHeat Central Gas FurnaceExisting | Pierce County | Manufactured | Heat Central Gas Furnace | 6 | Premium Efficiency Furnace - 98% AFUE | Existing | 0.05273% | 0.05273% | 0.05273% | 0.05273% | 0.05273% | 0.05273% | 0.05273% | 0.05273% | 0.05273% | 0.05273% | 0.05273% | 0.05273% | 0.05273% | 0.05273% | 0.05273% | 0.05273% | 0.05273% | 0.05273% | 0.05273% | 0.05273% | 0.05273% | 0.05273% | 0.05273% | 0.05273% | 0.05273% | 0.05273% | 0.05273% | 0.05273%
Pierce CountyManufactured | Pierce CountyManufacturedHeat Central Gas Furnace | Pierce CountyManufacturedHeat Central Gas Furnace6 | Pierce CountyManufacturedHeat Central Gas Furnace6New | Pierce CountyManufacturedHeat Central Gas FurnacePremium Efficiency Furnace - 98% AFUENew | Pierce CountyManufacturedHeat Central Gas FurnaceNew | Pierce County | Manufactured | Heat Central Gas Furnace | 6 | Premium Efficiency Furnace - 98% AFUE | New | 0.2504% | 0.2504% | 0.2504% | 0.2504% | 0.2504% | 0.2504% | 0.2504% | 0.2504% | 0.2504% | 0.2504% | 0.2504% | 0.2504% | 0.2504% | 0.2504% | 0.2504% | 0.2504% | 0.2504% | 0.2504% | 0.2504% | 0.2504% | 0.2504% | 0.2504% | 0.2504% | 0.2504% | 0.2504% | 0.2504% | 0.2504% | 0.2504%
Pierce CountyManufactured - Highly Impacted | Pierce CountyManufactured - Highly ImpactedHeat Central Gas Furnace | Pierce CountyManufactured - Highly ImpactedHeat Central Gas Furnace6 | Pierce CountyManufactured - Highly ImpactedHeat Central Gas Furnace6Existing | Pierce CountyManufactured - Highly ImpactedHeat Central Gas FurnacePremium Efficiency Furnace - 98% AFUEExisting | Pierce CountyManufactured - Highly ImpactedHeat Central Gas FurnaceExisting | Pierce County | Manufactured - Highly Impacted | Heat Central Gas Furnace | 6 | Premium Efficiency Furnace - 98% AFUE | Existing | 0.05273% | 0.05273% | 0.05273% | 0.05273% | 0.05273% | 0.05273% | 0.05273% | 0.05273% | 0.05273% | 0.05273% | 0.05273% | 0.05273% | 0.05273% | 0.05273% | 0.05273% | 0.05273% | 0.05273% | 0.05273% | 0.05273% | 0.05273% | 0.05273% | 0.05273% | 0.05273% | 0.05273% | 0.05273% | 0.05273% | 0.05273% | 0.05273%
Pierce CountyManufactured - Highly Impacted | Pierce CountyManufactured - Highly ImpactedHeat Central Gas Furnace | Pierce CountyManufactured - Highly ImpactedHeat Central Gas Furnace6 | Pierce CountyManufactured - Highly ImpactedHeat Central Gas Furnace6New | Pierce CountyManufactured - Highly ImpactedHeat Central Gas FurnacePremium Efficiency Furnace - 98% AFUENew | Pierce CountyManufactured - Highly ImpactedHeat Central Gas FurnaceNew | Pierce County | Manufactured - Highly Impacted | Heat Central Gas Furnace | 6 | Premium Efficiency Furnace - 98% AFUE | New | 0.2504% | 0.2504% | 0.2504% | 0.2504% | 0.2504% | 0.2504% | 0.2504% | 0.2504% | 0.2504% | 0.2504% | 0.2504% | 0.2504% | 0.2504% | 0.2504% | 0.2504% | 0.2504% | 0.2504% | 0.2504% | 0.2504% | 0.2504% | 0.2504% | 0.2504% | 0.2504% | 0.2504% | 0.2504% | 0.2504% | 0.2504% | 0.2504%
Pierce CountySingle Family | Pierce CountySingle FamilyHeat Room Gas | Pierce CountySingle FamilyHeat Room Gas1 | Pierce CountySingle FamilyHeat Room Gas1Existing | Pierce CountySingle FamilyHeat Room GasMarket Standard Gas Room HeatExisting | Pierce CountySingle FamilyHeat Room GasExisting | Pierce County | Single Family | Heat Room Gas | 1 | Market Standard Gas Room Heat | Existing | 100% | 100% | 100% | 100% | 100% | 100% | 100% | 100% | 100% | 100% | 100% | 100% | 100% | 100% | 100% | 100% | 100% | 100% | 100% | 100% | 100% | 100% | 100% | 100% | 100% | 100% | 100% | 100%
Pierce CountySingle Family | Pierce CountySingle FamilyHeat Room Gas | Pierce CountySingle FamilyHeat Room Gas1 | Pierce CountySingle FamilyHeat Room Gas1New | Pierce CountySingle FamilyHeat Room GasMarket Standard Gas Room HeatNew | Pierce CountySingle FamilyHeat Room GasNew | Pierce County | Single Family | Heat Room Gas | 1 | Market Standard Gas Room Heat | New | 100% | 100% | 100% | 100% | 100% | 100% | 100% | 100% | 100% | 100% | 100% | 100% | 100% | 100% | 100% | 100% | 100% | 100% | 100% | 100% | 100% | 100% | 100% | 100% | 100% | 100% | 100% | 100%
Pierce CountySingle Family - Highly Impacted | Pierce CountySingle Family - Highly ImpactedHeat Room Gas | Pierce CountySingle Family - Highly ImpactedHeat Room Gas1 | Pierce CountySingle Family - Highly ImpactedHeat Room Gas1Existing | Pierce CountySingle Family - Highly ImpactedHeat Room GasMarket Standard Gas Room HeatExisting | Pierce CountySingle Family - Highly ImpactedHeat Room GasExisting | Pierce County | Single Family - Highly Impacted | Heat Room Gas | 1 | Market Standard Gas Room Heat | Existing | 100% | 100% | 100% | 100% | 100% | 100% | 100% | 100% | 100% | 100% | 100% | 100% | 100% | 100% | 100% | 100% | 100% | 100% | 100% | 100% | 100% | 100% | 100% | 100% | 100% | 100% | 100% | 100%
Pierce CountySingle Family - Highly Impacted | Pierce CountySingle Family - Highly ImpactedHeat Room Gas | Pierce CountySingle Family - Highly ImpactedHeat Room Gas1 | Pierce CountySingle Family - Highly ImpactedHeat Room Gas1New | Pierce CountySingle Family - Highly ImpactedHeat Room GasMarket Standard Gas Room HeatNew | Pierce CountySingle Family - Highly ImpactedHeat Room GasNew | Pierce County | Single Family - Highly Impacted | Heat Room Gas | 1 | Market Standard Gas Room Heat | New | 100% | 100% | 100% | 100% | 100% | 100% | 100% | 100% | 100% | 100% | 100% | 100% | 100% | 100% | 100% | 100% | 100% | 100% | 100% | 100% | 100% | 100% | 100% | 100% | 100% | 100% | 100% | 100%
Pierce CountyMultifamily | Pierce CountyMultifamilyHeat Room Gas | Pierce CountyMultifamilyHeat Room Gas1 | Pierce CountyMultifamilyHeat Room Gas1Existing | Pierce CountyMultifamilyHeat Room GasMarket Standard Gas Room HeatExisting | Pierce CountyMultifamilyHeat Room GasExisting | Pierce County | Multifamily | Heat Room Gas | 1 | Market Standard Gas Room Heat | Existing | 100% | 100% | 100% | 100% | 100% | 100% | 100% | 100% | 100% | 100% | 100% | 100% | 100% | 100% | 100% | 100% | 100% | 100% | 100% | 100% | 100% | 100% | 100% | 100% | 100% | 100% | 100% | 100%
Pierce CountyMultifamily | Pierce CountyMultifamilyHeat Room Gas | Pierce CountyMultifamilyHeat Room Gas1 | Pierce CountyMultifamilyHeat Room Gas1New | Pierce CountyMultifamilyHeat Room GasMarket Standard Gas Room HeatNew | Pierce CountyMultifamilyHeat Room GasNew | Pierce County | Multifamily | Heat Room Gas | 1 | Market Standard Gas Room Heat | New | 100% | 100% | 100% | 100% | 100% | 100% | 100% | 100% | 100% | 100% | 100% | 100% | 100% | 100% | 100% | 100% | 100% | 100% | 100% | 100% | 100% | 100% | 100% | 100% | 100% | 100% | 100% | 100%
Pierce CountyMultifamily - Highly Impacted | Pierce CountyMultifamily - Highly ImpactedHeat Room Gas | Pierce CountyMultifamily - Highly ImpactedHeat Room Gas1 | Pierce CountyMultifamily - Highly ImpactedHeat Room Gas1Existing | Pierce CountyMultifamily - Highly ImpactedHeat Room GasMarket Standard Gas Room HeatExisting | Pierce CountyMultifamily - Highly ImpactedHeat Room GasExisting | Pierce County | Multifamily - Highly Impacted | Heat Room Gas | 1 | Market Standard Gas Room Heat | Existing | 100% | 100% | 100% | 100% | 100% | 100% | 100% | 100% | 100% | 100% | 100% | 100% | 100% | 100% | 100% | 100% | 100% | 100% | 100% | 100% | 100% | 100% | 100% | 100% | 100% | 100% | 100% | 100%
Pierce CountyMultifamily - Highly Impacted | Pierce CountyMultifamily - Highly ImpactedHeat Room Gas | Pierce CountyMultifamily - Highly ImpactedHeat Room Gas1 | Pierce CountyMultifamily - Highly ImpactedHeat Room Gas1New | Pierce CountyMultifamily - Highly ImpactedHeat Room GasMarket Standard Gas Room HeatNew | Pierce CountyMultifamily - Highly ImpactedHeat Room GasNew | Pierce County | Multifamily - Highly Impacted | Heat Room Gas | 1 | Market Standard Gas Room Heat | New | 100% | 100% | 100% | 100% | 100% | 100% | 100% | 100% | 100% | 100% | 100% | 100% | 100% | 100% | 100% | 100% | 100% | 100% | 100% | 100% | 100% | 100% | 100% | 100% | 100% | 100% | 100% | 100%
Pierce CountyManufactured | Pierce CountyManufacturedHeat Room Gas | Pierce CountyManufacturedHeat Room Gas1 | Pierce CountyManufacturedHeat Room Gas1Existing | Pierce CountyManufacturedHeat Room GasMarket Standard Gas Room HeatExisting | Pierce CountyManufacturedHeat Room GasExisting | Pierce County | Manufactured | Heat Room Gas | 1 | Market Standard Gas Room Heat | Existing | 100% | 100% | 100% | 100% | 100% | 100% | 100% | 100% | 100% | 100% | 100% | 100% | 100% | 100% | 100% | 100% | 100% | 100% | 100% | 100% | 100% | 100% | 100% | 100% | 100% | 100% | 100% | 100%
Pierce CountyManufactured | Pierce CountyManufacturedHeat Room Gas | Pierce CountyManufacturedHeat Room Gas1 | Pierce CountyManufacturedHeat Room Gas1New | Pierce CountyManufacturedHeat Room GasMarket Standard Gas Room HeatNew | Pierce CountyManufacturedHeat Room GasNew | Pierce County | Manufactured | Heat Room Gas | 1 | Market Standard Gas Room Heat | New | 100% | 100% | 100% | 100% | 100% | 100% | 100% | 100% | 100% | 100% | 100% | 100% | 100% | 100% | 100% | 100% | 100% | 100% | 100% | 100% | 100% | 100% | 100% | 100% | 100% | 100% | 100% | 100%
Pierce CountyManufactured - Highly Impacted | Pierce CountyManufactured - Highly ImpactedHeat Room Gas | Pierce CountyManufactured - Highly ImpactedHeat Room Gas1 | Pierce CountyManufactured - Highly ImpactedHeat Room Gas1Existing | Pierce CountyManufactured - Highly ImpactedHeat Room GasMarket Standard Gas Room HeatExisting | Pierce CountyManufactured - Highly ImpactedHeat Room GasExisting | Pierce County | Manufactured - Highly Impacted | Heat Room Gas | 1 | Market Standard Gas Room Heat | Existing | 100% | 100% | 100% | 100% | 100% | 100% | 100% | 100% | 100% | 100% | 100% | 100% | 100% | 100% | 100% | 100% | 100% | 100% | 100% | 100% | 100% | 100% | 100% | 100% | 100% | 100% | 100% | 100%
Pierce CountyManufactured - Highly Impacted | Pierce CountyManufactured - Highly ImpactedHeat Room Gas | Pierce CountyManufactured - Highly ImpactedHeat Room Gas1 | Pierce CountyManufactured - Highly ImpactedHeat Room Gas1New | Pierce CountyManufactured - Highly ImpactedHeat Room GasMarket Standard Gas Room HeatNew | Pierce CountyManufactured - Highly ImpactedHeat Room GasNew | Pierce County | Manufactured - Highly Impacted | Heat Room Gas | 1 | Market Standard Gas Room Heat | New | 100% | 100% | 100% | 100% | 100% | 100% | 100% | 100% | 100% | 100% | 100% | 100% | 100% | 100% | 100% | 100% | 100% | 100% | 100% | 100% | 100% | 100% | 100% | 100% | 100% | 100% | 100% | 100%
Pierce CountySingle Family | Pierce CountySingle FamilyPool Heat | Pierce CountySingle FamilyPool Heat1 | Pierce CountySingle FamilyPool Heat1Existing | Pierce CountySingle FamilyPool HeatBelow Standard Pool Heater - 78% EfficientExisting | Pierce CountySingle FamilyPool HeatExisting | Pierce County | Single Family | Pool Heat | 1 | Below Standard Pool Heater - 78% Efficient | Existing | 24.38% | 24.38% | 24.38% | 24.38% | 24.38% | 24.38% | 24.38% | 24.38% | 24.38% | 24.38% | 24.38% | 24.38% | 24.38% | 24.38% | 24.38% | 24.38% | 24.38% | 24.38% | 24.38% | 24.38% | 24.38% | 24.38% | 24.38% | 24.38% | 24.38% | 24.38% | 24.38% | 24.38%
Pierce CountySingle Family | Pierce CountySingle FamilyPool Heat | Pierce CountySingle FamilyPool Heat1 | Pierce CountySingle FamilyPool Heat1New | Pierce CountySingle FamilyPool HeatBelow Standard Pool Heater - 78% EfficientNew | Pierce CountySingle FamilyPool HeatNew | Pierce County | Single Family | Pool Heat | 1 | Below Standard Pool Heater - 78% Efficient | New | bar: 2023 to 2050
Pierce CountySingle Family - Highly Impacted | Pierce CountySingle Family - Highly ImpactedPool Heat | Pierce CountySingle Family - Highly ImpactedPool Heat1 | Pierce CountySingle Family - Highly ImpactedPool Heat1Existing | Pierce CountySingle Family - Highly ImpactedPool HeatBelow Standard Pool Heater - 78% EfficientExisting | Pierce CountySingle Family - Highly ImpactedPool HeatExisting | Pierce County | Single Family - Highly Impacted | Pool Heat | 1 | Below Standard Pool Heater - 78% Efficient | Existing | 24.38% | 24.38% | 24.38% | 24.38% | 24.38% | 24.38% | 24.38% | 24.38% | 24.38% | 24.38% | 24.38% | 24.38% | 24.38% | 24.38% | 24.38% | 24.38% | 24.38% | 24.38% | 24.38% | 24.38% | 24.38% | 24.38% | 24.38% | 24.38% | 24.38% | 24.38% | 24.38% | 24.38%
Pierce CountySingle Family - Highly Impacted | Pierce CountySingle Family - Highly ImpactedPool Heat | Pierce CountySingle Family - Highly ImpactedPool Heat1 | Pierce CountySingle Family - Highly ImpactedPool Heat1New | Pierce CountySingle Family - Highly ImpactedPool HeatBelow Standard Pool Heater - 78% EfficientNew | Pierce CountySingle Family - Highly ImpactedPool HeatNew | Pierce County | Single Family - Highly Impacted | Pool Heat | 1 | Below Standard Pool Heater - 78% Efficient | New | bar: 2023 to 2050
Pierce CountyMultifamily | Pierce CountyMultifamilyPool Heat | Pierce CountyMultifamilyPool Heat1 | Pierce CountyMultifamilyPool Heat1Existing | Pierce CountyMultifamilyPool HeatBelow Standard Pool Heater - 78% EfficientExisting | Pierce CountyMultifamilyPool HeatExisting | Pierce County | Multifamily | Pool Heat | 1 | Below Standard Pool Heater - 78% Efficient | Existing | 24.38% | 24.38% | 24.38% | 24.38% | 24.38% | 24.38% | 24.38% | 24.38% | 24.38% | 24.38% | 24.38% | 24.38% | 24.38% | 24.38% | 24.38% | 24.38% | 24.38% | 24.38% | 24.38% | 24.38% | 24.38% | 24.38% | 24.38% | 24.38% | 24.38% | 24.38% | 24.38% | 24.38%
Pierce CountyMultifamily | Pierce CountyMultifamilyPool Heat | Pierce CountyMultifamilyPool Heat1 | Pierce CountyMultifamilyPool Heat1New | Pierce CountyMultifamilyPool HeatBelow Standard Pool Heater - 78% EfficientNew | Pierce CountyMultifamilyPool HeatNew | Pierce County | Multifamily | Pool Heat | 1 | Below Standard Pool Heater - 78% Efficient | New | bar: 2023 to 2050
Pierce CountyMultifamily - Highly Impacted | Pierce CountyMultifamily - Highly ImpactedPool Heat | Pierce CountyMultifamily - Highly ImpactedPool Heat1 | Pierce CountyMultifamily - Highly ImpactedPool Heat1Existing | Pierce CountyMultifamily - Highly ImpactedPool HeatBelow Standard Pool Heater - 78% EfficientExisting | Pierce CountyMultifamily - Highly ImpactedPool HeatExisting | Pierce County | Multifamily - Highly Impacted | Pool Heat | 1 | Below Standard Pool Heater - 78% Efficient | Existing | 24.38% | 24.38% | 24.38% | 24.38% | 24.38% | 24.38% | 24.38% | 24.38% | 24.38% | 24.38% | 24.38% | 24.38% | 24.38% | 24.38% | 24.38% | 24.38% | 24.38% | 24.38% | 24.38% | 24.38% | 24.38% | 24.38% | 24.38% | 24.38% | 24.38% | 24.38% | 24.38% | 24.38%
Pierce CountyMultifamily - Highly Impacted | Pierce CountyMultifamily - Highly ImpactedPool Heat | Pierce CountyMultifamily - Highly ImpactedPool Heat1 | Pierce CountyMultifamily - Highly ImpactedPool Heat1New | Pierce CountyMultifamily - Highly ImpactedPool HeatBelow Standard Pool Heater - 78% EfficientNew | Pierce CountyMultifamily - Highly ImpactedPool HeatNew | Pierce County | Multifamily - Highly Impacted | Pool Heat | 1 | Below Standard Pool Heater - 78% Efficient | New | bar: 2023 to 2050
Pierce CountyManufactured | Pierce CountyManufacturedPool Heat | Pierce CountyManufacturedPool Heat1 | Pierce CountyManufacturedPool Heat1Existing | Pierce CountyManufacturedPool HeatBelow Standard Pool Heater - 78% EfficientExisting | Pierce CountyManufacturedPool HeatExisting | Pierce County | Manufactured | Pool Heat | 1 | Below Standard Pool Heater - 78% Efficient | Existing | 24.38% | 24.38% | 24.38% | 24.38% | 24.38% | 24.38% | 24.38% | 24.38% | 24.38% | 24.38% | 24.38% | 24.38% | 24.38% | 24.38% | 24.38% | 24.38% | 24.38% | 24.38% | 24.38% | 24.38% | 24.38% | 24.38% | 24.38% | 24.38% | 24.38% | 24.38% | 24.38% | 24.38%
Pierce CountyManufactured | Pierce CountyManufacturedPool Heat | Pierce CountyManufacturedPool Heat1 | Pierce CountyManufacturedPool Heat1New | Pierce CountyManufacturedPool HeatBelow Standard Pool Heater - 78% EfficientNew | Pierce CountyManufacturedPool HeatNew | Pierce County | Manufactured | Pool Heat | 1 | Below Standard Pool Heater - 78% Efficient | New | bar: 2023 to 2050
Pierce CountyManufactured - Highly Impacted | Pierce CountyManufactured - Highly ImpactedPool Heat | Pierce CountyManufactured - Highly ImpactedPool Heat1 | Pierce CountyManufactured - Highly ImpactedPool Heat1Existing | Pierce CountyManufactured - Highly ImpactedPool HeatBelow Standard Pool Heater - 78% EfficientExisting | Pierce CountyManufactured - Highly ImpactedPool HeatExisting | Pierce County | Manufactured - Highly Impacted | Pool Heat | 1 | Below Standard Pool Heater - 78% Efficient | Existing | 24.38% | 24.38% | 24.38% | 24.38% | 24.38% | 24.38% | 24.38% | 24.38% | 24.38% | 24.38% | 24.38% | 24.38% | 24.38% | 24.38% | 24.38% | 24.38% | 24.38% | 24.38% | 24.38% | 24.38% | 24.38% | 24.38% | 24.38% | 24.38% | 24.38% | 24.38% | 24.38% | 24.38%
Pierce CountyManufactured - Highly Impacted | Pierce CountyManufactured - Highly ImpactedPool Heat | Pierce CountyManufactured - Highly ImpactedPool Heat1 | Pierce CountyManufactured - Highly ImpactedPool Heat1New | Pierce CountyManufactured - Highly ImpactedPool HeatBelow Standard Pool Heater - 78% EfficientNew | Pierce CountyManufactured - Highly ImpactedPool HeatNew | Pierce County | Manufactured - Highly Impacted | Pool Heat | 1 | Below Standard Pool Heater - 78% Efficient | New | bar: 2023 to 2050
Pierce CountySingle Family | Pierce CountySingle FamilyPool Heat | Pierce CountySingle FamilyPool Heat2 | Pierce CountySingle FamilyPool Heat2Existing | Pierce CountySingle FamilyPool HeatFederal Standard 2014 Pool Heater - 82% EfficientExisting | Pierce CountySingle FamilyPool HeatExisting | Pierce County | Single Family | Pool Heat | 2 | Federal Standard 2014 Pool Heater - 82% Efficient | Existing | 73.12% | 73.12% | 73.12% | 73.12% | 73.12% | 73.12% | 73.12% | 73.12% | 73.12% | 73.12% | 73.12% | 73.12% | 73.12% | 73.12% | 73.12% | 73.12% | 73.12% | 73.12% | 73.12% | 73.12% | 73.12% | 73.12% | 73.12% | 73.12% | 73.12% | 73.12% | 73.12% | 73.12%
Pierce CountySingle Family | Pierce CountySingle FamilyPool Heat | Pierce CountySingle FamilyPool Heat2 | Pierce CountySingle FamilyPool Heat2New | Pierce CountySingle FamilyPool HeatFederal Standard 2014 Pool Heater - 82% EfficientNew | Pierce CountySingle FamilyPool HeatNew | Pierce County | Single Family | Pool Heat | 2 | Federal Standard 2014 Pool Heater - 82% Efficient | New | 97.5% | 97.5% | 97.5% | 97.5% | 97.5% | 97.5% | 97.5% | 97.5% | 97.5% | 97.5% | 97.5% | 97.5% | 97.5% | 97.5% | 97.5% | 97.5% | 97.5% | 97.5% | 97.5% | 97.5% | 97.5% | 97.5% | 97.5% | 97.5% | 97.5% | 97.5% | 97.5% | 97.5%
Pierce CountySingle Family - Highly Impacted | Pierce CountySingle Family - Highly ImpactedPool Heat | Pierce CountySingle Family - Highly ImpactedPool Heat2 | Pierce CountySingle Family - Highly ImpactedPool Heat2Existing | Pierce CountySingle Family - Highly ImpactedPool HeatFederal Standard 2014 Pool Heater - 82% EfficientExisting | Pierce CountySingle Family - Highly ImpactedPool HeatExisting | Pierce County | Single Family - Highly Impacted | Pool Heat | 2 | Federal Standard 2014 Pool Heater - 82% Efficient | Existing | 73.12% | 73.12% | 73.12% | 73.12% | 73.12% | 73.12% | 73.12% | 73.12% | 73.12% | 73.12% | 73.12% | 73.12% | 73.12% | 73.12% | 73.12% | 73.12% | 73.12% | 73.12% | 73.12% | 73.12% | 73.12% | 73.12% | 73.12% | 73.12% | 73.12% | 73.12% | 73.12% | 73.12%
Pierce CountySingle Family - Highly Impacted | Pierce CountySingle Family - Highly ImpactedPool Heat | Pierce CountySingle Family - Highly ImpactedPool Heat2 | Pierce CountySingle Family - Highly ImpactedPool Heat2New | Pierce CountySingle Family - Highly ImpactedPool HeatFederal Standard 2014 Pool Heater - 82% EfficientNew | Pierce CountySingle Family - Highly ImpactedPool HeatNew | Pierce County | Single Family - Highly Impacted | Pool Heat | 2 | Federal Standard 2014 Pool Heater - 82% Efficient | New | 97.5% | 97.5% | 97.5% | 97.5% | 97.5% | 97.5% | 97.5% | 97.5% | 97.5% | 97.5% | 97.5% | 97.5% | 97.5% | 97.5% | 97.5% | 97.5% | 97.5% | 97.5% | 97.5% | 97.5% | 97.5% | 97.5% | 97.5% | 97.5% | 97.5% | 97.5% | 97.5% | 97.5%
Pierce CountyMultifamily | Pierce CountyMultifamilyPool Heat | Pierce CountyMultifamilyPool Heat2 | Pierce CountyMultifamilyPool Heat2Existing | Pierce CountyMultifamilyPool HeatFederal Standard 2014 Pool Heater - 82% EfficientExisting | Pierce CountyMultifamilyPool HeatExisting | Pierce County | Multifamily | Pool Heat | 2 | Federal Standard 2014 Pool Heater - 82% Efficient | Existing | 73.12% | 73.12% | 73.12% | 73.12% | 73.12% | 73.12% | 73.12% | 73.12% | 73.12% | 73.12% | 73.12% | 73.12% | 73.12% | 73.12% | 73.12% | 73.12% | 73.12% | 73.12% | 73.12% | 73.12% | 73.12% | 73.12% | 73.12% | 73.12% | 73.12% | 73.12% | 73.12% | 73.12%
Pierce CountyMultifamily | Pierce CountyMultifamilyPool Heat | Pierce CountyMultifamilyPool Heat2 | Pierce CountyMultifamilyPool Heat2New | Pierce CountyMultifamilyPool HeatFederal Standard 2014 Pool Heater - 82% EfficientNew | Pierce CountyMultifamilyPool HeatNew | Pierce County | Multifamily | Pool Heat | 2 | Federal Standard 2014 Pool Heater - 82% Efficient | New | 97.5% | 97.5% | 97.5% | 97.5% | 97.5% | 97.5% | 97.5% | 97.5% | 97.5% | 97.5% | 97.5% | 97.5% | 97.5% | 97.5% | 97.5% | 97.5% | 97.5% | 97.5% | 97.5% | 97.5% | 97.5% | 97.5% | 97.5% | 97.5% | 97.5% | 97.5% | 97.5% | 97.5%
Pierce CountyMultifamily - Highly Impacted | Pierce CountyMultifamily - Highly ImpactedPool Heat | Pierce CountyMultifamily - Highly ImpactedPool Heat2 | Pierce CountyMultifamily - Highly ImpactedPool Heat2Existing | Pierce CountyMultifamily - Highly ImpactedPool HeatFederal Standard 2014 Pool Heater - 82% EfficientExisting | Pierce CountyMultifamily - Highly ImpactedPool HeatExisting | Pierce County | Multifamily - Highly Impacted | Pool Heat | 2 | Federal Standard 2014 Pool Heater - 82% Efficient | Existing | 73.12% | 73.12% | 73.12% | 73.12% | 73.12% | 73.12% | 73.12% | 73.12% | 73.12% | 73.12% | 73.12% | 73.12% | 73.12% | 73.12% | 73.12% | 73.12% | 73.12% | 73.12% | 73.12% | 73.12% | 73.12% | 73.12% | 73.12% | 73.12% | 73.12% | 73.12% | 73.12% | 73.12%
Pierce CountyMultifamily - Highly Impacted | Pierce CountyMultifamily - Highly ImpactedPool Heat | Pierce CountyMultifamily - Highly ImpactedPool Heat2 | Pierce CountyMultifamily - Highly ImpactedPool Heat2New | Pierce CountyMultifamily - Highly ImpactedPool HeatFederal Standard 2014 Pool Heater - 82% EfficientNew | Pierce CountyMultifamily - Highly ImpactedPool HeatNew | Pierce County | Multifamily - Highly Impacted | Pool Heat | 2 | Federal Standard 2014 Pool Heater - 82% Efficient | New | 97.5% | 97.5% | 97.5% | 97.5% | 97.5% | 97.5% | 97.5% | 97.5% | 97.5% | 97.5% | 97.5% | 97.5% | 97.5% | 97.5% | 97.5% | 97.5% | 97.5% | 97.5% | 97.5% | 97.5% | 97.5% | 97.5% | 97.5% | 97.5% | 97.5% | 97.5% | 97.5% | 97.5%
Pierce CountyManufactured | Pierce CountyManufacturedPool Heat | Pierce CountyManufacturedPool Heat2 | Pierce CountyManufacturedPool Heat2Existing | Pierce CountyManufacturedPool HeatFederal Standard 2014 Pool Heater - 82% EfficientExisting | Pierce CountyManufacturedPool HeatExisting | Pierce County | Manufactured | Pool Heat | 2 | Federal Standard 2014 Pool Heater - 82% Efficient | Existing | 73.12% | 73.12% | 73.12% | 73.12% | 73.12% | 73.12% | 73.12% | 73.12% | 73.12% | 73.12% | 73.12% | 73.12% | 73.12% | 73.12% | 73.12% | 73.12% | 73.12% | 73.12% | 73.12% | 73.12% | 73.12% | 73.12% | 73.12% | 73.12% | 73.12% | 73.12% | 73.12% | 73.12%
Pierce CountyManufactured | Pierce CountyManufacturedPool Heat | Pierce CountyManufacturedPool Heat2 | Pierce CountyManufacturedPool Heat2New | Pierce CountyManufacturedPool HeatFederal Standard 2014 Pool Heater - 82% EfficientNew | Pierce CountyManufacturedPool HeatNew | Pierce County | Manufactured | Pool Heat | 2 | Federal Standard 2014 Pool Heater - 82% Efficient | New | 97.5% | 97.5% | 97.5% | 97.5% | 97.5% | 97.5% | 97.5% | 97.5% | 97.5% | 97.5% | 97.5% | 97.5% | 97.5% | 97.5% | 97.5% | 97.5% | 97.5% | 97.5% | 97.5% | 97.5% | 97.5% | 97.5% | 97.5% | 97.5% | 97.5% | 97.5% | 97.5% | 97.5%
Pierce CountyManufactured - Highly Impacted | Pierce CountyManufactured - Highly ImpactedPool Heat | Pierce CountyManufactured - Highly ImpactedPool Heat2 | Pierce CountyManufactured - Highly ImpactedPool Heat2Existing | Pierce CountyManufactured - Highly ImpactedPool HeatFederal Standard 2014 Pool Heater - 82% EfficientExisting | Pierce CountyManufactured - Highly ImpactedPool HeatExisting | Pierce County | Manufactured - Highly Impacted | Pool Heat | 2 | Federal Standard 2014 Pool Heater - 82% Efficient | Existing | 73.12% | 73.12% | 73.12% | 73.12% | 73.12% | 73.12% | 73.12% | 73.12% | 73.12% | 73.12% | 73.12% | 73.12% | 73.12% | 73.12% | 73.12% | 73.12% | 73.12% | 73.12% | 73.12% | 73.12% | 73.12% | 73.12% | 73.12% | 73.12% | 73.12% | 73.12% | 73.12% | 73.12%
Pierce CountyManufactured - Highly Impacted | Pierce CountyManufactured - Highly ImpactedPool Heat | Pierce CountyManufactured - Highly ImpactedPool Heat2 | Pierce CountyManufactured - Highly ImpactedPool Heat2New | Pierce CountyManufactured - Highly ImpactedPool HeatFederal Standard 2014 Pool Heater - 82% EfficientNew | Pierce CountyManufactured - Highly ImpactedPool HeatNew | Pierce County | Manufactured - Highly Impacted | Pool Heat | 2 | Federal Standard 2014 Pool Heater - 82% Efficient | New | 97.5% | 97.5% | 97.5% | 97.5% | 97.5% | 97.5% | 97.5% | 97.5% | 97.5% | 97.5% | 97.5% | 97.5% | 97.5% | 97.5% | 97.5% | 97.5% | 97.5% | 97.5% | 97.5% | 97.5% | 97.5% | 97.5% | 97.5% | 97.5% | 97.5% | 97.5% | 97.5% | 97.5%
Pierce CountySingle Family | Pierce CountySingle FamilyPool Heat | Pierce CountySingle FamilyPool Heat3 | Pierce CountySingle FamilyPool Heat3Existing | Pierce CountySingle FamilyPool HeatMarket Standard Pool HeaterExisting | Pierce CountySingle FamilyPool HeatExisting | Pierce County | Single Family | Pool Heat | 3 | Market Standard Pool Heater | Existing | bar: 2023 to 2050
Pierce CountySingle Family | Pierce CountySingle FamilyPool Heat | Pierce CountySingle FamilyPool Heat3 | Pierce CountySingle FamilyPool Heat3New | Pierce CountySingle FamilyPool HeatMarket Standard Pool HeaterNew | Pierce CountySingle FamilyPool HeatNew | Pierce County | Single Family | Pool Heat | 3 | Market Standard Pool Heater | New | bar: 2023 to 2050
Pierce CountySingle Family - Highly Impacted | Pierce CountySingle Family - Highly ImpactedPool Heat | Pierce CountySingle Family - Highly ImpactedPool Heat3 | Pierce CountySingle Family - Highly ImpactedPool Heat3Existing | Pierce CountySingle Family - Highly ImpactedPool HeatMarket Standard Pool HeaterExisting | Pierce CountySingle Family - Highly ImpactedPool HeatExisting | Pierce County | Single Family - Highly Impacted | Pool Heat | 3 | Market Standard Pool Heater | Existing | bar: 2023 to 2050
Pierce CountySingle Family - Highly Impacted | Pierce CountySingle Family - Highly ImpactedPool Heat | Pierce CountySingle Family - Highly ImpactedPool Heat3 | Pierce CountySingle Family - Highly ImpactedPool Heat3New | Pierce CountySingle Family - Highly ImpactedPool HeatMarket Standard Pool HeaterNew | Pierce CountySingle Family - Highly ImpactedPool HeatNew | Pierce County | Single Family - Highly Impacted | Pool Heat | 3 | Market Standard Pool Heater | New | bar: 2023 to 2050
Pierce CountyMultifamily | Pierce CountyMultifamilyPool Heat | Pierce CountyMultifamilyPool Heat3 | Pierce CountyMultifamilyPool Heat3Existing | Pierce CountyMultifamilyPool HeatMarket Standard Pool HeaterExisting | Pierce CountyMultifamilyPool HeatExisting | Pierce County | Multifamily | Pool Heat | 3 | Market Standard Pool Heater | Existing | bar: 2023 to 2050
Pierce CountyMultifamily | Pierce CountyMultifamilyPool Heat | Pierce CountyMultifamilyPool Heat3 | Pierce CountyMultifamilyPool Heat3New | Pierce CountyMultifamilyPool HeatMarket Standard Pool HeaterNew | Pierce CountyMultifamilyPool HeatNew | Pierce County | Multifamily | Pool Heat | 3 | Market Standard Pool Heater | New | bar: 2023 to 2050
Pierce CountyMultifamily - Highly Impacted | Pierce CountyMultifamily - Highly ImpactedPool Heat | Pierce CountyMultifamily - Highly ImpactedPool Heat3 | Pierce CountyMultifamily - Highly ImpactedPool Heat3Existing | Pierce CountyMultifamily - Highly ImpactedPool HeatMarket Standard Pool HeaterExisting | Pierce CountyMultifamily - Highly ImpactedPool HeatExisting | Pierce County | Multifamily - Highly Impacted | Pool Heat | 3 | Market Standard Pool Heater | Existing | bar: 2023 to 2050
Pierce CountyMultifamily - Highly Impacted | Pierce CountyMultifamily - Highly ImpactedPool Heat | Pierce CountyMultifamily - Highly ImpactedPool Heat3 | Pierce CountyMultifamily - Highly ImpactedPool Heat3New | Pierce CountyMultifamily - Highly ImpactedPool HeatMarket Standard Pool HeaterNew | Pierce CountyMultifamily - Highly ImpactedPool HeatNew | Pierce County | Multifamily - Highly Impacted | Pool Heat | 3 | Market Standard Pool Heater | New | bar: 2023 to 2050
Pierce CountyManufactured | Pierce CountyManufacturedPool Heat | Pierce CountyManufacturedPool Heat3 | Pierce CountyManufacturedPool Heat3Existing | Pierce CountyManufacturedPool HeatMarket Standard Pool HeaterExisting | Pierce CountyManufacturedPool HeatExisting | Pierce County | Manufactured | Pool Heat | 3 | Market Standard Pool Heater | Existing | bar: 2023 to 2050
Pierce CountyManufactured | Pierce CountyManufacturedPool Heat | Pierce CountyManufacturedPool Heat3 | Pierce CountyManufacturedPool Heat3New | Pierce CountyManufacturedPool HeatMarket Standard Pool HeaterNew | Pierce CountyManufacturedPool HeatNew | Pierce County | Manufactured | Pool Heat | 3 | Market Standard Pool Heater | New | bar: 2023 to 2050
Pierce CountyManufactured - Highly Impacted | Pierce CountyManufactured - Highly ImpactedPool Heat | Pierce CountyManufactured - Highly ImpactedPool Heat3 | Pierce CountyManufactured - Highly ImpactedPool Heat3Existing | Pierce CountyManufactured - Highly ImpactedPool HeatMarket Standard Pool HeaterExisting | Pierce CountyManufactured - Highly ImpactedPool HeatExisting | Pierce County | Manufactured - Highly Impacted | Pool Heat | 3 | Market Standard Pool Heater | Existing | bar: 2023 to 2050
Pierce CountyManufactured - Highly Impacted | Pierce CountyManufactured - Highly ImpactedPool Heat | Pierce CountyManufactured - Highly ImpactedPool Heat3 | Pierce CountyManufactured - Highly ImpactedPool Heat3New | Pierce CountyManufactured - Highly ImpactedPool HeatMarket Standard Pool HeaterNew | Pierce CountyManufactured - Highly ImpactedPool HeatNew | Pierce County | Manufactured - Highly Impacted | Pool Heat | 3 | Market Standard Pool Heater | New | bar: 2023 to 2050
Pierce CountySingle Family | Pierce CountySingle FamilyPool Heat | Pierce CountySingle FamilyPool Heat4 | Pierce CountySingle FamilyPool Heat4Existing | Pierce CountySingle FamilyPool HeatEfficient Pool Heater - 88% EfficientExisting | Pierce CountySingle FamilyPool HeatExisting | Pierce County | Single Family | Pool Heat | 4 | Efficient Pool Heater - 88% Efficient | Existing | 2.5% | 2.5% | 2.5% | 2.5% | 2.5% | 2.5% | 2.5% | 2.5% | 2.5% | 2.5% | 2.5% | 2.5% | 2.5% | 2.5% | 2.5% | 2.5% | 2.5% | 2.5% | 2.5% | 2.5% | 2.5% | 2.5% | 2.5% | 2.5% | 2.5% | 2.5% | 2.5% | 2.5%
Pierce CountySingle Family | Pierce CountySingle FamilyPool Heat | Pierce CountySingle FamilyPool Heat4 | Pierce CountySingle FamilyPool Heat4New | Pierce CountySingle FamilyPool HeatEfficient Pool Heater - 88% EfficientNew | Pierce CountySingle FamilyPool HeatNew | Pierce County | Single Family | Pool Heat | 4 | Efficient Pool Heater - 88% Efficient | New | 2.5% | 2.5% | 2.5% | 2.5% | 2.5% | 2.5% | 2.5% | 2.5% | 2.5% | 2.5% | 2.5% | 2.5% | 2.5% | 2.5% | 2.5% | 2.5% | 2.5% | 2.5% | 2.5% | 2.5% | 2.5% | 2.5% | 2.5% | 2.5% | 2.5% | 2.5% | 2.5% | 2.5%
Pierce CountySingle Family - Highly Impacted | Pierce CountySingle Family - Highly ImpactedPool Heat | Pierce CountySingle Family - Highly ImpactedPool Heat4 | Pierce CountySingle Family - Highly ImpactedPool Heat4Existing | Pierce CountySingle Family - Highly ImpactedPool HeatEfficient Pool Heater - 88% EfficientExisting | Pierce CountySingle Family - Highly ImpactedPool HeatExisting | Pierce County | Single Family - Highly Impacted | Pool Heat | 4 | Efficient Pool Heater - 88% Efficient | Existing | 2.5% | 2.5% | 2.5% | 2.5% | 2.5% | 2.5% | 2.5% | 2.5% | 2.5% | 2.5% | 2.5% | 2.5% | 2.5% | 2.5% | 2.5% | 2.5% | 2.5% | 2.5% | 2.5% | 2.5% | 2.5% | 2.5% | 2.5% | 2.5% | 2.5% | 2.5% | 2.5% | 2.5%
Pierce CountySingle Family - Highly Impacted | Pierce CountySingle Family - Highly ImpactedPool Heat | Pierce CountySingle Family - Highly ImpactedPool Heat4 | Pierce CountySingle Family - Highly ImpactedPool Heat4New | Pierce CountySingle Family - Highly ImpactedPool HeatEfficient Pool Heater - 88% EfficientNew | Pierce CountySingle Family - Highly ImpactedPool HeatNew | Pierce County | Single Family - Highly Impacted | Pool Heat | 4 | Efficient Pool Heater - 88% Efficient | New | 2.5% | 2.5% | 2.5% | 2.5% | 2.5% | 2.5% | 2.5% | 2.5% | 2.5% | 2.5% | 2.5% | 2.5% | 2.5% | 2.5% | 2.5% | 2.5% | 2.5% | 2.5% | 2.5% | 2.5% | 2.5% | 2.5% | 2.5% | 2.5% | 2.5% | 2.5% | 2.5% | 2.5%
Pierce CountyMultifamily | Pierce CountyMultifamilyPool Heat | Pierce CountyMultifamilyPool Heat4 | Pierce CountyMultifamilyPool Heat4Existing | Pierce CountyMultifamilyPool HeatEfficient Pool Heater - 88% EfficientExisting | Pierce CountyMultifamilyPool HeatExisting | Pierce County | Multifamily | Pool Heat | 4 | Efficient Pool Heater - 88% Efficient | Existing | 2.5% | 2.5% | 2.5% | 2.5% | 2.5% | 2.5% | 2.5% | 2.5% | 2.5% | 2.5% | 2.5% | 2.5% | 2.5% | 2.5% | 2.5% | 2.5% | 2.5% | 2.5% | 2.5% | 2.5% | 2.5% | 2.5% | 2.5% | 2.5% | 2.5% | 2.5% | 2.5% | 2.5%
Pierce CountyMultifamily | Pierce CountyMultifamilyPool Heat | Pierce CountyMultifamilyPool Heat4 | Pierce CountyMultifamilyPool Heat4New | Pierce CountyMultifamilyPool HeatEfficient Pool Heater - 88% EfficientNew | Pierce CountyMultifamilyPool HeatNew | Pierce County | Multifamily | Pool Heat | 4 | Efficient Pool Heater - 88% Efficient | New | 2.5% | 2.5% | 2.5% | 2.5% | 2.5% | 2.5% | 2.5% | 2.5% | 2.5% | 2.5% | 2.5% | 2.5% | 2.5% | 2.5% | 2.5% | 2.5% | 2.5% | 2.5% | 2.5% | 2.5% | 2.5% | 2.5% | 2.5% | 2.5% | 2.5% | 2.5% | 2.5% | 2.5%
Pierce CountyMultifamily - Highly Impacted | Pierce CountyMultifamily - Highly ImpactedPool Heat | Pierce CountyMultifamily - Highly ImpactedPool Heat4 | Pierce CountyMultifamily - Highly ImpactedPool Heat4Existing | Pierce CountyMultifamily - Highly ImpactedPool HeatEfficient Pool Heater - 88% EfficientExisting | Pierce CountyMultifamily - Highly ImpactedPool HeatExisting | Pierce County | Multifamily - Highly Impacted | Pool Heat | 4 | Efficient Pool Heater - 88% Efficient | Existing | 2.5% | 2.5% | 2.5% | 2.5% | 2.5% | 2.5% | 2.5% | 2.5% | 2.5% | 2.5% | 2.5% | 2.5% | 2.5% | 2.5% | 2.5% | 2.5% | 2.5% | 2.5% | 2.5% | 2.5% | 2.5% | 2.5% | 2.5% | 2.5% | 2.5% | 2.5% | 2.5% | 2.5%
Pierce CountyMultifamily - Highly Impacted | Pierce CountyMultifamily - Highly ImpactedPool Heat | Pierce CountyMultifamily - Highly ImpactedPool Heat4 | Pierce CountyMultifamily - Highly ImpactedPool Heat4New | Pierce CountyMultifamily - Highly ImpactedPool HeatEfficient Pool Heater - 88% EfficientNew | Pierce CountyMultifamily - Highly ImpactedPool HeatNew | Pierce County | Multifamily - Highly Impacted | Pool Heat | 4 | Efficient Pool Heater - 88% Efficient | New | 2.5% | 2.5% | 2.5% | 2.5% | 2.5% | 2.5% | 2.5% | 2.5% | 2.5% | 2.5% | 2.5% | 2.5% | 2.5% | 2.5% | 2.5% | 2.5% | 2.5% | 2.5% | 2.5% | 2.5% | 2.5% | 2.5% | 2.5% | 2.5% | 2.5% | 2.5% | 2.5% | 2.5%
Pierce CountyManufactured | Pierce CountyManufacturedPool Heat | Pierce CountyManufacturedPool Heat4 | Pierce CountyManufacturedPool Heat4Existing | Pierce CountyManufacturedPool HeatEfficient Pool Heater - 88% EfficientExisting | Pierce CountyManufacturedPool HeatExisting | Pierce County | Manufactured | Pool Heat | 4 | Efficient Pool Heater - 88% Efficient | Existing | 2.5% | 2.5% | 2.5% | 2.5% | 2.5% | 2.5% | 2.5% | 2.5% | 2.5% | 2.5% | 2.5% | 2.5% | 2.5% | 2.5% | 2.5% | 2.5% | 2.5% | 2.5% | 2.5% | 2.5% | 2.5% | 2.5% | 2.5% | 2.5% | 2.5% | 2.5% | 2.5% | 2.5%
Pierce CountyManufactured | Pierce CountyManufacturedPool Heat | Pierce CountyManufacturedPool Heat4 | Pierce CountyManufacturedPool Heat4New | Pierce CountyManufacturedPool HeatEfficient Pool Heater - 88% EfficientNew | Pierce CountyManufacturedPool HeatNew | Pierce County | Manufactured | Pool Heat | 4 | Efficient Pool Heater - 88% Efficient | New | 2.5% | 2.5% | 2.5% | 2.5% | 2.5% | 2.5% | 2.5% | 2.5% | 2.5% | 2.5% | 2.5% | 2.5% | 2.5% | 2.5% | 2.5% | 2.5% | 2.5% | 2.5% | 2.5% | 2.5% | 2.5% | 2.5% | 2.5% | 2.5% | 2.5% | 2.5% | 2.5% | 2.5%
Pierce CountyManufactured - Highly Impacted | Pierce CountyManufactured - Highly ImpactedPool Heat | Pierce CountyManufactured - Highly ImpactedPool Heat4 | Pierce CountyManufactured - Highly ImpactedPool Heat4Existing | Pierce CountyManufactured - Highly ImpactedPool HeatEfficient Pool Heater - 88% EfficientExisting | Pierce CountyManufactured - Highly ImpactedPool HeatExisting | Pierce County | Manufactured - Highly Impacted | Pool Heat | 4 | Efficient Pool Heater - 88% Efficient | Existing | 2.5% | 2.5% | 2.5% | 2.5% | 2.5% | 2.5% | 2.5% | 2.5% | 2.5% | 2.5% | 2.5% | 2.5% | 2.5% | 2.5% | 2.5% | 2.5% | 2.5% | 2.5% | 2.5% | 2.5% | 2.5% | 2.5% | 2.5% | 2.5% | 2.5% | 2.5% | 2.5% | 2.5%
Pierce CountyManufactured - Highly Impacted | Pierce CountyManufactured - Highly ImpactedPool Heat | Pierce CountyManufactured - Highly ImpactedPool Heat4 | Pierce CountyManufactured - Highly ImpactedPool Heat4New | Pierce CountyManufactured - Highly ImpactedPool HeatEfficient Pool Heater - 88% EfficientNew | Pierce CountyManufactured - Highly ImpactedPool HeatNew | Pierce County | Manufactured - Highly Impacted | Pool Heat | 4 | Efficient Pool Heater - 88% Efficient | New | 2.5% | 2.5% | 2.5% | 2.5% | 2.5% | 2.5% | 2.5% | 2.5% | 2.5% | 2.5% | 2.5% | 2.5% | 2.5% | 2.5% | 2.5% | 2.5% | 2.5% | 2.5% | 2.5% | 2.5% | 2.5% | 2.5% | 2.5% | 2.5% | 2.5% | 2.5% | 2.5% | 2.5%
Pierce CountySingle Family | Pierce CountySingle FamilyWater Heat LE 55 Gal | Pierce CountySingle FamilyWater Heat LE 55 Gal1 | Pierce CountySingle FamilyWater Heat LE 55 Gal1Existing | Pierce CountySingle FamilyWater Heat LE 55 GalBelow Standard Water Heater ≤ 55 GAL - EF 0.59Existing | Pierce CountySingle FamilyWater Heat LE 55 GalExisting | Pierce County | Single Family | Water Heat LE 55 Gal | 1 | Below Standard Water Heater ≤ 55 GAL - EF 0.59 | Existing | 69.76% | 69.76% | 69.76% | 69.76% | 69.76% | 69.76% | 69.76% | 69.76% | 69.76% | 69.76% | 69.76% | 69.76% | 69.76% | 69.76% | 69.76% | 69.76% | 69.76% | 69.76% | 69.76% | 69.76% | 69.76% | 69.76% | 69.76% | 69.76% | 69.76% | 69.76% | 69.76% | 69.76%
Pierce CountySingle Family | Pierce CountySingle FamilyWater Heat LE 55 Gal | Pierce CountySingle FamilyWater Heat LE 55 Gal1 | Pierce CountySingle FamilyWater Heat LE 55 Gal1New | Pierce CountySingle FamilyWater Heat LE 55 GalBelow Standard Water Heater ≤ 55 GAL - EF 0.59New | Pierce CountySingle FamilyWater Heat LE 55 GalNew | Pierce County | Single Family | Water Heat LE 55 Gal | 1 | Below Standard Water Heater ≤ 55 GAL - EF 0.59 | New | bar: 2023 to 2050
Pierce CountySingle Family - Highly Impacted | Pierce CountySingle Family - Highly ImpactedWater Heat LE 55 Gal | Pierce CountySingle Family - Highly ImpactedWater Heat LE 55 Gal1 | Pierce CountySingle Family - Highly ImpactedWater Heat LE 55 Gal1Existing | Pierce CountySingle Family - Highly ImpactedWater Heat LE 55 GalBelow Standard Water Heater ≤ 55 GAL - EF 0.59Existing | Pierce CountySingle Family - Highly ImpactedWater Heat LE 55 GalExisting | Pierce County | Single Family - Highly Impacted | Water Heat LE 55 Gal | 1 | Below Standard Water Heater ≤ 55 GAL - EF 0.59 | Existing | 69.76% | 69.76% | 69.76% | 69.76% | 69.76% | 69.76% | 69.76% | 69.76% | 69.76% | 69.76% | 69.76% | 69.76% | 69.76% | 69.76% | 69.76% | 69.76% | 69.76% | 69.76% | 69.76% | 69.76% | 69.76% | 69.76% | 69.76% | 69.76% | 69.76% | 69.76% | 69.76% | 69.76%
Pierce CountySingle Family - Highly Impacted | Pierce CountySingle Family - Highly ImpactedWater Heat LE 55 Gal | Pierce CountySingle Family - Highly ImpactedWater Heat LE 55 Gal1 | Pierce CountySingle Family - Highly ImpactedWater Heat LE 55 Gal1New | Pierce CountySingle Family - Highly ImpactedWater Heat LE 55 GalBelow Standard Water Heater ≤ 55 GAL - EF 0.59New | Pierce CountySingle Family - Highly ImpactedWater Heat LE 55 GalNew | Pierce County | Single Family - Highly Impacted | Water Heat LE 55 Gal | 1 | Below Standard Water Heater ≤ 55 GAL - EF 0.59 | New | bar: 2023 to 2050
Pierce CountyMultifamily | Pierce CountyMultifamilyWater Heat LE 55 Gal | Pierce CountyMultifamilyWater Heat LE 55 Gal1 | Pierce CountyMultifamilyWater Heat LE 55 Gal1Existing | Pierce CountyMultifamilyWater Heat LE 55 GalBelow Standard Water Heater ≤ 55 GAL - EF 0.59Existing | Pierce CountyMultifamilyWater Heat LE 55 GalExisting | Pierce County | Multifamily | Water Heat LE 55 Gal | 1 | Below Standard Water Heater ≤ 55 GAL - EF 0.59 | Existing | 69.76% | 69.76% | 69.76% | 69.76% | 69.76% | 69.76% | 69.76% | 69.76% | 69.76% | 69.76% | 69.76% | 69.76% | 69.76% | 69.76% | 69.76% | 69.76% | 69.76% | 69.76% | 69.76% | 69.76% | 69.76% | 69.76% | 69.76% | 69.76% | 69.76% | 69.76% | 69.76% | 69.76%
Pierce CountyMultifamily | Pierce CountyMultifamilyWater Heat LE 55 Gal | Pierce CountyMultifamilyWater Heat LE 55 Gal1 | Pierce CountyMultifamilyWater Heat LE 55 Gal1New | Pierce CountyMultifamilyWater Heat LE 55 GalBelow Standard Water Heater ≤ 55 GAL - EF 0.59New | Pierce CountyMultifamilyWater Heat LE 55 GalNew | Pierce County | Multifamily | Water Heat LE 55 Gal | 1 | Below Standard Water Heater ≤ 55 GAL - EF 0.59 | New | bar: 2023 to 2050
Pierce CountyMultifamily - Highly Impacted | Pierce CountyMultifamily - Highly ImpactedWater Heat LE 55 Gal | Pierce CountyMultifamily - Highly ImpactedWater Heat LE 55 Gal1 | Pierce CountyMultifamily - Highly ImpactedWater Heat LE 55 Gal1Existing | Pierce CountyMultifamily - Highly ImpactedWater Heat LE 55 GalBelow Standard Water Heater ≤ 55 GAL - EF 0.59Existing | Pierce CountyMultifamily - Highly ImpactedWater Heat LE 55 GalExisting | Pierce County | Multifamily - Highly Impacted | Water Heat LE 55 Gal | 1 | Below Standard Water Heater ≤ 55 GAL - EF 0.59 | Existing | 69.76% | 69.76% | 69.76% | 69.76% | 69.76% | 69.76% | 69.76% | 69.76% | 69.76% | 69.76% | 69.76% | 69.76% | 69.76% | 69.76% | 69.76% | 69.76% | 69.76% | 69.76% | 69.76% | 69.76% | 69.76% | 69.76% | 69.76% | 69.76% | 69.76% | 69.76% | 69.76% | 69.76%
Pierce CountyMultifamily - Highly Impacted | Pierce CountyMultifamily - Highly ImpactedWater Heat LE 55 Gal | Pierce CountyMultifamily - Highly ImpactedWater Heat LE 55 Gal1 | Pierce CountyMultifamily - Highly ImpactedWater Heat LE 55 Gal1New | Pierce CountyMultifamily - Highly ImpactedWater Heat LE 55 GalBelow Standard Water Heater ≤ 55 GAL - EF 0.59New | Pierce CountyMultifamily - Highly ImpactedWater Heat LE 55 GalNew | Pierce County | Multifamily - Highly Impacted | Water Heat LE 55 Gal | 1 | Below Standard Water Heater ≤ 55 GAL - EF 0.59 | New | bar: 2023 to 2050
Pierce CountyManufactured | Pierce CountyManufacturedWater Heat LE 55 Gal | Pierce CountyManufacturedWater Heat LE 55 Gal1 | Pierce CountyManufacturedWater Heat LE 55 Gal1Existing | Pierce CountyManufacturedWater Heat LE 55 GalBelow Standard Water Heater ≤ 55 GAL - EF 0.59Existing | Pierce CountyManufacturedWater Heat LE 55 GalExisting | Pierce County | Manufactured | Water Heat LE 55 Gal | 1 | Below Standard Water Heater ≤ 55 GAL - EF 0.59 | Existing | 69.76% | 69.76% | 69.76% | 69.76% | 69.76% | 69.76% | 69.76% | 69.76% | 69.76% | 69.76% | 69.76% | 69.76% | 69.76% | 69.76% | 69.76% | 69.76% | 69.76% | 69.76% | 69.76% | 69.76% | 69.76% | 69.76% | 69.76% | 69.76% | 69.76% | 69.76% | 69.76% | 69.76%
Pierce CountyManufactured | Pierce CountyManufacturedWater Heat LE 55 Gal | Pierce CountyManufacturedWater Heat LE 55 Gal1 | Pierce CountyManufacturedWater Heat LE 55 Gal1New | Pierce CountyManufacturedWater Heat LE 55 GalBelow Standard Water Heater ≤ 55 GAL - EF 0.59New | Pierce CountyManufacturedWater Heat LE 55 GalNew | Pierce County | Manufactured | Water Heat LE 55 Gal | 1 | Below Standard Water Heater ≤ 55 GAL - EF 0.59 | New | bar: 2023 to 2050
Pierce CountyManufactured - Highly Impacted | Pierce CountyManufactured - Highly ImpactedWater Heat LE 55 Gal | Pierce CountyManufactured - Highly ImpactedWater Heat LE 55 Gal1 | Pierce CountyManufactured - Highly ImpactedWater Heat LE 55 Gal1Existing | Pierce CountyManufactured - Highly ImpactedWater Heat LE 55 GalBelow Standard Water Heater ≤ 55 GAL - EF 0.59Existing | Pierce CountyManufactured - Highly ImpactedWater Heat LE 55 GalExisting | Pierce County | Manufactured - Highly Impacted | Water Heat LE 55 Gal | 1 | Below Standard Water Heater ≤ 55 GAL - EF 0.59 | Existing | 69.76% | 69.76% | 69.76% | 69.76% | 69.76% | 69.76% | 69.76% | 69.76% | 69.76% | 69.76% | 69.76% | 69.76% | 69.76% | 69.76% | 69.76% | 69.76% | 69.76% | 69.76% | 69.76% | 69.76% | 69.76% | 69.76% | 69.76% | 69.76% | 69.76% | 69.76% | 69.76% | 69.76%
Pierce CountyManufactured - Highly Impacted | Pierce CountyManufactured - Highly ImpactedWater Heat LE 55 Gal | Pierce CountyManufactured - Highly ImpactedWater Heat LE 55 Gal1 | Pierce CountyManufactured - Highly ImpactedWater Heat LE 55 Gal1New | Pierce CountyManufactured - Highly ImpactedWater Heat LE 55 GalBelow Standard Water Heater ≤ 55 GAL - EF 0.59New | Pierce CountyManufactured - Highly ImpactedWater Heat LE 55 GalNew | Pierce County | Manufactured - Highly Impacted | Water Heat LE 55 Gal | 1 | Below Standard Water Heater ≤ 55 GAL - EF 0.59 | New | bar: 2023 to 2050
Pierce CountySingle Family | Pierce CountySingle FamilyWater Heat LE 55 Gal | Pierce CountySingle FamilyWater Heat LE 55 Gal2 | Pierce CountySingle FamilyWater Heat LE 55 Gal2Existing | Pierce CountySingle FamilyWater Heat LE 55 GalFederal Standard 2015 Storage Water Heater ≤ 55 GAL - EF 0.62Existing | Pierce CountySingle FamilyWater Heat LE 55 GalExisting | Pierce County | Single Family | Water Heat LE 55 Gal | 2 | Federal Standard 2015 Storage Water Heater ≤ 55 GAL - EF 0.62 | Existing | 13.68% | 13.68% | 13.68% | 13.68% | 13.68% | 13.68% | 13.68% | 13.68% | 13.68% | 13.68% | 13.68% | 13.68% | 13.68% | 13.68% | 13.68% | 13.68% | 13.68% | 13.68% | 13.68% | 13.68% | 13.68% | 13.68% | 13.68% | 13.68% | 13.68% | 13.68% | 13.68% | 13.68%
Pierce CountySingle Family | Pierce CountySingle FamilyWater Heat LE 55 Gal | Pierce CountySingle FamilyWater Heat LE 55 Gal2 | Pierce CountySingle FamilyWater Heat LE 55 Gal2New | Pierce CountySingle FamilyWater Heat LE 55 GalFederal Standard 2015 Storage Water Heater ≤ 55 GAL - EF 0.62New | Pierce CountySingle FamilyWater Heat LE 55 GalNew | Pierce County | Single Family | Water Heat LE 55 Gal | 2 | Federal Standard 2015 Storage Water Heater ≤ 55 GAL - EF 0.62 | New | 83.44% | 83.44% | 83.44% | 83.44% | 83.44% | 83.44% | 83.44% | 83.44% | 83.44% | 83.44% | 83.44% | 83.44% | 83.44% | 83.44% | 83.44% | 83.44% | 83.44% | 83.44% | 83.44% | 83.44% | 83.44% | 83.44% | 83.44% | 83.44% | 83.44% | 83.44% | 83.44% | 83.44%
Pierce CountySingle Family - Highly Impacted | Pierce CountySingle Family - Highly ImpactedWater Heat LE 55 Gal | Pierce CountySingle Family - Highly ImpactedWater Heat LE 55 Gal2 | Pierce CountySingle Family - Highly ImpactedWater Heat LE 55 Gal2Existing | Pierce CountySingle Family - Highly ImpactedWater Heat LE 55 GalFederal Standard 2015 Storage Water Heater ≤ 55 GAL - EF 0.62Existing | Pierce CountySingle Family - Highly ImpactedWater Heat LE 55 GalExisting | Pierce County | Single Family - Highly Impacted | Water Heat LE 55 Gal | 2 | Federal Standard 2015 Storage Water Heater ≤ 55 GAL - EF 0.62 | Existing | 13.68% | 13.68% | 13.68% | 13.68% | 13.68% | 13.68% | 13.68% | 13.68% | 13.68% | 13.68% | 13.68% | 13.68% | 13.68% | 13.68% | 13.68% | 13.68% | 13.68% | 13.68% | 13.68% | 13.68% | 13.68% | 13.68% | 13.68% | 13.68% | 13.68% | 13.68% | 13.68% | 13.68%
Pierce CountySingle Family - Highly Impacted | Pierce CountySingle Family - Highly ImpactedWater Heat LE 55 Gal | Pierce CountySingle Family - Highly ImpactedWater Heat LE 55 Gal2 | Pierce CountySingle Family - Highly ImpactedWater Heat LE 55 Gal2New | Pierce CountySingle Family - Highly ImpactedWater Heat LE 55 GalFederal Standard 2015 Storage Water Heater ≤ 55 GAL - EF 0.62New | Pierce CountySingle Family - Highly ImpactedWater Heat LE 55 GalNew | Pierce County | Single Family - Highly Impacted | Water Heat LE 55 Gal | 2 | Federal Standard 2015 Storage Water Heater ≤ 55 GAL - EF 0.62 | New | 83.44% | 83.44% | 83.44% | 83.44% | 83.44% | 83.44% | 83.44% | 83.44% | 83.44% | 83.44% | 83.44% | 83.44% | 83.44% | 83.44% | 83.44% | 83.44% | 83.44% | 83.44% | 83.44% | 83.44% | 83.44% | 83.44% | 83.44% | 83.44% | 83.44% | 83.44% | 83.44% | 83.44%
Pierce CountyMultifamily | Pierce CountyMultifamilyWater Heat LE 55 Gal | Pierce CountyMultifamilyWater Heat LE 55 Gal2 | Pierce CountyMultifamilyWater Heat LE 55 Gal2Existing | Pierce CountyMultifamilyWater Heat LE 55 GalFederal Standard 2015 Storage Water Heater ≤ 55 GAL - EF 0.62Existing | Pierce CountyMultifamilyWater Heat LE 55 GalExisting | Pierce County | Multifamily | Water Heat LE 55 Gal | 2 | Federal Standard 2015 Storage Water Heater ≤ 55 GAL - EF 0.62 | Existing | 13.68% | 13.68% | 13.68% | 13.68% | 13.68% | 13.68% | 13.68% | 13.68% | 13.68% | 13.68% | 13.68% | 13.68% | 13.68% | 13.68% | 13.68% | 13.68% | 13.68% | 13.68% | 13.68% | 13.68% | 13.68% | 13.68% | 13.68% | 13.68% | 13.68% | 13.68% | 13.68% | 13.68%
Pierce CountyMultifamily | Pierce CountyMultifamilyWater Heat LE 55 Gal | Pierce CountyMultifamilyWater Heat LE 55 Gal2 | Pierce CountyMultifamilyWater Heat LE 55 Gal2New | Pierce CountyMultifamilyWater Heat LE 55 GalFederal Standard 2015 Storage Water Heater ≤ 55 GAL - EF 0.62New | Pierce CountyMultifamilyWater Heat LE 55 GalNew | Pierce County | Multifamily | Water Heat LE 55 Gal | 2 | Federal Standard 2015 Storage Water Heater ≤ 55 GAL - EF 0.62 | New | 83.44% | 83.44% | 83.44% | 83.44% | 83.44% | 83.44% | 83.44% | 83.44% | 83.44% | 83.44% | 83.44% | 83.44% | 83.44% | 83.44% | 83.44% | 83.44% | 83.44% | 83.44% | 83.44% | 83.44% | 83.44% | 83.44% | 83.44% | 83.44% | 83.44% | 83.44% | 83.44% | 83.44%
Pierce CountyMultifamily - Highly Impacted | Pierce CountyMultifamily - Highly ImpactedWater Heat LE 55 Gal | Pierce CountyMultifamily - Highly ImpactedWater Heat LE 55 Gal2 | Pierce CountyMultifamily - Highly ImpactedWater Heat LE 55 Gal2Existing | Pierce CountyMultifamily - Highly ImpactedWater Heat LE 55 GalFederal Standard 2015 Storage Water Heater ≤ 55 GAL - EF 0.62Existing | Pierce CountyMultifamily - Highly ImpactedWater Heat LE 55 GalExisting | Pierce County | Multifamily - Highly Impacted | Water Heat LE 55 Gal | 2 | Federal Standard 2015 Storage Water Heater ≤ 55 GAL - EF 0.62 | Existing | 13.68% | 13.68% | 13.68% | 13.68% | 13.68% | 13.68% | 13.68% | 13.68% | 13.68% | 13.68% | 13.68% | 13.68% | 13.68% | 13.68% | 13.68% | 13.68% | 13.68% | 13.68% | 13.68% | 13.68% | 13.68% | 13.68% | 13.68% | 13.68% | 13.68% | 13.68% | 13.68% | 13.68%
Pierce CountyMultifamily - Highly Impacted | Pierce CountyMultifamily - Highly ImpactedWater Heat LE 55 Gal | Pierce CountyMultifamily - Highly ImpactedWater Heat LE 55 Gal2 | Pierce CountyMultifamily - Highly ImpactedWater Heat LE 55 Gal2New | Pierce CountyMultifamily - Highly ImpactedWater Heat LE 55 GalFederal Standard 2015 Storage Water Heater ≤ 55 GAL - EF 0.62New | Pierce CountyMultifamily - Highly ImpactedWater Heat LE 55 GalNew | Pierce County | Multifamily - Highly Impacted | Water Heat LE 55 Gal | 2 | Federal Standard 2015 Storage Water Heater ≤ 55 GAL - EF 0.62 | New | 83.44% | 83.44% | 83.44% | 83.44% | 83.44% | 83.44% | 83.44% | 83.44% | 83.44% | 83.44% | 83.44% | 83.44% | 83.44% | 83.44% | 83.44% | 83.44% | 83.44% | 83.44% | 83.44% | 83.44% | 83.44% | 83.44% | 83.44% | 83.44% | 83.44% | 83.44% | 83.44% | 83.44%
Pierce CountyManufactured | Pierce CountyManufacturedWater Heat LE 55 Gal | Pierce CountyManufacturedWater Heat LE 55 Gal2 | Pierce CountyManufacturedWater Heat LE 55 Gal2Existing | Pierce CountyManufacturedWater Heat LE 55 GalFederal Standard 2015 Storage Water Heater ≤ 55 GAL - EF 0.62Existing | Pierce CountyManufacturedWater Heat LE 55 GalExisting | Pierce County | Manufactured | Water Heat LE 55 Gal | 2 | Federal Standard 2015 Storage Water Heater ≤ 55 GAL - EF 0.62 | Existing | 13.68% | 13.68% | 13.68% | 13.68% | 13.68% | 13.68% | 13.68% | 13.68% | 13.68% | 13.68% | 13.68% | 13.68% | 13.68% | 13.68% | 13.68% | 13.68% | 13.68% | 13.68% | 13.68% | 13.68% | 13.68% | 13.68% | 13.68% | 13.68% | 13.68% | 13.68% | 13.68% | 13.68%
Pierce CountyManufactured | Pierce CountyManufacturedWater Heat LE 55 Gal | Pierce CountyManufacturedWater Heat LE 55 Gal2 | Pierce CountyManufacturedWater Heat LE 55 Gal2New | Pierce CountyManufacturedWater Heat LE 55 GalFederal Standard 2015 Storage Water Heater ≤ 55 GAL - EF 0.62New | Pierce CountyManufacturedWater Heat LE 55 GalNew | Pierce County | Manufactured | Water Heat LE 55 Gal | 2 | Federal Standard 2015 Storage Water Heater ≤ 55 GAL - EF 0.62 | New | 83.44% | 83.44% | 83.44% | 83.44% | 83.44% | 83.44% | 83.44% | 83.44% | 83.44% | 83.44% | 83.44% | 83.44% | 83.44% | 83.44% | 83.44% | 83.44% | 83.44% | 83.44% | 83.44% | 83.44% | 83.44% | 83.44% | 83.44% | 83.44% | 83.44% | 83.44% | 83.44% | 83.44%
Pierce CountyManufactured - Highly Impacted | Pierce CountyManufactured - Highly ImpactedWater Heat LE 55 Gal | Pierce CountyManufactured - Highly ImpactedWater Heat LE 55 Gal2 | Pierce CountyManufactured - Highly ImpactedWater Heat LE 55 Gal2Existing | Pierce CountyManufactured - Highly ImpactedWater Heat LE 55 GalFederal Standard 2015 Storage Water Heater ≤ 55 GAL - EF 0.62Existing | Pierce CountyManufactured - Highly ImpactedWater Heat LE 55 GalExisting | Pierce County | Manufactured - Highly Impacted | Water Heat LE 55 Gal | 2 | Federal Standard 2015 Storage Water Heater ≤ 55 GAL - EF 0.62 | Existing | 13.68% | 13.68% | 13.68% | 13.68% | 13.68% | 13.68% | 13.68% | 13.68% | 13.68% | 13.68% | 13.68% | 13.68% | 13.68% | 13.68% | 13.68% | 13.68% | 13.68% | 13.68% | 13.68% | 13.68% | 13.68% | 13.68% | 13.68% | 13.68% | 13.68% | 13.68% | 13.68% | 13.68%
Pierce CountyManufactured - Highly Impacted | Pierce CountyManufactured - Highly ImpactedWater Heat LE 55 Gal | Pierce CountyManufactured - Highly ImpactedWater Heat LE 55 Gal2 | Pierce CountyManufactured - Highly ImpactedWater Heat LE 55 Gal2New | Pierce CountyManufactured - Highly ImpactedWater Heat LE 55 GalFederal Standard 2015 Storage Water Heater ≤ 55 GAL - EF 0.62New | Pierce CountyManufactured - Highly ImpactedWater Heat LE 55 GalNew | Pierce County | Manufactured - Highly Impacted | Water Heat LE 55 Gal | 2 | Federal Standard 2015 Storage Water Heater ≤ 55 GAL - EF 0.62 | New | 83.44% | 83.44% | 83.44% | 83.44% | 83.44% | 83.44% | 83.44% | 83.44% | 83.44% | 83.44% | 83.44% | 83.44% | 83.44% | 83.44% | 83.44% | 83.44% | 83.44% | 83.44% | 83.44% | 83.44% | 83.44% | 83.44% | 83.44% | 83.44% | 83.44% | 83.44% | 83.44% | 83.44%
Pierce CountySingle Family | Pierce CountySingle FamilyWater Heat LE 55 Gal | Pierce CountySingle FamilyWater Heat LE 55 Gal3 | Pierce CountySingle FamilyWater Heat LE 55 Gal3Existing | Pierce CountySingle FamilyWater Heat LE 55 GalMarket Standard Storage Water Heater ≤ 55 GALExisting | Pierce CountySingle FamilyWater Heat LE 55 GalExisting | Pierce County | Single Family | Water Heat LE 55 Gal | 3 | Market Standard Storage Water Heater ≤ 55 GAL | Existing | bar: 2023 to 2050
Pierce CountySingle Family | Pierce CountySingle FamilyWater Heat LE 55 Gal | Pierce CountySingle FamilyWater Heat LE 55 Gal3 | Pierce CountySingle FamilyWater Heat LE 55 Gal3New | Pierce CountySingle FamilyWater Heat LE 55 GalMarket Standard Storage Water Heater ≤ 55 GALNew | Pierce CountySingle FamilyWater Heat LE 55 GalNew | Pierce County | Single Family | Water Heat LE 55 Gal | 3 | Market Standard Storage Water Heater ≤ 55 GAL | New | bar: 2023 to 2050
Pierce CountySingle Family - Highly Impacted | Pierce CountySingle Family - Highly ImpactedWater Heat LE 55 Gal | Pierce CountySingle Family - Highly ImpactedWater Heat LE 55 Gal3 | Pierce CountySingle Family - Highly ImpactedWater Heat LE 55 Gal3Existing | Pierce CountySingle Family - Highly ImpactedWater Heat LE 55 GalMarket Standard Storage Water Heater ≤ 55 GALExisting | Pierce CountySingle Family - Highly ImpactedWater Heat LE 55 GalExisting | Pierce County | Single Family - Highly Impacted | Water Heat LE 55 Gal | 3 | Market Standard Storage Water Heater ≤ 55 GAL | Existing | bar: 2023 to 2050
Pierce CountySingle Family - Highly Impacted | Pierce CountySingle Family - Highly ImpactedWater Heat LE 55 Gal | Pierce CountySingle Family - Highly ImpactedWater Heat LE 55 Gal3 | Pierce CountySingle Family - Highly ImpactedWater Heat LE 55 Gal3New | Pierce CountySingle Family - Highly ImpactedWater Heat LE 55 GalMarket Standard Storage Water Heater ≤ 55 GALNew | Pierce CountySingle Family - Highly ImpactedWater Heat LE 55 GalNew | Pierce County | Single Family - Highly Impacted | Water Heat LE 55 Gal | 3 | Market Standard Storage Water Heater ≤ 55 GAL | New | bar: 2023 to 2050
Pierce CountyMultifamily | Pierce CountyMultifamilyWater Heat LE 55 Gal | Pierce CountyMultifamilyWater Heat LE 55 Gal3 | Pierce CountyMultifamilyWater Heat LE 55 Gal3Existing | Pierce CountyMultifamilyWater Heat LE 55 GalMarket Standard Storage Water Heater ≤ 55 GALExisting | Pierce CountyMultifamilyWater Heat LE 55 GalExisting | Pierce County | Multifamily | Water Heat LE 55 Gal | 3 | Market Standard Storage Water Heater ≤ 55 GAL | Existing | bar: 2023 to 2050
Pierce CountyMultifamily | Pierce CountyMultifamilyWater Heat LE 55 Gal | Pierce CountyMultifamilyWater Heat LE 55 Gal3 | Pierce CountyMultifamilyWater Heat LE 55 Gal3New | Pierce CountyMultifamilyWater Heat LE 55 GalMarket Standard Storage Water Heater ≤ 55 GALNew | Pierce CountyMultifamilyWater Heat LE 55 GalNew | Pierce County | Multifamily | Water Heat LE 55 Gal | 3 | Market Standard Storage Water Heater ≤ 55 GAL | New | bar: 2023 to 2050
Pierce CountyMultifamily - Highly Impacted | Pierce CountyMultifamily - Highly ImpactedWater Heat LE 55 Gal | Pierce CountyMultifamily - Highly ImpactedWater Heat LE 55 Gal3 | Pierce CountyMultifamily - Highly ImpactedWater Heat LE 55 Gal3Existing | Pierce CountyMultifamily - Highly ImpactedWater Heat LE 55 GalMarket Standard Storage Water Heater ≤ 55 GALExisting | Pierce CountyMultifamily - Highly ImpactedWater Heat LE 55 GalExisting | Pierce County | Multifamily - Highly Impacted | Water Heat LE 55 Gal | 3 | Market Standard Storage Water Heater ≤ 55 GAL | Existing | bar: 2023 to 2050
Pierce CountyMultifamily - Highly Impacted | Pierce CountyMultifamily - Highly ImpactedWater Heat LE 55 Gal | Pierce CountyMultifamily - Highly ImpactedWater Heat LE 55 Gal3 | Pierce CountyMultifamily - Highly ImpactedWater Heat LE 55 Gal3New | Pierce CountyMultifamily - Highly ImpactedWater Heat LE 55 GalMarket Standard Storage Water Heater ≤ 55 GALNew | Pierce CountyMultifamily - Highly ImpactedWater Heat LE 55 GalNew | Pierce County | Multifamily - Highly Impacted | Water Heat LE 55 Gal | 3 | Market Standard Storage Water Heater ≤ 55 GAL | New | bar: 2023 to 2050
Pierce CountyManufactured | Pierce CountyManufacturedWater Heat LE 55 Gal | Pierce CountyManufacturedWater Heat LE 55 Gal3 | Pierce CountyManufacturedWater Heat LE 55 Gal3Existing | Pierce CountyManufacturedWater Heat LE 55 GalMarket Standard Storage Water Heater ≤ 55 GALExisting | Pierce CountyManufacturedWater Heat LE 55 GalExisting | Pierce County | Manufactured | Water Heat LE 55 Gal | 3 | Market Standard Storage Water Heater ≤ 55 GAL | Existing | bar: 2023 to 2050
Pierce CountyManufactured | Pierce CountyManufacturedWater Heat LE 55 Gal | Pierce CountyManufacturedWater Heat LE 55 Gal3 | Pierce CountyManufacturedWater Heat LE 55 Gal3New | Pierce CountyManufacturedWater Heat LE 55 GalMarket Standard Storage Water Heater ≤ 55 GALNew | Pierce CountyManufacturedWater Heat LE 55 GalNew | Pierce County | Manufactured | Water Heat LE 55 Gal | 3 | Market Standard Storage Water Heater ≤ 55 GAL | New | bar: 2023 to 2050
Pierce CountyManufactured - Highly Impacted | Pierce CountyManufactured - Highly ImpactedWater Heat LE 55 Gal | Pierce CountyManufactured - Highly ImpactedWater Heat LE 55 Gal3 | Pierce CountyManufactured - Highly ImpactedWater Heat LE 55 Gal3Existing | Pierce CountyManufactured - Highly ImpactedWater Heat LE 55 GalMarket Standard Storage Water Heater ≤ 55 GALExisting | Pierce CountyManufactured - Highly ImpactedWater Heat LE 55 GalExisting | Pierce County | Manufactured - Highly Impacted | Water Heat LE 55 Gal | 3 | Market Standard Storage Water Heater ≤ 55 GAL | Existing | bar: 2023 to 2050
Pierce CountyManufactured - Highly Impacted | Pierce CountyManufactured - Highly ImpactedWater Heat LE 55 Gal | Pierce CountyManufactured - Highly ImpactedWater Heat LE 55 Gal3 | Pierce CountyManufactured - Highly ImpactedWater Heat LE 55 Gal3New | Pierce CountyManufactured - Highly ImpactedWater Heat LE 55 GalMarket Standard Storage Water Heater ≤ 55 GALNew | Pierce CountyManufactured - Highly ImpactedWater Heat LE 55 GalNew | Pierce County | Manufactured - Highly Impacted | Water Heat LE 55 Gal | 3 | Market Standard Storage Water Heater ≤ 55 GAL | New | bar: 2023 to 2050
Pierce CountySingle Family | Pierce CountySingle FamilyWater Heat LE 55 Gal | Pierce CountySingle FamilyWater Heat LE 55 Gal4 | Pierce CountySingle FamilyWater Heat LE 55 Gal4Existing | Pierce CountySingle FamilyWater Heat LE 55 GalENERGY STAR Storage Water Heater ≤ 55 GAL - EF 0.67Existing | Pierce CountySingle FamilyWater Heat LE 55 GalExisting | Pierce County | Single Family | Water Heat LE 55 Gal | 4 | ENERGY STAR Storage Water Heater ≤ 55 GAL - EF 0.67 | Existing | 1.146% | 1.146% | 1.146% | 1.146% | 1.146% | 1.146% | 1.146% | 1.146% | 1.146% | 1.146% | 1.146% | 1.146% | 1.146% | 1.146% | 1.146% | 1.146% | 1.146% | 1.146% | 1.146% | 1.146% | 1.146% | 1.146% | 1.146% | 1.146% | 1.146% | 1.146% | 1.146% | 1.146%
Pierce CountySingle Family | Pierce CountySingle FamilyWater Heat LE 55 Gal | Pierce CountySingle FamilyWater Heat LE 55 Gal4 | Pierce CountySingle FamilyWater Heat LE 55 Gal4New | Pierce CountySingle FamilyWater Heat LE 55 GalENERGY STAR Storage Water Heater ≤ 55 GAL - EF 0.67New | Pierce CountySingle FamilyWater Heat LE 55 GalNew | Pierce County | Single Family | Water Heat LE 55 Gal | 4 | ENERGY STAR Storage Water Heater ≤ 55 GAL - EF 0.67 | New | 1.146% | 1.146% | 1.146% | 1.146% | 1.146% | 1.146% | 1.146% | 1.146% | 1.146% | 1.146% | 1.146% | 1.146% | 1.146% | 1.146% | 1.146% | 1.146% | 1.146% | 1.146% | 1.146% | 1.146% | 1.146% | 1.146% | 1.146% | 1.146% | 1.146% | 1.146% | 1.146% | 1.146%
Pierce CountySingle Family - Highly Impacted | Pierce CountySingle Family - Highly ImpactedWater Heat LE 55 Gal | Pierce CountySingle Family - Highly ImpactedWater Heat LE 55 Gal4 | Pierce CountySingle Family - Highly ImpactedWater Heat LE 55 Gal4Existing | Pierce CountySingle Family - Highly ImpactedWater Heat LE 55 GalENERGY STAR Storage Water Heater ≤ 55 GAL - EF 0.67Existing | Pierce CountySingle Family - Highly ImpactedWater Heat LE 55 GalExisting | Pierce County | Single Family - Highly Impacted | Water Heat LE 55 Gal | 4 | ENERGY STAR Storage Water Heater ≤ 55 GAL - EF 0.67 | Existing | 1.146% | 1.146% | 1.146% | 1.146% | 1.146% | 1.146% | 1.146% | 1.146% | 1.146% | 1.146% | 1.146% | 1.146% | 1.146% | 1.146% | 1.146% | 1.146% | 1.146% | 1.146% | 1.146% | 1.146% | 1.146% | 1.146% | 1.146% | 1.146% | 1.146% | 1.146% | 1.146% | 1.146%
Pierce CountySingle Family - Highly Impacted | Pierce CountySingle Family - Highly ImpactedWater Heat LE 55 Gal | Pierce CountySingle Family - Highly ImpactedWater Heat LE 55 Gal4 | Pierce CountySingle Family - Highly ImpactedWater Heat LE 55 Gal4New | Pierce CountySingle Family - Highly ImpactedWater Heat LE 55 GalENERGY STAR Storage Water Heater ≤ 55 GAL - EF 0.67New | Pierce CountySingle Family - Highly ImpactedWater Heat LE 55 GalNew | Pierce County | Single Family - Highly Impacted | Water Heat LE 55 Gal | 4 | ENERGY STAR Storage Water Heater ≤ 55 GAL - EF 0.67 | New | 1.146% | 1.146% | 1.146% | 1.146% | 1.146% | 1.146% | 1.146% | 1.146% | 1.146% | 1.146% | 1.146% | 1.146% | 1.146% | 1.146% | 1.146% | 1.146% | 1.146% | 1.146% | 1.146% | 1.146% | 1.146% | 1.146% | 1.146% | 1.146% | 1.146% | 1.146% | 1.146% | 1.146%
Pierce CountyMultifamily | Pierce CountyMultifamilyWater Heat LE 55 Gal | Pierce CountyMultifamilyWater Heat LE 55 Gal4 | Pierce CountyMultifamilyWater Heat LE 55 Gal4Existing | Pierce CountyMultifamilyWater Heat LE 55 GalENERGY STAR Storage Water Heater ≤ 55 GAL - EF 0.67Existing | Pierce CountyMultifamilyWater Heat LE 55 GalExisting | Pierce County | Multifamily | Water Heat LE 55 Gal | 4 | ENERGY STAR Storage Water Heater ≤ 55 GAL - EF 0.67 | Existing | 1.146% | 1.146% | 1.146% | 1.146% | 1.146% | 1.146% | 1.146% | 1.146% | 1.146% | 1.146% | 1.146% | 1.146% | 1.146% | 1.146% | 1.146% | 1.146% | 1.146% | 1.146% | 1.146% | 1.146% | 1.146% | 1.146% | 1.146% | 1.146% | 1.146% | 1.146% | 1.146% | 1.146%
Pierce CountyMultifamily | Pierce CountyMultifamilyWater Heat LE 55 Gal | Pierce CountyMultifamilyWater Heat LE 55 Gal4 | Pierce CountyMultifamilyWater Heat LE 55 Gal4New | Pierce CountyMultifamilyWater Heat LE 55 GalENERGY STAR Storage Water Heater ≤ 55 GAL - EF 0.67New | Pierce CountyMultifamilyWater Heat LE 55 GalNew | Pierce County | Multifamily | Water Heat LE 55 Gal | 4 | ENERGY STAR Storage Water Heater ≤ 55 GAL - EF 0.67 | New | 1.146% | 1.146% | 1.146% | 1.146% | 1.146% | 1.146% | 1.146% | 1.146% | 1.146% | 1.146% | 1.146% | 1.146% | 1.146% | 1.146% | 1.146% | 1.146% | 1.146% | 1.146% | 1.146% | 1.146% | 1.146% | 1.146% | 1.146% | 1.146% | 1.146% | 1.146% | 1.146% | 1.146%
Pierce CountyMultifamily - Highly Impacted | Pierce CountyMultifamily - Highly ImpactedWater Heat LE 55 Gal | Pierce CountyMultifamily - Highly ImpactedWater Heat LE 55 Gal4 | Pierce CountyMultifamily - Highly ImpactedWater Heat LE 55 Gal4Existing | Pierce CountyMultifamily - Highly ImpactedWater Heat LE 55 GalENERGY STAR Storage Water Heater ≤ 55 GAL - EF 0.67Existing | Pierce CountyMultifamily - Highly ImpactedWater Heat LE 55 GalExisting | Pierce County | Multifamily - Highly Impacted | Water Heat LE 55 Gal | 4 | ENERGY STAR Storage Water Heater ≤ 55 GAL - EF 0.67 | Existing | 1.146% | 1.146% | 1.146% | 1.146% | 1.146% | 1.146% | 1.146% | 1.146% | 1.146% | 1.146% | 1.146% | 1.146% | 1.146% | 1.146% | 1.146% | 1.146% | 1.146% | 1.146% | 1.146% | 1.146% | 1.146% | 1.146% | 1.146% | 1.146% | 1.146% | 1.146% | 1.146% | 1.146%
Pierce CountyMultifamily - Highly Impacted | Pierce CountyMultifamily - Highly ImpactedWater Heat LE 55 Gal | Pierce CountyMultifamily - Highly ImpactedWater Heat LE 55 Gal4 | Pierce CountyMultifamily - Highly ImpactedWater Heat LE 55 Gal4New | Pierce CountyMultifamily - Highly ImpactedWater Heat LE 55 GalENERGY STAR Storage Water Heater ≤ 55 GAL - EF 0.67New | Pierce CountyMultifamily - Highly ImpactedWater Heat LE 55 GalNew | Pierce County | Multifamily - Highly Impacted | Water Heat LE 55 Gal | 4 | ENERGY STAR Storage Water Heater ≤ 55 GAL - EF 0.67 | New | 1.146% | 1.146% | 1.146% | 1.146% | 1.146% | 1.146% | 1.146% | 1.146% | 1.146% | 1.146% | 1.146% | 1.146% | 1.146% | 1.146% | 1.146% | 1.146% | 1.146% | 1.146% | 1.146% | 1.146% | 1.146% | 1.146% | 1.146% | 1.146% | 1.146% | 1.146% | 1.146% | 1.146%
Pierce CountyManufactured | Pierce CountyManufacturedWater Heat LE 55 Gal | Pierce CountyManufacturedWater Heat LE 55 Gal4 | Pierce CountyManufacturedWater Heat LE 55 Gal4Existing | Pierce CountyManufacturedWater Heat LE 55 GalENERGY STAR Storage Water Heater ≤ 55 GAL - EF 0.67Existing | Pierce CountyManufacturedWater Heat LE 55 GalExisting | Pierce County | Manufactured | Water Heat LE 55 Gal | 4 | ENERGY STAR Storage Water Heater ≤ 55 GAL - EF 0.67 | Existing | 1.146% | 1.146% | 1.146% | 1.146% | 1.146% | 1.146% | 1.146% | 1.146% | 1.146% | 1.146% | 1.146% | 1.146% | 1.146% | 1.146% | 1.146% | 1.146% | 1.146% | 1.146% | 1.146% | 1.146% | 1.146% | 1.146% | 1.146% | 1.146% | 1.146% | 1.146% | 1.146% | 1.146%
Pierce CountyManufactured | Pierce CountyManufacturedWater Heat LE 55 Gal | Pierce CountyManufacturedWater Heat LE 55 Gal4 | Pierce CountyManufacturedWater Heat LE 55 Gal4New | Pierce CountyManufacturedWater Heat LE 55 GalENERGY STAR Storage Water Heater ≤ 55 GAL - EF 0.67New | Pierce CountyManufacturedWater Heat LE 55 GalNew | Pierce County | Manufactured | Water Heat LE 55 Gal | 4 | ENERGY STAR Storage Water Heater ≤ 55 GAL - EF 0.67 | New | 1.146% | 1.146% | 1.146% | 1.146% | 1.146% | 1.146% | 1.146% | 1.146% | 1.146% | 1.146% | 1.146% | 1.146% | 1.146% | 1.146% | 1.146% | 1.146% | 1.146% | 1.146% | 1.146% | 1.146% | 1.146% | 1.146% | 1.146% | 1.146% | 1.146% | 1.146% | 1.146% | 1.146%
Pierce CountyManufactured - Highly Impacted | Pierce CountyManufactured - Highly ImpactedWater Heat LE 55 Gal | Pierce CountyManufactured - Highly ImpactedWater Heat LE 55 Gal4 | Pierce CountyManufactured - Highly ImpactedWater Heat LE 55 Gal4Existing | Pierce CountyManufactured - Highly ImpactedWater Heat LE 55 GalENERGY STAR Storage Water Heater ≤ 55 GAL - EF 0.67Existing | Pierce CountyManufactured - Highly ImpactedWater Heat LE 55 GalExisting | Pierce County | Manufactured - Highly Impacted | Water Heat LE 55 Gal | 4 | ENERGY STAR Storage Water Heater ≤ 55 GAL - EF 0.67 | Existing | 1.146% | 1.146% | 1.146% | 1.146% | 1.146% | 1.146% | 1.146% | 1.146% | 1.146% | 1.146% | 1.146% | 1.146% | 1.146% | 1.146% | 1.146% | 1.146% | 1.146% | 1.146% | 1.146% | 1.146% | 1.146% | 1.146% | 1.146% | 1.146% | 1.146% | 1.146% | 1.146% | 1.146%
Pierce CountyManufactured - Highly Impacted | Pierce CountyManufactured - Highly ImpactedWater Heat LE 55 Gal | Pierce CountyManufactured - Highly ImpactedWater Heat LE 55 Gal4 | Pierce CountyManufactured - Highly ImpactedWater Heat LE 55 Gal4New | Pierce CountyManufactured - Highly ImpactedWater Heat LE 55 GalENERGY STAR Storage Water Heater ≤ 55 GAL - EF 0.67New | Pierce CountyManufactured - Highly ImpactedWater Heat LE 55 GalNew | Pierce County | Manufactured - Highly Impacted | Water Heat LE 55 Gal | 4 | ENERGY STAR Storage Water Heater ≤ 55 GAL - EF 0.67 | New | 1.146% | 1.146% | 1.146% | 1.146% | 1.146% | 1.146% | 1.146% | 1.146% | 1.146% | 1.146% | 1.146% | 1.146% | 1.146% | 1.146% | 1.146% | 1.146% | 1.146% | 1.146% | 1.146% | 1.146% | 1.146% | 1.146% | 1.146% | 1.146% | 1.146% | 1.146% | 1.146% | 1.146%
Pierce CountySingle Family | Pierce CountySingle FamilyWater Heat LE 55 Gal | Pierce CountySingle FamilyWater Heat LE 55 Gal5 | Pierce CountySingle FamilyWater Heat LE 55 Gal5Existing | Pierce CountySingle FamilyWater Heat LE 55 GalCondensing Water Heater ≤ 55 GAL - EF 0.85Existing | Pierce CountySingle FamilyWater Heat LE 55 GalExisting | Pierce County | Single Family | Water Heat LE 55 Gal | 5 | Condensing Water Heater ≤ 55 GAL - EF 0.85 | Existing | 0.06877% | 0.06877% | 0.06877% | 0.06877% | 0.06877% | 0.06877% | 0.06877% | 0.06877% | 0.06877% | 0.06877% | 0.06877% | 0.06877% | 0.06877% | 0.06877% | 0.06877% | 0.06877% | 0.06877% | 0.06877% | 0.06877% | 0.06877% | 0.06877% | 0.06877% | 0.06877% | 0.06877% | 0.06877% | 0.06877% | 0.06877% | 0.06877%
Pierce CountySingle Family | Pierce CountySingle FamilyWater Heat LE 55 Gal | Pierce CountySingle FamilyWater Heat LE 55 Gal5 | Pierce CountySingle FamilyWater Heat LE 55 Gal5New | Pierce CountySingle FamilyWater Heat LE 55 GalCondensing Water Heater ≤ 55 GAL - EF 0.85New | Pierce CountySingle FamilyWater Heat LE 55 GalNew | Pierce County | Single Family | Water Heat LE 55 Gal | 5 | Condensing Water Heater ≤ 55 GAL - EF 0.85 | New | 0.06877% | 0.06877% | 0.06877% | 0.06877% | 0.06877% | 0.06877% | 0.06877% | 0.06877% | 0.06877% | 0.06877% | 0.06877% | 0.06877% | 0.06877% | 0.06877% | 0.06877% | 0.06877% | 0.06877% | 0.06877% | 0.06877% | 0.06877% | 0.06877% | 0.06877% | 0.06877% | 0.06877% | 0.06877% | 0.06877% | 0.06877% | 0.06877%
Pierce CountySingle Family - Highly Impacted | Pierce CountySingle Family - Highly ImpactedWater Heat LE 55 Gal | Pierce CountySingle Family - Highly ImpactedWater Heat LE 55 Gal5 | Pierce CountySingle Family - Highly ImpactedWater Heat LE 55 Gal5Existing | Pierce CountySingle Family - Highly ImpactedWater Heat LE 55 GalCondensing Water Heater ≤ 55 GAL - EF 0.85Existing | Pierce CountySingle Family - Highly ImpactedWater Heat LE 55 GalExisting | Pierce County | Single Family - Highly Impacted | Water Heat LE 55 Gal | 5 | Condensing Water Heater ≤ 55 GAL - EF 0.85 | Existing | 0.06877% | 0.06877% | 0.06877% | 0.06877% | 0.06877% | 0.06877% | 0.06877% | 0.06877% | 0.06877% | 0.06877% | 0.06877% | 0.06877% | 0.06877% | 0.06877% | 0.06877% | 0.06877% | 0.06877% | 0.06877% | 0.06877% | 0.06877% | 0.06877% | 0.06877% | 0.06877% | 0.06877% | 0.06877% | 0.06877% | 0.06877% | 0.06877%
Pierce CountySingle Family - Highly Impacted | Pierce CountySingle Family - Highly ImpactedWater Heat LE 55 Gal | Pierce CountySingle Family - Highly ImpactedWater Heat LE 55 Gal5 | Pierce CountySingle Family - Highly ImpactedWater Heat LE 55 Gal5New | Pierce CountySingle Family - Highly ImpactedWater Heat LE 55 GalCondensing Water Heater ≤ 55 GAL - EF 0.85New | Pierce CountySingle Family - Highly ImpactedWater Heat LE 55 GalNew | Pierce County | Single Family - Highly Impacted | Water Heat LE 55 Gal | 5 | Condensing Water Heater ≤ 55 GAL - EF 0.85 | New | 0.06877% | 0.06877% | 0.06877% | 0.06877% | 0.06877% | 0.06877% | 0.06877% | 0.06877% | 0.06877% | 0.06877% | 0.06877% | 0.06877% | 0.06877% | 0.06877% | 0.06877% | 0.06877% | 0.06877% | 0.06877% | 0.06877% | 0.06877% | 0.06877% | 0.06877% | 0.06877% | 0.06877% | 0.06877% | 0.06877% | 0.06877% | 0.06877%
Pierce CountyMultifamily | Pierce CountyMultifamilyWater Heat LE 55 Gal | Pierce CountyMultifamilyWater Heat LE 55 Gal5 | Pierce CountyMultifamilyWater Heat LE 55 Gal5Existing | Pierce CountyMultifamilyWater Heat LE 55 GalCondensing Water Heater ≤ 55 GAL - EF 0.85Existing | Pierce CountyMultifamilyWater Heat LE 55 GalExisting | Pierce County | Multifamily | Water Heat LE 55 Gal | 5 | Condensing Water Heater ≤ 55 GAL - EF 0.85 | Existing | 0.06877% | 0.06877% | 0.06877% | 0.06877% | 0.06877% | 0.06877% | 0.06877% | 0.06877% | 0.06877% | 0.06877% | 0.06877% | 0.06877% | 0.06877% | 0.06877% | 0.06877% | 0.06877% | 0.06877% | 0.06877% | 0.06877% | 0.06877% | 0.06877% | 0.06877% | 0.06877% | 0.06877% | 0.06877% | 0.06877% | 0.06877% | 0.06877%
Pierce CountyMultifamily | Pierce CountyMultifamilyWater Heat LE 55 Gal | Pierce CountyMultifamilyWater Heat LE 55 Gal5 | Pierce CountyMultifamilyWater Heat LE 55 Gal5New | Pierce CountyMultifamilyWater Heat LE 55 GalCondensing Water Heater ≤ 55 GAL - EF 0.85New | Pierce CountyMultifamilyWater Heat LE 55 GalNew | Pierce County | Multifamily | Water Heat LE 55 Gal | 5 | Condensing Water Heater ≤ 55 GAL - EF 0.85 | New | 0.06877% | 0.06877% | 0.06877% | 0.06877% | 0.06877% | 0.06877% | 0.06877% | 0.06877% | 0.06877% | 0.06877% | 0.06877% | 0.06877% | 0.06877% | 0.06877% | 0.06877% | 0.06877% | 0.06877% | 0.06877% | 0.06877% | 0.06877% | 0.06877% | 0.06877% | 0.06877% | 0.06877% | 0.06877% | 0.06877% | 0.06877% | 0.06877%
Pierce CountyMultifamily - Highly Impacted | Pierce CountyMultifamily - Highly ImpactedWater Heat LE 55 Gal | Pierce CountyMultifamily - Highly ImpactedWater Heat LE 55 Gal5 | Pierce CountyMultifamily - Highly ImpactedWater Heat LE 55 Gal5Existing | Pierce CountyMultifamily - Highly ImpactedWater Heat LE 55 GalCondensing Water Heater ≤ 55 GAL - EF 0.85Existing | Pierce CountyMultifamily - Highly ImpactedWater Heat LE 55 GalExisting | Pierce County | Multifamily - Highly Impacted | Water Heat LE 55 Gal | 5 | Condensing Water Heater ≤ 55 GAL - EF 0.85 | Existing | 0.06877% | 0.06877% | 0.06877% | 0.06877% | 0.06877% | 0.06877% | 0.06877% | 0.06877% | 0.06877% | 0.06877% | 0.06877% | 0.06877% | 0.06877% | 0.06877% | 0.06877% | 0.06877% | 0.06877% | 0.06877% | 0.06877% | 0.06877% | 0.06877% | 0.06877% | 0.06877% | 0.06877% | 0.06877% | 0.06877% | 0.06877% | 0.06877%
Pierce CountyMultifamily - Highly Impacted | Pierce CountyMultifamily - Highly ImpactedWater Heat LE 55 Gal | Pierce CountyMultifamily - Highly ImpactedWater Heat LE 55 Gal5 | Pierce CountyMultifamily - Highly ImpactedWater Heat LE 55 Gal5New | Pierce CountyMultifamily - Highly ImpactedWater Heat LE 55 GalCondensing Water Heater ≤ 55 GAL - EF 0.85New | Pierce CountyMultifamily - Highly ImpactedWater Heat LE 55 GalNew | Pierce County | Multifamily - Highly Impacted | Water Heat LE 55 Gal | 5 | Condensing Water Heater ≤ 55 GAL - EF 0.85 | New | 0.06877% | 0.06877% | 0.06877% | 0.06877% | 0.06877% | 0.06877% | 0.06877% | 0.06877% | 0.06877% | 0.06877% | 0.06877% | 0.06877% | 0.06877% | 0.06877% | 0.06877% | 0.06877% | 0.06877% | 0.06877% | 0.06877% | 0.06877% | 0.06877% | 0.06877% | 0.06877% | 0.06877% | 0.06877% | 0.06877% | 0.06877% | 0.06877%
Pierce CountyManufactured | Pierce CountyManufacturedWater Heat LE 55 Gal | Pierce CountyManufacturedWater Heat LE 55 Gal5 | Pierce CountyManufacturedWater Heat LE 55 Gal5Existing | Pierce CountyManufacturedWater Heat LE 55 GalCondensing Water Heater ≤ 55 GAL - EF 0.85Existing | Pierce CountyManufacturedWater Heat LE 55 GalExisting | Pierce County | Manufactured | Water Heat LE 55 Gal | 5 | Condensing Water Heater ≤ 55 GAL - EF 0.85 | Existing | 0.06877% | 0.06877% | 0.06877% | 0.06877% | 0.06877% | 0.06877% | 0.06877% | 0.06877% | 0.06877% | 0.06877% | 0.06877% | 0.06877% | 0.06877% | 0.06877% | 0.06877% | 0.06877% | 0.06877% | 0.06877% | 0.06877% | 0.06877% | 0.06877% | 0.06877% | 0.06877% | 0.06877% | 0.06877% | 0.06877% | 0.06877% | 0.06877%
Pierce CountyManufactured | Pierce CountyManufacturedWater Heat LE 55 Gal | Pierce CountyManufacturedWater Heat LE 55 Gal5 | Pierce CountyManufacturedWater Heat LE 55 Gal5New | Pierce CountyManufacturedWater Heat LE 55 GalCondensing Water Heater ≤ 55 GAL - EF 0.85New | Pierce CountyManufacturedWater Heat LE 55 GalNew | Pierce County | Manufactured | Water Heat LE 55 Gal | 5 | Condensing Water Heater ≤ 55 GAL - EF 0.85 | New | 0.06877% | 0.06877% | 0.06877% | 0.06877% | 0.06877% | 0.06877% | 0.06877% | 0.06877% | 0.06877% | 0.06877% | 0.06877% | 0.06877% | 0.06877% | 0.06877% | 0.06877% | 0.06877% | 0.06877% | 0.06877% | 0.06877% | 0.06877% | 0.06877% | 0.06877% | 0.06877% | 0.06877% | 0.06877% | 0.06877% | 0.06877% | 0.06877%
Pierce CountyManufactured - Highly Impacted | Pierce CountyManufactured - Highly ImpactedWater Heat LE 55 Gal | Pierce CountyManufactured - Highly ImpactedWater Heat LE 55 Gal5 | Pierce CountyManufactured - Highly ImpactedWater Heat LE 55 Gal5Existing | Pierce CountyManufactured - Highly ImpactedWater Heat LE 55 GalCondensing Water Heater ≤ 55 GAL - EF 0.85Existing | Pierce CountyManufactured - Highly ImpactedWater Heat LE 55 GalExisting | Pierce County | Manufactured - Highly Impacted | Water Heat LE 55 Gal | 5 | Condensing Water Heater ≤ 55 GAL - EF 0.85 | Existing | 0.06877% | 0.06877% | 0.06877% | 0.06877% | 0.06877% | 0.06877% | 0.06877% | 0.06877% | 0.06877% | 0.06877% | 0.06877% | 0.06877% | 0.06877% | 0.06877% | 0.06877% | 0.06877% | 0.06877% | 0.06877% | 0.06877% | 0.06877% | 0.06877% | 0.06877% | 0.06877% | 0.06877% | 0.06877% | 0.06877% | 0.06877% | 0.06877%
Pierce CountyManufactured - Highly Impacted | Pierce CountyManufactured - Highly ImpactedWater Heat LE 55 Gal | Pierce CountyManufactured - Highly ImpactedWater Heat LE 55 Gal5 | Pierce CountyManufactured - Highly ImpactedWater Heat LE 55 Gal5New | Pierce CountyManufactured - Highly ImpactedWater Heat LE 55 GalCondensing Water Heater ≤ 55 GAL - EF 0.85New | Pierce CountyManufactured - Highly ImpactedWater Heat LE 55 GalNew | Pierce County | Manufactured - Highly Impacted | Water Heat LE 55 Gal | 5 | Condensing Water Heater ≤ 55 GAL - EF 0.85 | New | 0.06877% | 0.06877% | 0.06877% | 0.06877% | 0.06877% | 0.06877% | 0.06877% | 0.06877% | 0.06877% | 0.06877% | 0.06877% | 0.06877% | 0.06877% | 0.06877% | 0.06877% | 0.06877% | 0.06877% | 0.06877% | 0.06877% | 0.06877% | 0.06877% | 0.06877% | 0.06877% | 0.06877% | 0.06877% | 0.06877% | 0.06877% | 0.06877%
Pierce CountySingle Family | Pierce CountySingle FamilyWater Heat LE 55 Gal | Pierce CountySingle FamilyWater Heat LE 55 Gal6 | Pierce CountySingle FamilyWater Heat LE 55 Gal6Existing | Pierce CountySingle FamilyWater Heat LE 55 GalENERGY STAR Tankless Water Heater ≤ 55 GAL - EF 0.90Existing | Pierce CountySingle FamilyWater Heat LE 55 GalExisting | Pierce County | Single Family | Water Heat LE 55 Gal | 6 | ENERGY STAR Tankless Water Heater ≤ 55 GAL - EF 0.90 | Existing | 15.34% | 15.34% | 15.34% | 15.34% | 15.34% | 15.34% | 15.34% | 15.34% | 15.34% | 15.34% | 15.34% | 15.34% | 15.34% | 15.34% | 15.34% | 15.34% | 15.34% | 15.34% | 15.34% | 15.34% | 15.34% | 15.34% | 15.34% | 15.34% | 15.34% | 15.34% | 15.34% | 15.34%
Pierce CountySingle Family | Pierce CountySingle FamilyWater Heat LE 55 Gal | Pierce CountySingle FamilyWater Heat LE 55 Gal6 | Pierce CountySingle FamilyWater Heat LE 55 Gal6New | Pierce CountySingle FamilyWater Heat LE 55 GalENERGY STAR Tankless Water Heater ≤ 55 GAL - EF 0.90New | Pierce CountySingle FamilyWater Heat LE 55 GalNew | Pierce County | Single Family | Water Heat LE 55 Gal | 6 | ENERGY STAR Tankless Water Heater ≤ 55 GAL - EF 0.90 | New | 15.34% | 15.34% | 15.34% | 15.34% | 15.34% | 15.34% | 15.34% | 15.34% | 15.34% | 15.34% | 15.34% | 15.34% | 15.34% | 15.34% | 15.34% | 15.34% | 15.34% | 15.34% | 15.34% | 15.34% | 15.34% | 15.34% | 15.34% | 15.34% | 15.34% | 15.34% | 15.34% | 15.34%
Pierce CountySingle Family - Highly Impacted | Pierce CountySingle Family - Highly ImpactedWater Heat LE 55 Gal | Pierce CountySingle Family - Highly ImpactedWater Heat LE 55 Gal6 | Pierce CountySingle Family - Highly ImpactedWater Heat LE 55 Gal6Existing | Pierce CountySingle Family - Highly ImpactedWater Heat LE 55 GalENERGY STAR Tankless Water Heater ≤ 55 GAL - EF 0.90Existing | Pierce CountySingle Family - Highly ImpactedWater Heat LE 55 GalExisting | Pierce County | Single Family - Highly Impacted | Water Heat LE 55 Gal | 6 | ENERGY STAR Tankless Water Heater ≤ 55 GAL - EF 0.90 | Existing | 15.34% | 15.34% | 15.34% | 15.34% | 15.34% | 15.34% | 15.34% | 15.34% | 15.34% | 15.34% | 15.34% | 15.34% | 15.34% | 15.34% | 15.34% | 15.34% | 15.34% | 15.34% | 15.34% | 15.34% | 15.34% | 15.34% | 15.34% | 15.34% | 15.34% | 15.34% | 15.34% | 15.34%
Pierce CountySingle Family - Highly Impacted | Pierce CountySingle Family - Highly ImpactedWater Heat LE 55 Gal | Pierce CountySingle Family - Highly ImpactedWater Heat LE 55 Gal6 | Pierce CountySingle Family - Highly ImpactedWater Heat LE 55 Gal6New | Pierce CountySingle Family - Highly ImpactedWater Heat LE 55 GalENERGY STAR Tankless Water Heater ≤ 55 GAL - EF 0.90New | Pierce CountySingle Family - Highly ImpactedWater Heat LE 55 GalNew | Pierce County | Single Family - Highly Impacted | Water Heat LE 55 Gal | 6 | ENERGY STAR Tankless Water Heater ≤ 55 GAL - EF 0.90 | New | 15.34% | 15.34% | 15.34% | 15.34% | 15.34% | 15.34% | 15.34% | 15.34% | 15.34% | 15.34% | 15.34% | 15.34% | 15.34% | 15.34% | 15.34% | 15.34% | 15.34% | 15.34% | 15.34% | 15.34% | 15.34% | 15.34% | 15.34% | 15.34% | 15.34% | 15.34% | 15.34% | 15.34%
Pierce CountyMultifamily | Pierce CountyMultifamilyWater Heat LE 55 Gal | Pierce CountyMultifamilyWater Heat LE 55 Gal6 | Pierce CountyMultifamilyWater Heat LE 55 Gal6Existing | Pierce CountyMultifamilyWater Heat LE 55 GalENERGY STAR Tankless Water Heater ≤ 55 GAL - EF 0.90Existing | Pierce CountyMultifamilyWater Heat LE 55 GalExisting | Pierce County | Multifamily | Water Heat LE 55 Gal | 6 | ENERGY STAR Tankless Water Heater ≤ 55 GAL - EF 0.90 | Existing | 15.34% | 15.34% | 15.34% | 15.34% | 15.34% | 15.34% | 15.34% | 15.34% | 15.34% | 15.34% | 15.34% | 15.34% | 15.34% | 15.34% | 15.34% | 15.34% | 15.34% | 15.34% | 15.34% | 15.34% | 15.34% | 15.34% | 15.34% | 15.34% | 15.34% | 15.34% | 15.34% | 15.34%
Pierce CountyMultifamily | Pierce CountyMultifamilyWater Heat LE 55 Gal | Pierce CountyMultifamilyWater Heat LE 55 Gal6 | Pierce CountyMultifamilyWater Heat LE 55 Gal6New | Pierce CountyMultifamilyWater Heat LE 55 GalENERGY STAR Tankless Water Heater ≤ 55 GAL - EF 0.90New | Pierce CountyMultifamilyWater Heat LE 55 GalNew | Pierce County | Multifamily | Water Heat LE 55 Gal | 6 | ENERGY STAR Tankless Water Heater ≤ 55 GAL - EF 0.90 | New | 15.34% | 15.34% | 15.34% | 15.34% | 15.34% | 15.34% | 15.34% | 15.34% | 15.34% | 15.34% | 15.34% | 15.34% | 15.34% | 15.34% | 15.34% | 15.34% | 15.34% | 15.34% | 15.34% | 15.34% | 15.34% | 15.34% | 15.34% | 15.34% | 15.34% | 15.34% | 15.34% | 15.34%
Pierce CountyMultifamily - Highly Impacted | Pierce CountyMultifamily - Highly ImpactedWater Heat LE 55 Gal | Pierce CountyMultifamily - Highly ImpactedWater Heat LE 55 Gal6 | Pierce CountyMultifamily - Highly ImpactedWater Heat LE 55 Gal6Existing | Pierce CountyMultifamily - Highly ImpactedWater Heat LE 55 GalENERGY STAR Tankless Water Heater ≤ 55 GAL - EF 0.90Existing | Pierce CountyMultifamily - Highly ImpactedWater Heat LE 55 GalExisting | Pierce County | Multifamily - Highly Impacted | Water Heat LE 55 Gal | 6 | ENERGY STAR Tankless Water Heater ≤ 55 GAL - EF 0.90 | Existing | 15.34% | 15.34% | 15.34% | 15.34% | 15.34% | 15.34% | 15.34% | 15.34% | 15.34% | 15.34% | 15.34% | 15.34% | 15.34% | 15.34% | 15.34% | 15.34% | 15.34% | 15.34% | 15.34% | 15.34% | 15.34% | 15.34% | 15.34% | 15.34% | 15.34% | 15.34% | 15.34% | 15.34%
Pierce CountyMultifamily - Highly Impacted | Pierce CountyMultifamily - Highly ImpactedWater Heat LE 55 Gal | Pierce CountyMultifamily - Highly ImpactedWater Heat LE 55 Gal6 | Pierce CountyMultifamily - Highly ImpactedWater Heat LE 55 Gal6New | Pierce CountyMultifamily - Highly ImpactedWater Heat LE 55 GalENERGY STAR Tankless Water Heater ≤ 55 GAL - EF 0.90New | Pierce CountyMultifamily - Highly ImpactedWater Heat LE 55 GalNew | Pierce County | Multifamily - Highly Impacted | Water Heat LE 55 Gal | 6 | ENERGY STAR Tankless Water Heater ≤ 55 GAL - EF 0.90 | New | 15.34% | 15.34% | 15.34% | 15.34% | 15.34% | 15.34% | 15.34% | 15.34% | 15.34% | 15.34% | 15.34% | 15.34% | 15.34% | 15.34% | 15.34% | 15.34% | 15.34% | 15.34% | 15.34% | 15.34% | 15.34% | 15.34% | 15.34% | 15.34% | 15.34% | 15.34% | 15.34% | 15.34%
Pierce CountyManufactured | Pierce CountyManufacturedWater Heat LE 55 Gal | Pierce CountyManufacturedWater Heat LE 55 Gal6 | Pierce CountyManufacturedWater Heat LE 55 Gal6Existing | Pierce CountyManufacturedWater Heat LE 55 GalENERGY STAR Tankless Water Heater ≤ 55 GAL - EF 0.90Existing | Pierce CountyManufacturedWater Heat LE 55 GalExisting | Pierce County | Manufactured | Water Heat LE 55 Gal | 6 | ENERGY STAR Tankless Water Heater ≤ 55 GAL - EF 0.90 | Existing | 15.34% | 15.34% | 15.34% | 15.34% | 15.34% | 15.34% | 15.34% | 15.34% | 15.34% | 15.34% | 15.34% | 15.34% | 15.34% | 15.34% | 15.34% | 15.34% | 15.34% | 15.34% | 15.34% | 15.34% | 15.34% | 15.34% | 15.34% | 15.34% | 15.34% | 15.34% | 15.34% | 15.34%
Pierce CountyManufactured | Pierce CountyManufacturedWater Heat LE 55 Gal | Pierce CountyManufacturedWater Heat LE 55 Gal6 | Pierce CountyManufacturedWater Heat LE 55 Gal6New | Pierce CountyManufacturedWater Heat LE 55 GalENERGY STAR Tankless Water Heater ≤ 55 GAL - EF 0.90New | Pierce CountyManufacturedWater Heat LE 55 GalNew | Pierce County | Manufactured | Water Heat LE 55 Gal | 6 | ENERGY STAR Tankless Water Heater ≤ 55 GAL - EF 0.90 | New | 15.34% | 15.34% | 15.34% | 15.34% | 15.34% | 15.34% | 15.34% | 15.34% | 15.34% | 15.34% | 15.34% | 15.34% | 15.34% | 15.34% | 15.34% | 15.34% | 15.34% | 15.34% | 15.34% | 15.34% | 15.34% | 15.34% | 15.34% | 15.34% | 15.34% | 15.34% | 15.34% | 15.34%
Pierce CountyManufactured - Highly Impacted | Pierce CountyManufactured - Highly ImpactedWater Heat LE 55 Gal | Pierce CountyManufactured - Highly ImpactedWater Heat LE 55 Gal6 | Pierce CountyManufactured - Highly ImpactedWater Heat LE 55 Gal6Existing | Pierce CountyManufactured - Highly ImpactedWater Heat LE 55 GalENERGY STAR Tankless Water Heater ≤ 55 GAL - EF 0.90Existing | Pierce CountyManufactured - Highly ImpactedWater Heat LE 55 GalExisting | Pierce County | Manufactured - Highly Impacted | Water Heat LE 55 Gal | 6 | ENERGY STAR Tankless Water Heater ≤ 55 GAL - EF 0.90 | Existing | 15.34% | 15.34% | 15.34% | 15.34% | 15.34% | 15.34% | 15.34% | 15.34% | 15.34% | 15.34% | 15.34% | 15.34% | 15.34% | 15.34% | 15.34% | 15.34% | 15.34% | 15.34% | 15.34% | 15.34% | 15.34% | 15.34% | 15.34% | 15.34% | 15.34% | 15.34% | 15.34% | 15.34%
Pierce CountyManufactured - Highly Impacted | Pierce CountyManufactured - Highly ImpactedWater Heat LE 55 Gal | Pierce CountyManufactured - Highly ImpactedWater Heat LE 55 Gal6 | Pierce CountyManufactured - Highly ImpactedWater Heat LE 55 Gal6New | Pierce CountyManufactured - Highly ImpactedWater Heat LE 55 GalENERGY STAR Tankless Water Heater ≤ 55 GAL - EF 0.90New | Pierce CountyManufactured - Highly ImpactedWater Heat LE 55 GalNew | Pierce County | Manufactured - Highly Impacted | Water Heat LE 55 Gal | 6 | ENERGY STAR Tankless Water Heater ≤ 55 GAL - EF 0.90 | New | 15.34% | 15.34% | 15.34% | 15.34% | 15.34% | 15.34% | 15.34% | 15.34% | 15.34% | 15.34% | 15.34% | 15.34% | 15.34% | 15.34% | 15.34% | 15.34% | 15.34% | 15.34% | 15.34% | 15.34% | 15.34% | 15.34% | 15.34% | 15.34% | 15.34% | 15.34% | 15.34% | 15.34%
Pierce CountySingle Family | Pierce CountySingle FamilyWater Heat GT 55 Gal | Pierce CountySingle FamilyWater Heat GT 55 Gal1 | Pierce CountySingle FamilyWater Heat GT 55 Gal1Existing | Pierce CountySingle FamilyWater Heat GT 55 GalBelow Standard Water Heater > 55 GAL - EF 0.52Existing | Pierce CountySingle FamilyWater Heat GT 55 GalExisting | Pierce County | Single Family | Water Heat GT 55 Gal | 1 | Below Standard Water Heater > 55 GAL - EF 0.52 | Existing | bar: 2023 to 2050
Pierce CountySingle Family | Pierce CountySingle FamilyWater Heat GT 55 Gal | Pierce CountySingle FamilyWater Heat GT 55 Gal1 | Pierce CountySingle FamilyWater Heat GT 55 Gal1New | Pierce CountySingle FamilyWater Heat GT 55 GalBelow Standard Water Heater > 55 GAL - EF 0.52New | Pierce CountySingle FamilyWater Heat GT 55 GalNew | Pierce County | Single Family | Water Heat GT 55 Gal | 1 | Below Standard Water Heater > 55 GAL - EF 0.52 | New | bar: 2023 to 2050
Pierce CountySingle Family - Highly Impacted | Pierce CountySingle Family - Highly ImpactedWater Heat GT 55 Gal | Pierce CountySingle Family - Highly ImpactedWater Heat GT 55 Gal1 | Pierce CountySingle Family - Highly ImpactedWater Heat GT 55 Gal1Existing | Pierce CountySingle Family - Highly ImpactedWater Heat GT 55 GalBelow Standard Water Heater > 55 GAL - EF 0.52Existing | Pierce CountySingle Family - Highly ImpactedWater Heat GT 55 GalExisting | Pierce County | Single Family - Highly Impacted | Water Heat GT 55 Gal | 1 | Below Standard Water Heater > 55 GAL - EF 0.52 | Existing | bar: 2023 to 2050
Pierce CountySingle Family - Highly Impacted | Pierce CountySingle Family - Highly ImpactedWater Heat GT 55 Gal | Pierce CountySingle Family - Highly ImpactedWater Heat GT 55 Gal1 | Pierce CountySingle Family - Highly ImpactedWater Heat GT 55 Gal1New | Pierce CountySingle Family - Highly ImpactedWater Heat GT 55 GalBelow Standard Water Heater > 55 GAL - EF 0.52New | Pierce CountySingle Family - Highly ImpactedWater Heat GT 55 GalNew | Pierce County | Single Family - Highly Impacted | Water Heat GT 55 Gal | 1 | Below Standard Water Heater > 55 GAL - EF 0.52 | New | bar: 2023 to 2050
Pierce CountyMultifamily | Pierce CountyMultifamilyWater Heat GT 55 Gal | Pierce CountyMultifamilyWater Heat GT 55 Gal1 | Pierce CountyMultifamilyWater Heat GT 55 Gal1Existing | Pierce CountyMultifamilyWater Heat GT 55 GalBelow Standard Water Heater > 55 GAL - EF 0.52Existing | Pierce CountyMultifamilyWater Heat GT 55 GalExisting | Pierce County | Multifamily | Water Heat GT 55 Gal | 1 | Below Standard Water Heater > 55 GAL - EF 0.52 | Existing | bar: 2023 to 2050
Pierce CountyMultifamily | Pierce CountyMultifamilyWater Heat GT 55 Gal | Pierce CountyMultifamilyWater Heat GT 55 Gal1 | Pierce CountyMultifamilyWater Heat GT 55 Gal1New | Pierce CountyMultifamilyWater Heat GT 55 GalBelow Standard Water Heater > 55 GAL - EF 0.52New | Pierce CountyMultifamilyWater Heat GT 55 GalNew | Pierce County | Multifamily | Water Heat GT 55 Gal | 1 | Below Standard Water Heater > 55 GAL - EF 0.52 | New | bar: 2023 to 2050
Pierce CountyMultifamily - Highly Impacted | Pierce CountyMultifamily - Highly ImpactedWater Heat GT 55 Gal | Pierce CountyMultifamily - Highly ImpactedWater Heat GT 55 Gal1 | Pierce CountyMultifamily - Highly ImpactedWater Heat GT 55 Gal1Existing | Pierce CountyMultifamily - Highly ImpactedWater Heat GT 55 GalBelow Standard Water Heater > 55 GAL - EF 0.52Existing | Pierce CountyMultifamily - Highly ImpactedWater Heat GT 55 GalExisting | Pierce County | Multifamily - Highly Impacted | Water Heat GT 55 Gal | 1 | Below Standard Water Heater > 55 GAL - EF 0.52 | Existing | bar: 2023 to 2050
Pierce CountyMultifamily - Highly Impacted | Pierce CountyMultifamily - Highly ImpactedWater Heat GT 55 Gal | Pierce CountyMultifamily - Highly ImpactedWater Heat GT 55 Gal1 | Pierce CountyMultifamily - Highly ImpactedWater Heat GT 55 Gal1New | Pierce CountyMultifamily - Highly ImpactedWater Heat GT 55 GalBelow Standard Water Heater > 55 GAL - EF 0.52New | Pierce CountyMultifamily - Highly ImpactedWater Heat GT 55 GalNew | Pierce County | Multifamily - Highly Impacted | Water Heat GT 55 Gal | 1 | Below Standard Water Heater > 55 GAL - EF 0.52 | New | bar: 2023 to 2050
Pierce CountyManufactured | Pierce CountyManufacturedWater Heat GT 55 Gal | Pierce CountyManufacturedWater Heat GT 55 Gal1 | Pierce CountyManufacturedWater Heat GT 55 Gal1Existing | Pierce CountyManufacturedWater Heat GT 55 GalBelow Standard Water Heater > 55 GAL - EF 0.52Existing | Pierce CountyManufacturedWater Heat GT 55 GalExisting | Pierce County | Manufactured | Water Heat GT 55 Gal | 1 | Below Standard Water Heater > 55 GAL - EF 0.52 | Existing | bar: 2023 to 2050
Pierce CountyManufactured | Pierce CountyManufacturedWater Heat GT 55 Gal | Pierce CountyManufacturedWater Heat GT 55 Gal1 | Pierce CountyManufacturedWater Heat GT 55 Gal1New | Pierce CountyManufacturedWater Heat GT 55 GalBelow Standard Water Heater > 55 GAL - EF 0.52New | Pierce CountyManufacturedWater Heat GT 55 GalNew | Pierce County | Manufactured | Water Heat GT 55 Gal | 1 | Below Standard Water Heater > 55 GAL - EF 0.52 | New | bar: 2023 to 2050
Pierce CountyManufactured - Highly Impacted | Pierce CountyManufactured - Highly ImpactedWater Heat GT 55 Gal | Pierce CountyManufactured - Highly ImpactedWater Heat GT 55 Gal1 | Pierce CountyManufactured - Highly ImpactedWater Heat GT 55 Gal1Existing | Pierce CountyManufactured - Highly ImpactedWater Heat GT 55 GalBelow Standard Water Heater > 55 GAL - EF 0.52Existing | Pierce CountyManufactured - Highly ImpactedWater Heat GT 55 GalExisting | Pierce County | Manufactured - Highly Impacted | Water Heat GT 55 Gal | 1 | Below Standard Water Heater > 55 GAL - EF 0.52 | Existing | bar: 2023 to 2050
Pierce CountyManufactured - Highly Impacted | Pierce CountyManufactured - Highly ImpactedWater Heat GT 55 Gal | Pierce CountyManufactured - Highly ImpactedWater Heat GT 55 Gal1 | Pierce CountyManufactured - Highly ImpactedWater Heat GT 55 Gal1New | Pierce CountyManufactured - Highly ImpactedWater Heat GT 55 GalBelow Standard Water Heater > 55 GAL - EF 0.52New | Pierce CountyManufactured - Highly ImpactedWater Heat GT 55 GalNew | Pierce County | Manufactured - Highly Impacted | Water Heat GT 55 Gal | 1 | Below Standard Water Heater > 55 GAL - EF 0.52 | New | bar: 2023 to 2050
Pierce CountySingle Family | Pierce CountySingle FamilyWater Heat GT 55 Gal | Pierce CountySingle FamilyWater Heat GT 55 Gal2 | Pierce CountySingle FamilyWater Heat GT 55 Gal2Existing | Pierce CountySingle FamilyWater Heat GT 55 GalFederal Standard 2015 Condensing Water Heater > 55 GAL - EF 0.74Existing | Pierce CountySingle FamilyWater Heat GT 55 GalExisting | Pierce County | Single Family | Water Heat GT 55 Gal | 2 | Federal Standard 2015 Condensing Water Heater > 55 GAL - EF 0.74 | Existing | 100% | 100% | 100% | 100% | 100% | 100% | 100% | 100% | 100% | 100% | 100% | 100% | 100% | 100% | 100% | 100% | 100% | 100% | 100% | 100% | 100% | 100% | 100% | 100% | 100% | 100% | 100% | 100%
Pierce CountySingle Family | Pierce CountySingle FamilyWater Heat GT 55 Gal | Pierce CountySingle FamilyWater Heat GT 55 Gal2 | Pierce CountySingle FamilyWater Heat GT 55 Gal2New | Pierce CountySingle FamilyWater Heat GT 55 GalFederal Standard 2015 Condensing Water Heater > 55 GAL - EF 0.74New | Pierce CountySingle FamilyWater Heat GT 55 GalNew | Pierce County | Single Family | Water Heat GT 55 Gal | 2 | Federal Standard 2015 Condensing Water Heater > 55 GAL - EF 0.74 | New | 100% | 100% | 100% | 100% | 100% | 100% | 100% | 100% | 100% | 100% | 100% | 100% | 100% | 100% | 100% | 100% | 100% | 100% | 100% | 100% | 100% | 100% | 100% | 100% | 100% | 100% | 100% | 100%
Pierce CountySingle Family - Highly Impacted | Pierce CountySingle Family - Highly ImpactedWater Heat GT 55 Gal | Pierce CountySingle Family - Highly ImpactedWater Heat GT 55 Gal2 | Pierce CountySingle Family - Highly ImpactedWater Heat GT 55 Gal2Existing | Pierce CountySingle Family - Highly ImpactedWater Heat GT 55 GalFederal Standard 2015 Condensing Water Heater > 55 GAL - EF 0.74Existing | Pierce CountySingle Family - Highly ImpactedWater Heat GT 55 GalExisting | Pierce County | Single Family - Highly Impacted | Water Heat GT 55 Gal | 2 | Federal Standard 2015 Condensing Water Heater > 55 GAL - EF 0.74 | Existing | 100% | 100% | 100% | 100% | 100% | 100% | 100% | 100% | 100% | 100% | 100% | 100% | 100% | 100% | 100% | 100% | 100% | 100% | 100% | 100% | 100% | 100% | 100% | 100% | 100% | 100% | 100% | 100%
Pierce CountySingle Family - Highly Impacted | Pierce CountySingle Family - Highly ImpactedWater Heat GT 55 Gal | Pierce CountySingle Family - Highly ImpactedWater Heat GT 55 Gal2 | Pierce CountySingle Family - Highly ImpactedWater Heat GT 55 Gal2New | Pierce CountySingle Family - Highly ImpactedWater Heat GT 55 GalFederal Standard 2015 Condensing Water Heater > 55 GAL - EF 0.74New | Pierce CountySingle Family - Highly ImpactedWater Heat GT 55 GalNew | Pierce County | Single Family - Highly Impacted | Water Heat GT 55 Gal | 2 | Federal Standard 2015 Condensing Water Heater > 55 GAL - EF 0.74 | New | 100% | 100% | 100% | 100% | 100% | 100% | 100% | 100% | 100% | 100% | 100% | 100% | 100% | 100% | 100% | 100% | 100% | 100% | 100% | 100% | 100% | 100% | 100% | 100% | 100% | 100% | 100% | 100%
Pierce CountyMultifamily | Pierce CountyMultifamilyWater Heat GT 55 Gal | Pierce CountyMultifamilyWater Heat GT 55 Gal2 | Pierce CountyMultifamilyWater Heat GT 55 Gal2Existing | Pierce CountyMultifamilyWater Heat GT 55 GalFederal Standard 2015 Condensing Water Heater > 55 GAL - EF 0.74Existing | Pierce CountyMultifamilyWater Heat GT 55 GalExisting | Pierce County | Multifamily | Water Heat GT 55 Gal | 2 | Federal Standard 2015 Condensing Water Heater > 55 GAL - EF 0.74 | Existing | 100% | 100% | 100% | 100% | 100% | 100% | 100% | 100% | 100% | 100% | 100% | 100% | 100% | 100% | 100% | 100% | 100% | 100% | 100% | 100% | 100% | 100% | 100% | 100% | 100% | 100% | 100% | 100%
Pierce CountyMultifamily | Pierce CountyMultifamilyWater Heat GT 55 Gal | Pierce CountyMultifamilyWater Heat GT 55 Gal2 | Pierce CountyMultifamilyWater Heat GT 55 Gal2New | Pierce CountyMultifamilyWater Heat GT 55 GalFederal Standard 2015 Condensing Water Heater > 55 GAL - EF 0.74New | Pierce CountyMultifamilyWater Heat GT 55 GalNew | Pierce County | Multifamily | Water Heat GT 55 Gal | 2 | Federal Standard 2015 Condensing Water Heater > 55 GAL - EF 0.74 | New | 100% | 100% | 100% | 100% | 100% | 100% | 100% | 100% | 100% | 100% | 100% | 100% | 100% | 100% | 100% | 100% | 100% | 100% | 100% | 100% | 100% | 100% | 100% | 100% | 100% | 100% | 100% | 100%
Pierce CountyMultifamily - Highly Impacted | Pierce CountyMultifamily - Highly ImpactedWater Heat GT 55 Gal | Pierce CountyMultifamily - Highly ImpactedWater Heat GT 55 Gal2 | Pierce CountyMultifamily - Highly ImpactedWater Heat GT 55 Gal2Existing | Pierce CountyMultifamily - Highly ImpactedWater Heat GT 55 GalFederal Standard 2015 Condensing Water Heater > 55 GAL - EF 0.74Existing | Pierce CountyMultifamily - Highly ImpactedWater Heat GT 55 GalExisting | Pierce County | Multifamily - Highly Impacted | Water Heat GT 55 Gal | 2 | Federal Standard 2015 Condensing Water Heater > 55 GAL - EF 0.74 | Existing | 100% | 100% | 100% | 100% | 100% | 100% | 100% | 100% | 100% | 100% | 100% | 100% | 100% | 100% | 100% | 100% | 100% | 100% | 100% | 100% | 100% | 100% | 100% | 100% | 100% | 100% | 100% | 100%
Pierce CountyMultifamily - Highly Impacted | Pierce CountyMultifamily - Highly ImpactedWater Heat GT 55 Gal | Pierce CountyMultifamily - Highly ImpactedWater Heat GT 55 Gal2 | Pierce CountyMultifamily - Highly ImpactedWater Heat GT 55 Gal2New | Pierce CountyMultifamily - Highly ImpactedWater Heat GT 55 GalFederal Standard 2015 Condensing Water Heater > 55 GAL - EF 0.74New | Pierce CountyMultifamily - Highly ImpactedWater Heat GT 55 GalNew | Pierce County | Multifamily - Highly Impacted | Water Heat GT 55 Gal | 2 | Federal Standard 2015 Condensing Water Heater > 55 GAL - EF 0.74 | New | 100% | 100% | 100% | 100% | 100% | 100% | 100% | 100% | 100% | 100% | 100% | 100% | 100% | 100% | 100% | 100% | 100% | 100% | 100% | 100% | 100% | 100% | 100% | 100% | 100% | 100% | 100% | 100%
Pierce CountyManufactured | Pierce CountyManufacturedWater Heat GT 55 Gal | Pierce CountyManufacturedWater Heat GT 55 Gal2 | Pierce CountyManufacturedWater Heat GT 55 Gal2Existing | Pierce CountyManufacturedWater Heat GT 55 GalFederal Standard 2015 Condensing Water Heater > 55 GAL - EF 0.74Existing | Pierce CountyManufacturedWater Heat GT 55 GalExisting | Pierce County | Manufactured | Water Heat GT 55 Gal | 2 | Federal Standard 2015 Condensing Water Heater > 55 GAL - EF 0.74 | Existing | 100% | 100% | 100% | 100% | 100% | 100% | 100% | 100% | 100% | 100% | 100% | 100% | 100% | 100% | 100% | 100% | 100% | 100% | 100% | 100% | 100% | 100% | 100% | 100% | 100% | 100% | 100% | 100%
Pierce CountyManufactured | Pierce CountyManufacturedWater Heat GT 55 Gal | Pierce CountyManufacturedWater Heat GT 55 Gal2 | Pierce CountyManufacturedWater Heat GT 55 Gal2New | Pierce CountyManufacturedWater Heat GT 55 GalFederal Standard 2015 Condensing Water Heater > 55 GAL - EF 0.74New | Pierce CountyManufacturedWater Heat GT 55 GalNew | Pierce County | Manufactured | Water Heat GT 55 Gal | 2 | Federal Standard 2015 Condensing Water Heater > 55 GAL - EF 0.74 | New | 100% | 100% | 100% | 100% | 100% | 100% | 100% | 100% | 100% | 100% | 100% | 100% | 100% | 100% | 100% | 100% | 100% | 100% | 100% | 100% | 100% | 100% | 100% | 100% | 100% | 100% | 100% | 100%
Pierce CountyManufactured - Highly Impacted | Pierce CountyManufactured - Highly ImpactedWater Heat GT 55 Gal | Pierce CountyManufactured - Highly ImpactedWater Heat GT 55 Gal2 | Pierce CountyManufactured - Highly ImpactedWater Heat GT 55 Gal2Existing | Pierce CountyManufactured - Highly ImpactedWater Heat GT 55 GalFederal Standard 2015 Condensing Water Heater > 55 GAL - EF 0.74Existing | Pierce CountyManufactured - Highly ImpactedWater Heat GT 55 GalExisting | Pierce County | Manufactured - Highly Impacted | Water Heat GT 55 Gal | 2 | Federal Standard 2015 Condensing Water Heater > 55 GAL - EF 0.74 | Existing | 100% | 100% | 100% | 100% | 100% | 100% | 100% | 100% | 100% | 100% | 100% | 100% | 100% | 100% | 100% | 100% | 100% | 100% | 100% | 100% | 100% | 100% | 100% | 100% | 100% | 100% | 100% | 100%
Pierce CountyManufactured - Highly Impacted | Pierce CountyManufactured - Highly ImpactedWater Heat GT 55 Gal | Pierce CountyManufactured - Highly ImpactedWater Heat GT 55 Gal2 | Pierce CountyManufactured - Highly ImpactedWater Heat GT 55 Gal2New | Pierce CountyManufactured - Highly ImpactedWater Heat GT 55 GalFederal Standard 2015 Condensing Water Heater > 55 GAL - EF 0.74New | Pierce CountyManufactured - Highly ImpactedWater Heat GT 55 GalNew | Pierce County | Manufactured - Highly Impacted | Water Heat GT 55 Gal | 2 | Federal Standard 2015 Condensing Water Heater > 55 GAL - EF 0.74 | New | 100% | 100% | 100% | 100% | 100% | 100% | 100% | 100% | 100% | 100% | 100% | 100% | 100% | 100% | 100% | 100% | 100% | 100% | 100% | 100% | 100% | 100% | 100% | 100% | 100% | 100% | 100% | 100%
Pierce CountySingle Family | Pierce CountySingle FamilyWater Heat GT 55 Gal | Pierce CountySingle FamilyWater Heat GT 55 Gal3 | Pierce CountySingle FamilyWater Heat GT 55 Gal3Existing | Pierce CountySingle FamilyWater Heat GT 55 GalMarket Standard Water Heater > 55 GALExisting | Pierce CountySingle FamilyWater Heat GT 55 GalExisting | Pierce County | Single Family | Water Heat GT 55 Gal | 3 | Market Standard Water Heater > 55 GAL | Existing | bar: 2023 to 2050
Pierce CountySingle Family | Pierce CountySingle FamilyWater Heat GT 55 Gal | Pierce CountySingle FamilyWater Heat GT 55 Gal3 | Pierce CountySingle FamilyWater Heat GT 55 Gal3New | Pierce CountySingle FamilyWater Heat GT 55 GalMarket Standard Water Heater > 55 GALNew | Pierce CountySingle FamilyWater Heat GT 55 GalNew | Pierce County | Single Family | Water Heat GT 55 Gal | 3 | Market Standard Water Heater > 55 GAL | New | bar: 2023 to 2050
Pierce CountySingle Family - Highly Impacted | Pierce CountySingle Family - Highly ImpactedWater Heat GT 55 Gal | Pierce CountySingle Family - Highly ImpactedWater Heat GT 55 Gal3 | Pierce CountySingle Family - Highly ImpactedWater Heat GT 55 Gal3Existing | Pierce CountySingle Family - Highly ImpactedWater Heat GT 55 GalMarket Standard Water Heater > 55 GALExisting | Pierce CountySingle Family - Highly ImpactedWater Heat GT 55 GalExisting | Pierce County | Single Family - Highly Impacted | Water Heat GT 55 Gal | 3 | Market Standard Water Heater > 55 GAL | Existing | bar: 2023 to 2050
Pierce CountySingle Family - Highly Impacted | Pierce CountySingle Family - Highly ImpactedWater Heat GT 55 Gal | Pierce CountySingle Family - Highly ImpactedWater Heat GT 55 Gal3 | Pierce CountySingle Family - Highly ImpactedWater Heat GT 55 Gal3New | Pierce CountySingle Family - Highly ImpactedWater Heat GT 55 GalMarket Standard Water Heater > 55 GALNew | Pierce CountySingle Family - Highly ImpactedWater Heat GT 55 GalNew | Pierce County | Single Family - Highly Impacted | Water Heat GT 55 Gal | 3 | Market Standard Water Heater > 55 GAL | New | bar: 2023 to 2050
Pierce CountyMultifamily | Pierce CountyMultifamilyWater Heat GT 55 Gal | Pierce CountyMultifamilyWater Heat GT 55 Gal3 | Pierce CountyMultifamilyWater Heat GT 55 Gal3Existing | Pierce CountyMultifamilyWater Heat GT 55 GalMarket Standard Water Heater > 55 GALExisting | Pierce CountyMultifamilyWater Heat GT 55 GalExisting | Pierce County | Multifamily | Water Heat GT 55 Gal | 3 | Market Standard Water Heater > 55 GAL | Existing | bar: 2023 to 2050
Pierce CountyMultifamily | Pierce CountyMultifamilyWater Heat GT 55 Gal | Pierce CountyMultifamilyWater Heat GT 55 Gal3 | Pierce CountyMultifamilyWater Heat GT 55 Gal3New | Pierce CountyMultifamilyWater Heat GT 55 GalMarket Standard Water Heater > 55 GALNew | Pierce CountyMultifamilyWater Heat GT 55 GalNew | Pierce County | Multifamily | Water Heat GT 55 Gal | 3 | Market Standard Water Heater > 55 GAL | New | bar: 2023 to 2050
Pierce CountyMultifamily - Highly Impacted | Pierce CountyMultifamily - Highly ImpactedWater Heat GT 55 Gal | Pierce CountyMultifamily - Highly ImpactedWater Heat GT 55 Gal3 | Pierce CountyMultifamily - Highly ImpactedWater Heat GT 55 Gal3Existing | Pierce CountyMultifamily - Highly ImpactedWater Heat GT 55 GalMarket Standard Water Heater > 55 GALExisting | Pierce CountyMultifamily - Highly ImpactedWater Heat GT 55 GalExisting | Pierce County | Multifamily - Highly Impacted | Water Heat GT 55 Gal | 3 | Market Standard Water Heater > 55 GAL | Existing | bar: 2023 to 2050
Pierce CountyMultifamily - Highly Impacted | Pierce CountyMultifamily - Highly ImpactedWater Heat GT 55 Gal | Pierce CountyMultifamily - Highly ImpactedWater Heat GT 55 Gal3 | Pierce CountyMultifamily - Highly ImpactedWater Heat GT 55 Gal3New | Pierce CountyMultifamily - Highly ImpactedWater Heat GT 55 GalMarket Standard Water Heater > 55 GALNew | Pierce CountyMultifamily - Highly ImpactedWater Heat GT 55 GalNew | Pierce County | Multifamily - Highly Impacted | Water Heat GT 55 Gal | 3 | Market Standard Water Heater > 55 GAL | New | bar: 2023 to 2050
Pierce CountyManufactured | Pierce CountyManufacturedWater Heat GT 55 Gal | Pierce CountyManufacturedWater Heat GT 55 Gal3 | Pierce CountyManufacturedWater Heat GT 55 Gal3Existing | Pierce CountyManufacturedWater Heat GT 55 GalMarket Standard Water Heater > 55 GALExisting | Pierce CountyManufacturedWater Heat GT 55 GalExisting | Pierce County | Manufactured | Water Heat GT 55 Gal | 3 | Market Standard Water Heater > 55 GAL | Existing | bar: 2023 to 2050
Pierce CountyManufactured | Pierce CountyManufacturedWater Heat GT 55 Gal | Pierce CountyManufacturedWater Heat GT 55 Gal3 | Pierce CountyManufacturedWater Heat GT 55 Gal3New | Pierce CountyManufacturedWater Heat GT 55 GalMarket Standard Water Heater > 55 GALNew | Pierce CountyManufacturedWater Heat GT 55 GalNew | Pierce County | Manufactured | Water Heat GT 55 Gal | 3 | Market Standard Water Heater > 55 GAL | New | bar: 2023 to 2050
Pierce CountyManufactured - Highly Impacted | Pierce CountyManufactured - Highly ImpactedWater Heat GT 55 Gal | Pierce CountyManufactured - Highly ImpactedWater Heat GT 55 Gal3 | Pierce CountyManufactured - Highly ImpactedWater Heat GT 55 Gal3Existing | Pierce CountyManufactured - Highly ImpactedWater Heat GT 55 GalMarket Standard Water Heater > 55 GALExisting | Pierce CountyManufactured - Highly ImpactedWater Heat GT 55 GalExisting | Pierce County | Manufactured - Highly Impacted | Water Heat GT 55 Gal | 3 | Market Standard Water Heater > 55 GAL | Existing | bar: 2023 to 2050
Pierce CountyManufactured - Highly Impacted | Pierce CountyManufactured - Highly ImpactedWater Heat GT 55 Gal | Pierce CountyManufactured - Highly ImpactedWater Heat GT 55 Gal3 | Pierce CountyManufactured - Highly ImpactedWater Heat GT 55 Gal3New | Pierce CountyManufactured - Highly ImpactedWater Heat GT 55 GalMarket Standard Water Heater > 55 GALNew | Pierce CountyManufactured - Highly ImpactedWater Heat GT 55 GalNew | Pierce County | Manufactured - Highly Impacted | Water Heat GT 55 Gal | 3 | Market Standard Water Heater > 55 GAL | New | bar: 2023 to 2050
Pierce CountySingle Family | Pierce CountySingle FamilyWater Heat GT 55 Gal | Pierce CountySingle FamilyWater Heat GT 55 Gal4 | Pierce CountySingle FamilyWater Heat GT 55 Gal4Existing | Pierce CountySingle FamilyWater Heat GT 55 GalENERGY STAR Condensing Water Heater > 55 GAL - EF 0.77Existing | Pierce CountySingle FamilyWater Heat GT 55 GalExisting | Pierce County | Single Family | Water Heat GT 55 Gal | 4 | ENERGY STAR Condensing Water Heater > 55 GAL - EF 0.77 | Existing | bar: 2023 to 2050
Pierce CountySingle Family | Pierce CountySingle FamilyWater Heat GT 55 Gal | Pierce CountySingle FamilyWater Heat GT 55 Gal4 | Pierce CountySingle FamilyWater Heat GT 55 Gal4New | Pierce CountySingle FamilyWater Heat GT 55 GalENERGY STAR Condensing Water Heater > 55 GAL - EF 0.77New | Pierce CountySingle FamilyWater Heat GT 55 GalNew | Pierce County | Single Family | Water Heat GT 55 Gal | 4 | ENERGY STAR Condensing Water Heater > 55 GAL - EF 0.77 | New | bar: 2023 to 2050
Pierce CountySingle Family - Highly Impacted | Pierce CountySingle Family - Highly ImpactedWater Heat GT 55 Gal | Pierce CountySingle Family - Highly ImpactedWater Heat GT 55 Gal4 | Pierce CountySingle Family - Highly ImpactedWater Heat GT 55 Gal4Existing | Pierce CountySingle Family - Highly ImpactedWater Heat GT 55 GalENERGY STAR Condensing Water Heater > 55 GAL - EF 0.77Existing | Pierce CountySingle Family - Highly ImpactedWater Heat GT 55 GalExisting | Pierce County | Single Family - Highly Impacted | Water Heat GT 55 Gal | 4 | ENERGY STAR Condensing Water Heater > 55 GAL - EF 0.77 | Existing | bar: 2023 to 2050
Pierce CountySingle Family - Highly Impacted | Pierce CountySingle Family - Highly ImpactedWater Heat GT 55 Gal | Pierce CountySingle Family - Highly ImpactedWater Heat GT 55 Gal4 | Pierce CountySingle Family - Highly ImpactedWater Heat GT 55 Gal4New | Pierce CountySingle Family - Highly ImpactedWater Heat GT 55 GalENERGY STAR Condensing Water Heater > 55 GAL - EF 0.77New | Pierce CountySingle Family - Highly ImpactedWater Heat GT 55 GalNew | Pierce County | Single Family - Highly Impacted | Water Heat GT 55 Gal | 4 | ENERGY STAR Condensing Water Heater > 55 GAL - EF 0.77 | New | bar: 2023 to 2050
Pierce CountyMultifamily | Pierce CountyMultifamilyWater Heat GT 55 Gal | Pierce CountyMultifamilyWater Heat GT 55 Gal4 | Pierce CountyMultifamilyWater Heat GT 55 Gal4Existing | Pierce CountyMultifamilyWater Heat GT 55 GalENERGY STAR Condensing Water Heater > 55 GAL - EF 0.77Existing | Pierce CountyMultifamilyWater Heat GT 55 GalExisting | Pierce County | Multifamily | Water Heat GT 55 Gal | 4 | ENERGY STAR Condensing Water Heater > 55 GAL - EF 0.77 | Existing | bar: 2023 to 2050
Pierce CountyMultifamily | Pierce CountyMultifamilyWater Heat GT 55 Gal | Pierce CountyMultifamilyWater Heat GT 55 Gal4 | Pierce CountyMultifamilyWater Heat GT 55 Gal4New | Pierce CountyMultifamilyWater Heat GT 55 GalENERGY STAR Condensing Water Heater > 55 GAL - EF 0.77New | Pierce CountyMultifamilyWater Heat GT 55 GalNew | Pierce County | Multifamily | Water Heat GT 55 Gal | 4 | ENERGY STAR Condensing Water Heater > 55 GAL - EF 0.77 | New | bar: 2023 to 2050
Pierce CountyMultifamily - Highly Impacted | Pierce CountyMultifamily - Highly ImpactedWater Heat GT 55 Gal | Pierce CountyMultifamily - Highly ImpactedWater Heat GT 55 Gal4 | Pierce CountyMultifamily - Highly ImpactedWater Heat GT 55 Gal4Existing | Pierce CountyMultifamily - Highly ImpactedWater Heat GT 55 GalENERGY STAR Condensing Water Heater > 55 GAL - EF 0.77Existing | Pierce CountyMultifamily - Highly ImpactedWater Heat GT 55 GalExisting | Pierce County | Multifamily - Highly Impacted | Water Heat GT 55 Gal | 4 | ENERGY STAR Condensing Water Heater > 55 GAL - EF 0.77 | Existing | bar: 2023 to 2050
Pierce CountyMultifamily - Highly Impacted | Pierce CountyMultifamily - Highly ImpactedWater Heat GT 55 Gal | Pierce CountyMultifamily - Highly ImpactedWater Heat GT 55 Gal4 | Pierce CountyMultifamily - Highly ImpactedWater Heat GT 55 Gal4New | Pierce CountyMultifamily - Highly ImpactedWater Heat GT 55 GalENERGY STAR Condensing Water Heater > 55 GAL - EF 0.77New | Pierce CountyMultifamily - Highly ImpactedWater Heat GT 55 GalNew | Pierce County | Multifamily - Highly Impacted | Water Heat GT 55 Gal | 4 | ENERGY STAR Condensing Water Heater > 55 GAL - EF 0.77 | New | bar: 2023 to 2050
Pierce CountyManufactured | Pierce CountyManufacturedWater Heat GT 55 Gal | Pierce CountyManufacturedWater Heat GT 55 Gal4 | Pierce CountyManufacturedWater Heat GT 55 Gal4Existing | Pierce CountyManufacturedWater Heat GT 55 GalENERGY STAR Condensing Water Heater > 55 GAL - EF 0.77Existing | Pierce CountyManufacturedWater Heat GT 55 GalExisting | Pierce County | Manufactured | Water Heat GT 55 Gal | 4 | ENERGY STAR Condensing Water Heater > 55 GAL - EF 0.77 | Existing | bar: 2023 to 2050
Pierce CountyManufactured | Pierce CountyManufacturedWater Heat GT 55 Gal | Pierce CountyManufacturedWater Heat GT 55 Gal4 | Pierce CountyManufacturedWater Heat GT 55 Gal4New | Pierce CountyManufacturedWater Heat GT 55 GalENERGY STAR Condensing Water Heater > 55 GAL - EF 0.77New | Pierce CountyManufacturedWater Heat GT 55 GalNew | Pierce County | Manufactured | Water Heat GT 55 Gal | 4 | ENERGY STAR Condensing Water Heater > 55 GAL - EF 0.77 | New | bar: 2023 to 2050
Pierce CountyManufactured - Highly Impacted | Pierce CountyManufactured - Highly ImpactedWater Heat GT 55 Gal | Pierce CountyManufactured - Highly ImpactedWater Heat GT 55 Gal4 | Pierce CountyManufactured - Highly ImpactedWater Heat GT 55 Gal4Existing | Pierce CountyManufactured - Highly ImpactedWater Heat GT 55 GalENERGY STAR Condensing Water Heater > 55 GAL - EF 0.77Existing | Pierce CountyManufactured - Highly ImpactedWater Heat GT 55 GalExisting | Pierce County | Manufactured - Highly Impacted | Water Heat GT 55 Gal | 4 | ENERGY STAR Condensing Water Heater > 55 GAL - EF 0.77 | Existing | bar: 2023 to 2050
Pierce CountyManufactured - Highly Impacted | Pierce CountyManufactured - Highly ImpactedWater Heat GT 55 Gal | Pierce CountyManufactured - Highly ImpactedWater Heat GT 55 Gal4 | Pierce CountyManufactured - Highly ImpactedWater Heat GT 55 Gal4New | Pierce CountyManufactured - Highly ImpactedWater Heat GT 55 GalENERGY STAR Condensing Water Heater > 55 GAL - EF 0.77New | Pierce CountyManufactured - Highly ImpactedWater Heat GT 55 GalNew | Pierce County | Manufactured - Highly Impacted | Water Heat GT 55 Gal | 4 | ENERGY STAR Condensing Water Heater > 55 GAL - EF 0.77 | New | bar: 2023 to 2050
Pierce CountySingle Family | Pierce CountySingle FamilyWater Heat GT 55 Gal | Pierce CountySingle FamilyWater Heat GT 55 Gal5 | Pierce CountySingle FamilyWater Heat GT 55 Gal5Existing | Pierce CountySingle FamilyWater Heat GT 55 GalCondensing Water Heater > 55 GAL - EF 0.85Existing | Pierce CountySingle FamilyWater Heat GT 55 GalExisting | Pierce County | Single Family | Water Heat GT 55 Gal | 5 | Condensing Water Heater > 55 GAL - EF 0.85 | Existing | bar: 2023 to 2050
Pierce CountySingle Family | Pierce CountySingle FamilyWater Heat GT 55 Gal | Pierce CountySingle FamilyWater Heat GT 55 Gal5 | Pierce CountySingle FamilyWater Heat GT 55 Gal5New | Pierce CountySingle FamilyWater Heat GT 55 GalCondensing Water Heater > 55 GAL - EF 0.85New | Pierce CountySingle FamilyWater Heat GT 55 GalNew | Pierce County | Single Family | Water Heat GT 55 Gal | 5 | Condensing Water Heater > 55 GAL - EF 0.85 | New | bar: 2023 to 2050
Pierce CountySingle Family - Highly Impacted | Pierce CountySingle Family - Highly ImpactedWater Heat GT 55 Gal | Pierce CountySingle Family - Highly ImpactedWater Heat GT 55 Gal5 | Pierce CountySingle Family - Highly ImpactedWater Heat GT 55 Gal5Existing | Pierce CountySingle Family - Highly ImpactedWater Heat GT 55 GalCondensing Water Heater > 55 GAL - EF 0.85Existing | Pierce CountySingle Family - Highly ImpactedWater Heat GT 55 GalExisting | Pierce County | Single Family - Highly Impacted | Water Heat GT 55 Gal | 5 | Condensing Water Heater > 55 GAL - EF 0.85 | Existing | bar: 2023 to 2050
Pierce CountySingle Family - Highly Impacted | Pierce CountySingle Family - Highly ImpactedWater Heat GT 55 Gal | Pierce CountySingle Family - Highly ImpactedWater Heat GT 55 Gal5 | Pierce CountySingle Family - Highly ImpactedWater Heat GT 55 Gal5New | Pierce CountySingle Family - Highly ImpactedWater Heat GT 55 GalCondensing Water Heater > 55 GAL - EF 0.85New | Pierce CountySingle Family - Highly ImpactedWater Heat GT 55 GalNew | Pierce County | Single Family - Highly Impacted | Water Heat GT 55 Gal | 5 | Condensing Water Heater > 55 GAL - EF 0.85 | New | bar: 2023 to 2050
Pierce CountyMultifamily | Pierce CountyMultifamilyWater Heat GT 55 Gal | Pierce CountyMultifamilyWater Heat GT 55 Gal5 | Pierce CountyMultifamilyWater Heat GT 55 Gal5Existing | Pierce CountyMultifamilyWater Heat GT 55 GalCondensing Water Heater > 55 GAL - EF 0.85Existing | Pierce CountyMultifamilyWater Heat GT 55 GalExisting | Pierce County | Multifamily | Water Heat GT 55 Gal | 5 | Condensing Water Heater > 55 GAL - EF 0.85 | Existing | bar: 2023 to 2050
Pierce CountyMultifamily | Pierce CountyMultifamilyWater Heat GT 55 Gal | Pierce CountyMultifamilyWater Heat GT 55 Gal5 | Pierce CountyMultifamilyWater Heat GT 55 Gal5New | Pierce CountyMultifamilyWater Heat GT 55 GalCondensing Water Heater > 55 GAL - EF 0.85New | Pierce CountyMultifamilyWater Heat GT 55 GalNew | Pierce County | Multifamily | Water Heat GT 55 Gal | 5 | Condensing Water Heater > 55 GAL - EF 0.85 | New | bar: 2023 to 2050
Pierce CountyMultifamily - Highly Impacted | Pierce CountyMultifamily - Highly ImpactedWater Heat GT 55 Gal | Pierce CountyMultifamily - Highly ImpactedWater Heat GT 55 Gal5 | Pierce CountyMultifamily - Highly ImpactedWater Heat GT 55 Gal5Existing | Pierce CountyMultifamily - Highly ImpactedWater Heat GT 55 GalCondensing Water Heater > 55 GAL - EF 0.85Existing | Pierce CountyMultifamily - Highly ImpactedWater Heat GT 55 GalExisting | Pierce County | Multifamily - Highly Impacted | Water Heat GT 55 Gal | 5 | Condensing Water Heater > 55 GAL - EF 0.85 | Existing | bar: 2023 to 2050
Pierce CountyMultifamily - Highly Impacted | Pierce CountyMultifamily - Highly ImpactedWater Heat GT 55 Gal | Pierce CountyMultifamily - Highly ImpactedWater Heat GT 55 Gal5 | Pierce CountyMultifamily - Highly ImpactedWater Heat GT 55 Gal5New | Pierce CountyMultifamily - Highly ImpactedWater Heat GT 55 GalCondensing Water Heater > 55 GAL - EF 0.85New | Pierce CountyMultifamily - Highly ImpactedWater Heat GT 55 GalNew | Pierce County | Multifamily - Highly Impacted | Water Heat GT 55 Gal | 5 | Condensing Water Heater > 55 GAL - EF 0.85 | New | bar: 2023 to 2050
Pierce CountyManufactured | Pierce CountyManufacturedWater Heat GT 55 Gal | Pierce CountyManufacturedWater Heat GT 55 Gal5 | Pierce CountyManufacturedWater Heat GT 55 Gal5Existing | Pierce CountyManufacturedWater Heat GT 55 GalCondensing Water Heater > 55 GAL - EF 0.85Existing | Pierce CountyManufacturedWater Heat GT 55 GalExisting | Pierce County | Manufactured | Water Heat GT 55 Gal | 5 | Condensing Water Heater > 55 GAL - EF 0.85 | Existing | bar: 2023 to 2050
Pierce CountyManufactured | Pierce CountyManufacturedWater Heat GT 55 Gal | Pierce CountyManufacturedWater Heat GT 55 Gal5 | Pierce CountyManufacturedWater Heat GT 55 Gal5New | Pierce CountyManufacturedWater Heat GT 55 GalCondensing Water Heater > 55 GAL - EF 0.85New | Pierce CountyManufacturedWater Heat GT 55 GalNew | Pierce County | Manufactured | Water Heat GT 55 Gal | 5 | Condensing Water Heater > 55 GAL - EF 0.85 | New | bar: 2023 to 2050
Pierce CountyManufactured - Highly Impacted | Pierce CountyManufactured - Highly ImpactedWater Heat GT 55 Gal | Pierce CountyManufactured - Highly ImpactedWater Heat GT 55 Gal5 | Pierce CountyManufactured - Highly ImpactedWater Heat GT 55 Gal5Existing | Pierce CountyManufactured - Highly ImpactedWater Heat GT 55 GalCondensing Water Heater > 55 GAL - EF 0.85Existing | Pierce CountyManufactured - Highly ImpactedWater Heat GT 55 GalExisting | Pierce County | Manufactured - Highly Impacted | Water Heat GT 55 Gal | 5 | Condensing Water Heater > 55 GAL - EF 0.85 | Existing | bar: 2023 to 2050
Pierce CountyManufactured - Highly Impacted | Pierce CountyManufactured - Highly ImpactedWater Heat GT 55 Gal | Pierce CountyManufactured - Highly ImpactedWater Heat GT 55 Gal5 | Pierce CountyManufactured - Highly ImpactedWater Heat GT 55 Gal5New | Pierce CountyManufactured - Highly ImpactedWater Heat GT 55 GalCondensing Water Heater > 55 GAL - EF 0.85New | Pierce CountyManufactured - Highly ImpactedWater Heat GT 55 GalNew | Pierce County | Manufactured - Highly Impacted | Water Heat GT 55 Gal | 5 | Condensing Water Heater > 55 GAL - EF 0.85 | New | bar: 2023 to 2050
Pierce CountySingle Family | Pierce CountySingle FamilyWater Heat GT 55 Gal | Pierce CountySingle FamilyWater Heat GT 55 Gal6 | Pierce CountySingle FamilyWater Heat GT 55 Gal6Existing | Pierce CountySingle FamilyWater Heat GT 55 GalENERGY STAR Tankless Water Heater > 55 GAL - EF 0.90Existing | Pierce CountySingle FamilyWater Heat GT 55 GalExisting | Pierce County | Single Family | Water Heat GT 55 Gal | 6 | ENERGY STAR Tankless Water Heater > 55 GAL - EF 0.90 | Existing | bar: 2023 to 2050
Pierce CountySingle Family | Pierce CountySingle FamilyWater Heat GT 55 Gal | Pierce CountySingle FamilyWater Heat GT 55 Gal6 | Pierce CountySingle FamilyWater Heat GT 55 Gal6New | Pierce CountySingle FamilyWater Heat GT 55 GalENERGY STAR Tankless Water Heater > 55 GAL - EF 0.90New | Pierce CountySingle FamilyWater Heat GT 55 GalNew | Pierce County | Single Family | Water Heat GT 55 Gal | 6 | ENERGY STAR Tankless Water Heater > 55 GAL - EF 0.90 | New | bar: 2023 to 2050
Pierce CountySingle Family - Highly Impacted | Pierce CountySingle Family - Highly ImpactedWater Heat GT 55 Gal | Pierce CountySingle Family - Highly ImpactedWater Heat GT 55 Gal6 | Pierce CountySingle Family - Highly ImpactedWater Heat GT 55 Gal6Existing | Pierce CountySingle Family - Highly ImpactedWater Heat GT 55 GalENERGY STAR Tankless Water Heater > 55 GAL - EF 0.90Existing | Pierce CountySingle Family - Highly ImpactedWater Heat GT 55 GalExisting | Pierce County | Single Family - Highly Impacted | Water Heat GT 55 Gal | 6 | ENERGY STAR Tankless Water Heater > 55 GAL - EF 0.90 | Existing | bar: 2023 to 2050
Pierce CountySingle Family - Highly Impacted | Pierce CountySingle Family - Highly ImpactedWater Heat GT 55 Gal | Pierce CountySingle Family - Highly ImpactedWater Heat GT 55 Gal6 | Pierce CountySingle Family - Highly ImpactedWater Heat GT 55 Gal6New | Pierce CountySingle Family - Highly ImpactedWater Heat GT 55 GalENERGY STAR Tankless Water Heater > 55 GAL - EF 0.90New | Pierce CountySingle Family - Highly ImpactedWater Heat GT 55 GalNew | Pierce County | Single Family - Highly Impacted | Water Heat GT 55 Gal | 6 | ENERGY STAR Tankless Water Heater > 55 GAL - EF 0.90 | New | bar: 2023 to 2050
Pierce CountyMultifamily | Pierce CountyMultifamilyWater Heat GT 55 Gal | Pierce CountyMultifamilyWater Heat GT 55 Gal6 | Pierce CountyMultifamilyWater Heat GT 55 Gal6Existing | Pierce CountyMultifamilyWater Heat GT 55 GalENERGY STAR Tankless Water Heater > 55 GAL - EF 0.90Existing | Pierce CountyMultifamilyWater Heat GT 55 GalExisting | Pierce County | Multifamily | Water Heat GT 55 Gal | 6 | ENERGY STAR Tankless Water Heater > 55 GAL - EF 0.90 | Existing | bar: 2023 to 2050
Pierce CountyMultifamily | Pierce CountyMultifamilyWater Heat GT 55 Gal | Pierce CountyMultifamilyWater Heat GT 55 Gal6 | Pierce CountyMultifamilyWater Heat GT 55 Gal6New | Pierce CountyMultifamilyWater Heat GT 55 GalENERGY STAR Tankless Water Heater > 55 GAL - EF 0.90New | Pierce CountyMultifamilyWater Heat GT 55 GalNew | Pierce County | Multifamily | Water Heat GT 55 Gal | 6 | ENERGY STAR Tankless Water Heater > 55 GAL - EF 0.90 | New | bar: 2023 to 2050
Pierce CountyMultifamily - Highly Impacted | Pierce CountyMultifamily - Highly ImpactedWater Heat GT 55 Gal | Pierce CountyMultifamily - Highly ImpactedWater Heat GT 55 Gal6 | Pierce CountyMultifamily - Highly ImpactedWater Heat GT 55 Gal6Existing | Pierce CountyMultifamily - Highly ImpactedWater Heat GT 55 GalENERGY STAR Tankless Water Heater > 55 GAL - EF 0.90Existing | Pierce CountyMultifamily - Highly ImpactedWater Heat GT 55 GalExisting | Pierce County | Multifamily - Highly Impacted | Water Heat GT 55 Gal | 6 | ENERGY STAR Tankless Water Heater > 55 GAL - EF 0.90 | Existing | bar: 2023 to 2050
Pierce CountyMultifamily - Highly Impacted | Pierce CountyMultifamily - Highly ImpactedWater Heat GT 55 Gal | Pierce CountyMultifamily - Highly ImpactedWater Heat GT 55 Gal6 | Pierce CountyMultifamily - Highly ImpactedWater Heat GT 55 Gal6New | Pierce CountyMultifamily - Highly ImpactedWater Heat GT 55 GalENERGY STAR Tankless Water Heater > 55 GAL - EF 0.90New | Pierce CountyMultifamily - Highly ImpactedWater Heat GT 55 GalNew | Pierce County | Multifamily - Highly Impacted | Water Heat GT 55 Gal | 6 | ENERGY STAR Tankless Water Heater > 55 GAL - EF 0.90 | New | bar: 2023 to 2050
Pierce CountyManufactured | Pierce CountyManufacturedWater Heat GT 55 Gal | Pierce CountyManufacturedWater Heat GT 55 Gal6 | Pierce CountyManufacturedWater Heat GT 55 Gal6Existing | Pierce CountyManufacturedWater Heat GT 55 GalENERGY STAR Tankless Water Heater > 55 GAL - EF 0.90Existing | Pierce CountyManufacturedWater Heat GT 55 GalExisting | Pierce County | Manufactured | Water Heat GT 55 Gal | 6 | ENERGY STAR Tankless Water Heater > 55 GAL - EF 0.90 | Existing | bar: 2023 to 2050
Pierce CountyManufactured | Pierce CountyManufacturedWater Heat GT 55 Gal | Pierce CountyManufacturedWater Heat GT 55 Gal6 | Pierce CountyManufacturedWater Heat GT 55 Gal6New | Pierce CountyManufacturedWater Heat GT 55 GalENERGY STAR Tankless Water Heater > 55 GAL - EF 0.90New | Pierce CountyManufacturedWater Heat GT 55 GalNew | Pierce County | Manufactured | Water Heat GT 55 Gal | 6 | ENERGY STAR Tankless Water Heater > 55 GAL - EF 0.90 | New | bar: 2023 to 2050
Pierce CountyManufactured - Highly Impacted | Pierce CountyManufactured - Highly ImpactedWater Heat GT 55 Gal | Pierce CountyManufactured - Highly ImpactedWater Heat GT 55 Gal6 | Pierce CountyManufactured - Highly ImpactedWater Heat GT 55 Gal6Existing | Pierce CountyManufactured - Highly ImpactedWater Heat GT 55 GalENERGY STAR Tankless Water Heater > 55 GAL - EF 0.90Existing | Pierce CountyManufactured - Highly ImpactedWater Heat GT 55 GalExisting | Pierce County | Manufactured - Highly Impacted | Water Heat GT 55 Gal | 6 | ENERGY STAR Tankless Water Heater > 55 GAL - EF 0.90 | Existing | bar: 2023 to 2050
Pierce CountyManufactured - Highly Impacted | Pierce CountyManufactured - Highly ImpactedWater Heat GT 55 Gal | Pierce CountyManufactured - Highly ImpactedWater Heat GT 55 Gal6 | Pierce CountyManufactured - Highly ImpactedWater Heat GT 55 Gal6New | Pierce CountyManufactured - Highly ImpactedWater Heat GT 55 GalENERGY STAR Tankless Water Heater > 55 GAL - EF 0.90New | Pierce CountyManufactured - Highly ImpactedWater Heat GT 55 GalNew | Pierce County | Manufactured - Highly Impacted | Water Heat GT 55 Gal | 6 | ENERGY STAR Tankless Water Heater > 55 GAL - EF 0.90 | New | bar: 2023 to 2050
Snohomish CountySingle Family | Snohomish CountySingle FamilyCooking Oven | Snohomish CountySingle FamilyCooking Oven1 | Snohomish CountySingle FamilyCooking Oven1Existing | Snohomish CountySingle FamilyCooking OvenBelow Standard Cooking OvenExisting | Snohomish CountySingle FamilyCooking OvenExisting | Snohomish County | Single Family | Cooking Oven | 1 | Below Standard Cooking Oven | Existing | 57.89% | 57.89% | 57.89% | 57.89% | 57.89% | 57.89% | 57.89% | 57.89% | 57.89% | 57.89% | 57.89% | 57.89% | 57.89% | 57.89% | 57.89% | 57.89% | 57.89% | 57.89% | 57.89% | 57.89% | 57.89% | 57.89% | 57.89% | 57.89% | 57.89% | 57.89% | 57.89% | 57.89%
Snohomish CountySingle Family | Snohomish CountySingle FamilyCooking Oven | Snohomish CountySingle FamilyCooking Oven1 | Snohomish CountySingle FamilyCooking Oven1New | Snohomish CountySingle FamilyCooking OvenBelow Standard Cooking OvenNew | Snohomish CountySingle FamilyCooking OvenNew | Snohomish County | Single Family | Cooking Oven | 1 | Below Standard Cooking Oven | New | bar: 2023 to 2050
Snohomish CountySingle Family - Highly Impacted | Snohomish CountySingle Family - Highly ImpactedCooking Oven | Snohomish CountySingle Family - Highly ImpactedCooking Oven1 | Snohomish CountySingle Family - Highly ImpactedCooking Oven1Existing | Snohomish CountySingle Family - Highly ImpactedCooking OvenBelow Standard Cooking OvenExisting | Snohomish CountySingle Family - Highly ImpactedCooking OvenExisting | Snohomish County | Single Family - Highly Impacted | Cooking Oven | 1 | Below Standard Cooking Oven | Existing | 57.89% | 57.89% | 57.89% | 57.89% | 57.89% | 57.89% | 57.89% | 57.89% | 57.89% | 57.89% | 57.89% | 57.89% | 57.89% | 57.89% | 57.89% | 57.89% | 57.89% | 57.89% | 57.89% | 57.89% | 57.89% | 57.89% | 57.89% | 57.89% | 57.89% | 57.89% | 57.89% | 57.89%
Snohomish CountySingle Family - Highly Impacted | Snohomish CountySingle Family - Highly ImpactedCooking Oven | Snohomish CountySingle Family - Highly ImpactedCooking Oven1 | Snohomish CountySingle Family - Highly ImpactedCooking Oven1New | Snohomish CountySingle Family - Highly ImpactedCooking OvenBelow Standard Cooking OvenNew | Snohomish CountySingle Family - Highly ImpactedCooking OvenNew | Snohomish County | Single Family - Highly Impacted | Cooking Oven | 1 | Below Standard Cooking Oven | New | bar: 2023 to 2050
Snohomish CountyMultifamily | Snohomish CountyMultifamilyCooking Oven | Snohomish CountyMultifamilyCooking Oven1 | Snohomish CountyMultifamilyCooking Oven1Existing | Snohomish CountyMultifamilyCooking OvenBelow Standard Cooking OvenExisting | Snohomish CountyMultifamilyCooking OvenExisting | Snohomish County | Multifamily | Cooking Oven | 1 | Below Standard Cooking Oven | Existing | 57.89% | 57.89% | 57.89% | 57.89% | 57.89% | 57.89% | 57.89% | 57.89% | 57.89% | 57.89% | 57.89% | 57.89% | 57.89% | 57.89% | 57.89% | 57.89% | 57.89% | 57.89% | 57.89% | 57.89% | 57.89% | 57.89% | 57.89% | 57.89% | 57.89% | 57.89% | 57.89% | 57.89%
Snohomish CountyMultifamily | Snohomish CountyMultifamilyCooking Oven | Snohomish CountyMultifamilyCooking Oven1 | Snohomish CountyMultifamilyCooking Oven1New | Snohomish CountyMultifamilyCooking OvenBelow Standard Cooking OvenNew | Snohomish CountyMultifamilyCooking OvenNew | Snohomish County | Multifamily | Cooking Oven | 1 | Below Standard Cooking Oven | New | bar: 2023 to 2050
Snohomish CountyMultifamily - Highly Impacted | Snohomish CountyMultifamily - Highly ImpactedCooking Oven | Snohomish CountyMultifamily - Highly ImpactedCooking Oven1 | Snohomish CountyMultifamily - Highly ImpactedCooking Oven1Existing | Snohomish CountyMultifamily - Highly ImpactedCooking OvenBelow Standard Cooking OvenExisting | Snohomish CountyMultifamily - Highly ImpactedCooking OvenExisting | Snohomish County | Multifamily - Highly Impacted | Cooking Oven | 1 | Below Standard Cooking Oven | Existing | 57.89% | 57.89% | 57.89% | 57.89% | 57.89% | 57.89% | 57.89% | 57.89% | 57.89% | 57.89% | 57.89% | 57.89% | 57.89% | 57.89% | 57.89% | 57.89% | 57.89% | 57.89% | 57.89% | 57.89% | 57.89% | 57.89% | 57.89% | 57.89% | 57.89% | 57.89% | 57.89% | 57.89%
Snohomish CountyMultifamily - Highly Impacted | Snohomish CountyMultifamily - Highly ImpactedCooking Oven | Snohomish CountyMultifamily - Highly ImpactedCooking Oven1 | Snohomish CountyMultifamily - Highly ImpactedCooking Oven1New | Snohomish CountyMultifamily - Highly ImpactedCooking OvenBelow Standard Cooking OvenNew | Snohomish CountyMultifamily - Highly ImpactedCooking OvenNew | Snohomish County | Multifamily - Highly Impacted | Cooking Oven | 1 | Below Standard Cooking Oven | New | bar: 2023 to 2050
Snohomish CountyManufactured | Snohomish CountyManufacturedCooking Oven | Snohomish CountyManufacturedCooking Oven1 | Snohomish CountyManufacturedCooking Oven1Existing | Snohomish CountyManufacturedCooking OvenBelow Standard Cooking OvenExisting | Snohomish CountyManufacturedCooking OvenExisting | Snohomish County | Manufactured | Cooking Oven | 1 | Below Standard Cooking Oven | Existing | 57.89% | 57.89% | 57.89% | 57.89% | 57.89% | 57.89% | 57.89% | 57.89% | 57.89% | 57.89% | 57.89% | 57.89% | 57.89% | 57.89% | 57.89% | 57.89% | 57.89% | 57.89% | 57.89% | 57.89% | 57.89% | 57.89% | 57.89% | 57.89% | 57.89% | 57.89% | 57.89% | 57.89%
Snohomish CountyManufactured | Snohomish CountyManufacturedCooking Oven | Snohomish CountyManufacturedCooking Oven1 | Snohomish CountyManufacturedCooking Oven1New | Snohomish CountyManufacturedCooking OvenBelow Standard Cooking OvenNew | Snohomish CountyManufacturedCooking OvenNew | Snohomish County | Manufactured | Cooking Oven | 1 | Below Standard Cooking Oven | New | bar: 2023 to 2050
Snohomish CountyManufactured - Highly Impacted | Snohomish CountyManufactured - Highly ImpactedCooking Oven | Snohomish CountyManufactured - Highly ImpactedCooking Oven1 | Snohomish CountyManufactured - Highly ImpactedCooking Oven1Existing | Snohomish CountyManufactured - Highly ImpactedCooking OvenBelow Standard Cooking OvenExisting | Snohomish CountyManufactured - Highly ImpactedCooking OvenExisting | Snohomish County | Manufactured - Highly Impacted | Cooking Oven | 1 | Below Standard Cooking Oven | Existing | 57.89% | 57.89% | 57.89% | 57.89% | 57.89% | 57.89% | 57.89% | 57.89% | 57.89% | 57.89% | 57.89% | 57.89% | 57.89% | 57.89% | 57.89% | 57.89% | 57.89% | 57.89% | 57.89% | 57.89% | 57.89% | 57.89% | 57.89% | 57.89% | 57.89% | 57.89% | 57.89% | 57.89%
Snohomish CountyManufactured - Highly Impacted | Snohomish CountyManufactured - Highly ImpactedCooking Oven | Snohomish CountyManufactured - Highly ImpactedCooking Oven1 | Snohomish CountyManufactured - Highly ImpactedCooking Oven1New | Snohomish CountyManufactured - Highly ImpactedCooking OvenBelow Standard Cooking OvenNew | Snohomish CountyManufactured - Highly ImpactedCooking OvenNew | Snohomish County | Manufactured - Highly Impacted | Cooking Oven | 1 | Below Standard Cooking Oven | New | bar: 2023 to 2050
Snohomish CountySingle Family | Snohomish CountySingle FamilyCooking Oven | Snohomish CountySingle FamilyCooking Oven2 | Snohomish CountySingle FamilyCooking Oven2Existing | Snohomish CountySingle FamilyCooking OvenFederal Standard 2012 Cooking OvenExisting | Snohomish CountySingle FamilyCooking OvenExisting | Snohomish County | Single Family | Cooking Oven | 2 | Federal Standard 2012 Cooking Oven | Existing | 40% | 40% | 40% | 40% | 40% | 40% | 40% | 40% | 40% | 40% | 40% | 40% | 40% | 40% | 40% | 40% | 40% | 40% | 40% | 40% | 40% | 40% | 40% | 40% | 40% | 40% | 40% | 40%
Snohomish CountySingle Family | Snohomish CountySingle FamilyCooking Oven | Snohomish CountySingle FamilyCooking Oven2 | Snohomish CountySingle FamilyCooking Oven2New | Snohomish CountySingle FamilyCooking OvenFederal Standard 2012 Cooking OvenNew | Snohomish CountySingle FamilyCooking OvenNew | Snohomish County | Single Family | Cooking Oven | 2 | Federal Standard 2012 Cooking Oven | New | 95% | 95% | 95% | 95% | 95% | 95% | 95% | 95% | 95% | 95% | 95% | 95% | 95% | 95% | 95% | 95% | 95% | 95% | 95% | 95% | 95% | 95% | 95% | 95% | 95% | 95% | 95% | 95%
Snohomish CountySingle Family - Highly Impacted | Snohomish CountySingle Family - Highly ImpactedCooking Oven | Snohomish CountySingle Family - Highly ImpactedCooking Oven2 | Snohomish CountySingle Family - Highly ImpactedCooking Oven2Existing | Snohomish CountySingle Family - Highly ImpactedCooking OvenFederal Standard 2012 Cooking OvenExisting | Snohomish CountySingle Family - Highly ImpactedCooking OvenExisting | Snohomish County | Single Family - Highly Impacted | Cooking Oven | 2 | Federal Standard 2012 Cooking Oven | Existing | 40% | 40% | 40% | 40% | 40% | 40% | 40% | 40% | 40% | 40% | 40% | 40% | 40% | 40% | 40% | 40% | 40% | 40% | 40% | 40% | 40% | 40% | 40% | 40% | 40% | 40% | 40% | 40%
Snohomish CountySingle Family - Highly Impacted | Snohomish CountySingle Family - Highly ImpactedCooking Oven | Snohomish CountySingle Family - Highly ImpactedCooking Oven2 | Snohomish CountySingle Family - Highly ImpactedCooking Oven2New | Snohomish CountySingle Family - Highly ImpactedCooking OvenFederal Standard 2012 Cooking OvenNew | Snohomish CountySingle Family - Highly ImpactedCooking OvenNew | Snohomish County | Single Family - Highly Impacted | Cooking Oven | 2 | Federal Standard 2012 Cooking Oven | New | 95% | 95% | 95% | 95% | 95% | 95% | 95% | 95% | 95% | 95% | 95% | 95% | 95% | 95% | 95% | 95% | 95% | 95% | 95% | 95% | 95% | 95% | 95% | 95% | 95% | 95% | 95% | 95%
Snohomish CountyMultifamily | Snohomish CountyMultifamilyCooking Oven | Snohomish CountyMultifamilyCooking Oven2 | Snohomish CountyMultifamilyCooking Oven2Existing | Snohomish CountyMultifamilyCooking OvenFederal Standard 2012 Cooking OvenExisting | Snohomish CountyMultifamilyCooking OvenExisting | Snohomish County | Multifamily | Cooking Oven | 2 | Federal Standard 2012 Cooking Oven | Existing | 40% | 40% | 40% | 40% | 40% | 40% | 40% | 40% | 40% | 40% | 40% | 40% | 40% | 40% | 40% | 40% | 40% | 40% | 40% | 40% | 40% | 40% | 40% | 40% | 40% | 40% | 40% | 40%
Snohomish CountyMultifamily | Snohomish CountyMultifamilyCooking Oven | Snohomish CountyMultifamilyCooking Oven2 | Snohomish CountyMultifamilyCooking Oven2New | Snohomish CountyMultifamilyCooking OvenFederal Standard 2012 Cooking OvenNew | Snohomish CountyMultifamilyCooking OvenNew | Snohomish County | Multifamily | Cooking Oven | 2 | Federal Standard 2012 Cooking Oven | New | 95% | 95% | 95% | 95% | 95% | 95% | 95% | 95% | 95% | 95% | 95% | 95% | 95% | 95% | 95% | 95% | 95% | 95% | 95% | 95% | 95% | 95% | 95% | 95% | 95% | 95% | 95% | 95%
Snohomish CountyMultifamily - Highly Impacted | Snohomish CountyMultifamily - Highly ImpactedCooking Oven | Snohomish CountyMultifamily - Highly ImpactedCooking Oven2 | Snohomish CountyMultifamily - Highly ImpactedCooking Oven2Existing | Snohomish CountyMultifamily - Highly ImpactedCooking OvenFederal Standard 2012 Cooking OvenExisting | Snohomish CountyMultifamily - Highly ImpactedCooking OvenExisting | Snohomish County | Multifamily - Highly Impacted | Cooking Oven | 2 | Federal Standard 2012 Cooking Oven | Existing | 40% | 40% | 40% | 40% | 40% | 40% | 40% | 40% | 40% | 40% | 40% | 40% | 40% | 40% | 40% | 40% | 40% | 40% | 40% | 40% | 40% | 40% | 40% | 40% | 40% | 40% | 40% | 40%
Snohomish CountyMultifamily - Highly Impacted | Snohomish CountyMultifamily - Highly ImpactedCooking Oven | Snohomish CountyMultifamily - Highly ImpactedCooking Oven2 | Snohomish CountyMultifamily - Highly ImpactedCooking Oven2New | Snohomish CountyMultifamily - Highly ImpactedCooking OvenFederal Standard 2012 Cooking OvenNew | Snohomish CountyMultifamily - Highly ImpactedCooking OvenNew | Snohomish County | Multifamily - Highly Impacted | Cooking Oven | 2 | Federal Standard 2012 Cooking Oven | New | 95% | 95% | 95% | 95% | 95% | 95% | 95% | 95% | 95% | 95% | 95% | 95% | 95% | 95% | 95% | 95% | 95% | 95% | 95% | 95% | 95% | 95% | 95% | 95% | 95% | 95% | 95% | 95%
Snohomish CountyManufactured | Snohomish CountyManufacturedCooking Oven | Snohomish CountyManufacturedCooking Oven2 | Snohomish CountyManufacturedCooking Oven2Existing | Snohomish CountyManufacturedCooking OvenFederal Standard 2012 Cooking OvenExisting | Snohomish CountyManufacturedCooking OvenExisting | Snohomish County | Manufactured | Cooking Oven | 2 | Federal Standard 2012 Cooking Oven | Existing | 40% | 40% | 40% | 40% | 40% | 40% | 40% | 40% | 40% | 40% | 40% | 40% | 40% | 40% | 40% | 40% | 40% | 40% | 40% | 40% | 40% | 40% | 40% | 40% | 40% | 40% | 40% | 40%
Snohomish CountyManufactured | Snohomish CountyManufacturedCooking Oven | Snohomish CountyManufacturedCooking Oven2 | Snohomish CountyManufacturedCooking Oven2New | Snohomish CountyManufacturedCooking OvenFederal Standard 2012 Cooking OvenNew | Snohomish CountyManufacturedCooking OvenNew | Snohomish County | Manufactured | Cooking Oven | 2 | Federal Standard 2012 Cooking Oven | New | 95% | 95% | 95% | 95% | 95% | 95% | 95% | 95% | 95% | 95% | 95% | 95% | 95% | 95% | 95% | 95% | 95% | 95% | 95% | 95% | 95% | 95% | 95% | 95% | 95% | 95% | 95% | 95%
Snohomish CountyManufactured - Highly Impacted | Snohomish CountyManufactured - Highly ImpactedCooking Oven | Snohomish CountyManufactured - Highly ImpactedCooking Oven2 | Snohomish CountyManufactured - Highly ImpactedCooking Oven2Existing | Snohomish CountyManufactured - Highly ImpactedCooking OvenFederal Standard 2012 Cooking OvenExisting | Snohomish CountyManufactured - Highly ImpactedCooking OvenExisting | Snohomish County | Manufactured - Highly Impacted | Cooking Oven | 2 | Federal Standard 2012 Cooking Oven | Existing | 40% | 40% | 40% | 40% | 40% | 40% | 40% | 40% | 40% | 40% | 40% | 40% | 40% | 40% | 40% | 40% | 40% | 40% | 40% | 40% | 40% | 40% | 40% | 40% | 40% | 40% | 40% | 40%
Snohomish CountyManufactured - Highly Impacted | Snohomish CountyManufactured - Highly ImpactedCooking Oven | Snohomish CountyManufactured - Highly ImpactedCooking Oven2 | Snohomish CountyManufactured - Highly ImpactedCooking Oven2New | Snohomish CountyManufactured - Highly ImpactedCooking OvenFederal Standard 2012 Cooking OvenNew | Snohomish CountyManufactured - Highly ImpactedCooking OvenNew | Snohomish County | Manufactured - Highly Impacted | Cooking Oven | 2 | Federal Standard 2012 Cooking Oven | New | 95% | 95% | 95% | 95% | 95% | 95% | 95% | 95% | 95% | 95% | 95% | 95% | 95% | 95% | 95% | 95% | 95% | 95% | 95% | 95% | 95% | 95% | 95% | 95% | 95% | 95% | 95% | 95%
Snohomish CountySingle Family | Snohomish CountySingle FamilyCooking Oven | Snohomish CountySingle FamilyCooking Oven3 | Snohomish CountySingle FamilyCooking Oven3Existing | Snohomish CountySingle FamilyCooking OvenMarket Standard Cooking OvenExisting | Snohomish CountySingle FamilyCooking OvenExisting | Snohomish County | Single Family | Cooking Oven | 3 | Market Standard Cooking Oven | Existing | bar: 2023 to 2050
Snohomish CountySingle Family | Snohomish CountySingle FamilyCooking Oven | Snohomish CountySingle FamilyCooking Oven3 | Snohomish CountySingle FamilyCooking Oven3New | Snohomish CountySingle FamilyCooking OvenMarket Standard Cooking OvenNew | Snohomish CountySingle FamilyCooking OvenNew | Snohomish County | Single Family | Cooking Oven | 3 | Market Standard Cooking Oven | New | bar: 2023 to 2050
Snohomish CountySingle Family - Highly Impacted | Snohomish CountySingle Family - Highly ImpactedCooking Oven | Snohomish CountySingle Family - Highly ImpactedCooking Oven3 | Snohomish CountySingle Family - Highly ImpactedCooking Oven3Existing | Snohomish CountySingle Family - Highly ImpactedCooking OvenMarket Standard Cooking OvenExisting | Snohomish CountySingle Family - Highly ImpactedCooking OvenExisting | Snohomish County | Single Family - Highly Impacted | Cooking Oven | 3 | Market Standard Cooking Oven | Existing | bar: 2023 to 2050
Snohomish CountySingle Family - Highly Impacted | Snohomish CountySingle Family - Highly ImpactedCooking Oven | Snohomish CountySingle Family - Highly ImpactedCooking Oven3 | Snohomish CountySingle Family - Highly ImpactedCooking Oven3New | Snohomish CountySingle Family - Highly ImpactedCooking OvenMarket Standard Cooking OvenNew | Snohomish CountySingle Family - Highly ImpactedCooking OvenNew | Snohomish County | Single Family - Highly Impacted | Cooking Oven | 3 | Market Standard Cooking Oven | New | bar: 2023 to 2050
Snohomish CountyMultifamily | Snohomish CountyMultifamilyCooking Oven | Snohomish CountyMultifamilyCooking Oven3 | Snohomish CountyMultifamilyCooking Oven3Existing | Snohomish CountyMultifamilyCooking OvenMarket Standard Cooking OvenExisting | Snohomish CountyMultifamilyCooking OvenExisting | Snohomish County | Multifamily | Cooking Oven | 3 | Market Standard Cooking Oven | Existing | bar: 2023 to 2050
Snohomish CountyMultifamily | Snohomish CountyMultifamilyCooking Oven | Snohomish CountyMultifamilyCooking Oven3 | Snohomish CountyMultifamilyCooking Oven3New | Snohomish CountyMultifamilyCooking OvenMarket Standard Cooking OvenNew | Snohomish CountyMultifamilyCooking OvenNew | Snohomish County | Multifamily | Cooking Oven | 3 | Market Standard Cooking Oven | New | bar: 2023 to 2050
Snohomish CountyMultifamily - Highly Impacted | Snohomish CountyMultifamily - Highly ImpactedCooking Oven | Snohomish CountyMultifamily - Highly ImpactedCooking Oven3 | Snohomish CountyMultifamily - Highly ImpactedCooking Oven3Existing | Snohomish CountyMultifamily - Highly ImpactedCooking OvenMarket Standard Cooking OvenExisting | Snohomish CountyMultifamily - Highly ImpactedCooking OvenExisting | Snohomish County | Multifamily - Highly Impacted | Cooking Oven | 3 | Market Standard Cooking Oven | Existing | bar: 2023 to 2050
Snohomish CountyMultifamily - Highly Impacted | Snohomish CountyMultifamily - Highly ImpactedCooking Oven | Snohomish CountyMultifamily - Highly ImpactedCooking Oven3 | Snohomish CountyMultifamily - Highly ImpactedCooking Oven3New | Snohomish CountyMultifamily - Highly ImpactedCooking OvenMarket Standard Cooking OvenNew | Snohomish CountyMultifamily - Highly ImpactedCooking OvenNew | Snohomish County | Multifamily - Highly Impacted | Cooking Oven | 3 | Market Standard Cooking Oven | New | bar: 2023 to 2050
Snohomish CountyManufactured | Snohomish CountyManufacturedCooking Oven | Snohomish CountyManufacturedCooking Oven3 | Snohomish CountyManufacturedCooking Oven3Existing | Snohomish CountyManufacturedCooking OvenMarket Standard Cooking OvenExisting | Snohomish CountyManufacturedCooking OvenExisting | Snohomish County | Manufactured | Cooking Oven | 3 | Market Standard Cooking Oven | Existing | bar: 2023 to 2050
Snohomish CountyManufactured | Snohomish CountyManufacturedCooking Oven | Snohomish CountyManufacturedCooking Oven3 | Snohomish CountyManufacturedCooking Oven3New | Snohomish CountyManufacturedCooking OvenMarket Standard Cooking OvenNew | Snohomish CountyManufacturedCooking OvenNew | Snohomish County | Manufactured | Cooking Oven | 3 | Market Standard Cooking Oven | New | bar: 2023 to 2050
Snohomish CountyManufactured - Highly Impacted | Snohomish CountyManufactured - Highly ImpactedCooking Oven | Snohomish CountyManufactured - Highly ImpactedCooking Oven3 | Snohomish CountyManufactured - Highly ImpactedCooking Oven3Existing | Snohomish CountyManufactured - Highly ImpactedCooking OvenMarket Standard Cooking OvenExisting | Snohomish CountyManufactured - Highly ImpactedCooking OvenExisting | Snohomish County | Manufactured - Highly Impacted | Cooking Oven | 3 | Market Standard Cooking Oven | Existing | bar: 2023 to 2050
Snohomish CountyManufactured - Highly Impacted | Snohomish CountyManufactured - Highly ImpactedCooking Oven | Snohomish CountyManufactured - Highly ImpactedCooking Oven3 | Snohomish CountyManufactured - Highly ImpactedCooking Oven3New | Snohomish CountyManufactured - Highly ImpactedCooking OvenMarket Standard Cooking OvenNew | Snohomish CountyManufactured - Highly ImpactedCooking OvenNew | Snohomish County | Manufactured - Highly Impacted | Cooking Oven | 3 | Market Standard Cooking Oven | New | bar: 2023 to 2050
Snohomish CountySingle Family | Snohomish CountySingle FamilyCooking Oven | Snohomish CountySingle FamilyCooking Oven4 | Snohomish CountySingle FamilyCooking Oven4Existing | Snohomish CountySingle FamilyCooking OvenHigh Efficiency Convection Cooking OvenExisting | Snohomish CountySingle FamilyCooking OvenExisting | Snohomish County | Single Family | Cooking Oven | 4 | High Efficiency Convection Cooking Oven | Existing | 2.105% | 2.105% | 2.105% | 2.105% | 2.105% | 2.105% | 2.105% | 2.105% | 2.105% | 2.105% | 2.105% | 2.105% | 2.105% | 2.105% | 2.105% | 2.105% | 2.105% | 2.105% | 2.105% | 2.105% | 2.105% | 2.105% | 2.105% | 2.105% | 2.105% | 2.105% | 2.105% | 2.105%
Snohomish CountySingle Family | Snohomish CountySingle FamilyCooking Oven | Snohomish CountySingle FamilyCooking Oven4 | Snohomish CountySingle FamilyCooking Oven4New | Snohomish CountySingle FamilyCooking OvenHigh Efficiency Convection Cooking OvenNew | Snohomish CountySingle FamilyCooking OvenNew | Snohomish County | Single Family | Cooking Oven | 4 | High Efficiency Convection Cooking Oven | New | bar: 2023 to 2050
Snohomish CountySingle Family - Highly Impacted | Snohomish CountySingle Family - Highly ImpactedCooking Oven | Snohomish CountySingle Family - Highly ImpactedCooking Oven4 | Snohomish CountySingle Family - Highly ImpactedCooking Oven4Existing | Snohomish CountySingle Family - Highly ImpactedCooking OvenHigh Efficiency Convection Cooking OvenExisting | Snohomish CountySingle Family - Highly ImpactedCooking OvenExisting | Snohomish County | Single Family - Highly Impacted | Cooking Oven | 4 | High Efficiency Convection Cooking Oven | Existing | 2.105% | 2.105% | 2.105% | 2.105% | 2.105% | 2.105% | 2.105% | 2.105% | 2.105% | 2.105% | 2.105% | 2.105% | 2.105% | 2.105% | 2.105% | 2.105% | 2.105% | 2.105% | 2.105% | 2.105% | 2.105% | 2.105% | 2.105% | 2.105% | 2.105% | 2.105% | 2.105% | 2.105%
Snohomish CountySingle Family - Highly Impacted | Snohomish CountySingle Family - Highly ImpactedCooking Oven | Snohomish CountySingle Family - Highly ImpactedCooking Oven4 | Snohomish CountySingle Family - Highly ImpactedCooking Oven4New | Snohomish CountySingle Family - Highly ImpactedCooking OvenHigh Efficiency Convection Cooking OvenNew | Snohomish CountySingle Family - Highly ImpactedCooking OvenNew | Snohomish County | Single Family - Highly Impacted | Cooking Oven | 4 | High Efficiency Convection Cooking Oven | New | bar: 2023 to 2050
Snohomish CountyMultifamily | Snohomish CountyMultifamilyCooking Oven | Snohomish CountyMultifamilyCooking Oven4 | Snohomish CountyMultifamilyCooking Oven4Existing | Snohomish CountyMultifamilyCooking OvenHigh Efficiency Convection Cooking OvenExisting | Snohomish CountyMultifamilyCooking OvenExisting | Snohomish County | Multifamily | Cooking Oven | 4 | High Efficiency Convection Cooking Oven | Existing | 2.105% | 2.105% | 2.105% | 2.105% | 2.105% | 2.105% | 2.105% | 2.105% | 2.105% | 2.105% | 2.105% | 2.105% | 2.105% | 2.105% | 2.105% | 2.105% | 2.105% | 2.105% | 2.105% | 2.105% | 2.105% | 2.105% | 2.105% | 2.105% | 2.105% | 2.105% | 2.105% | 2.105%
Snohomish CountyMultifamily | Snohomish CountyMultifamilyCooking Oven | Snohomish CountyMultifamilyCooking Oven4 | Snohomish CountyMultifamilyCooking Oven4New | Snohomish CountyMultifamilyCooking OvenHigh Efficiency Convection Cooking OvenNew | Snohomish CountyMultifamilyCooking OvenNew | Snohomish County | Multifamily | Cooking Oven | 4 | High Efficiency Convection Cooking Oven | New | bar: 2023 to 2050
Snohomish CountyMultifamily - Highly Impacted | Snohomish CountyMultifamily - Highly ImpactedCooking Oven | Snohomish CountyMultifamily - Highly ImpactedCooking Oven4 | Snohomish CountyMultifamily - Highly ImpactedCooking Oven4Existing | Snohomish CountyMultifamily - Highly ImpactedCooking OvenHigh Efficiency Convection Cooking OvenExisting | Snohomish CountyMultifamily - Highly ImpactedCooking OvenExisting | Snohomish County | Multifamily - Highly Impacted | Cooking Oven | 4 | High Efficiency Convection Cooking Oven | Existing | 2.105% | 2.105% | 2.105% | 2.105% | 2.105% | 2.105% | 2.105% | 2.105% | 2.105% | 2.105% | 2.105% | 2.105% | 2.105% | 2.105% | 2.105% | 2.105% | 2.105% | 2.105% | 2.105% | 2.105% | 2.105% | 2.105% | 2.105% | 2.105% | 2.105% | 2.105% | 2.105% | 2.105%
Snohomish CountyMultifamily - Highly Impacted | Snohomish CountyMultifamily - Highly ImpactedCooking Oven | Snohomish CountyMultifamily - Highly ImpactedCooking Oven4 | Snohomish CountyMultifamily - Highly ImpactedCooking Oven4New | Snohomish CountyMultifamily - Highly ImpactedCooking OvenHigh Efficiency Convection Cooking OvenNew | Snohomish CountyMultifamily - Highly ImpactedCooking OvenNew | Snohomish County | Multifamily - Highly Impacted | Cooking Oven | 4 | High Efficiency Convection Cooking Oven | New | bar: 2023 to 2050
Snohomish CountyManufactured | Snohomish CountyManufacturedCooking Oven | Snohomish CountyManufacturedCooking Oven4 | Snohomish CountyManufacturedCooking Oven4Existing | Snohomish CountyManufacturedCooking OvenHigh Efficiency Convection Cooking OvenExisting | Snohomish CountyManufacturedCooking OvenExisting | Snohomish County | Manufactured | Cooking Oven | 4 | High Efficiency Convection Cooking Oven | Existing | 2.105% | 2.105% | 2.105% | 2.105% | 2.105% | 2.105% | 2.105% | 2.105% | 2.105% | 2.105% | 2.105% | 2.105% | 2.105% | 2.105% | 2.105% | 2.105% | 2.105% | 2.105% | 2.105% | 2.105% | 2.105% | 2.105% | 2.105% | 2.105% | 2.105% | 2.105% | 2.105% | 2.105%
Snohomish CountyManufactured | Snohomish CountyManufacturedCooking Oven | Snohomish CountyManufacturedCooking Oven4 | Snohomish CountyManufacturedCooking Oven4New | Snohomish CountyManufacturedCooking OvenHigh Efficiency Convection Cooking OvenNew | Snohomish CountyManufacturedCooking OvenNew | Snohomish County | Manufactured | Cooking Oven | 4 | High Efficiency Convection Cooking Oven | New | bar: 2023 to 2050
Snohomish CountyManufactured - Highly Impacted | Snohomish CountyManufactured - Highly ImpactedCooking Oven | Snohomish CountyManufactured - Highly ImpactedCooking Oven4 | Snohomish CountyManufactured - Highly ImpactedCooking Oven4Existing | Snohomish CountyManufactured - Highly ImpactedCooking OvenHigh Efficiency Convection Cooking OvenExisting | Snohomish CountyManufactured - Highly ImpactedCooking OvenExisting | Snohomish County | Manufactured - Highly Impacted | Cooking Oven | 4 | High Efficiency Convection Cooking Oven | Existing | 2.105% | 2.105% | 2.105% | 2.105% | 2.105% | 2.105% | 2.105% | 2.105% | 2.105% | 2.105% | 2.105% | 2.105% | 2.105% | 2.105% | 2.105% | 2.105% | 2.105% | 2.105% | 2.105% | 2.105% | 2.105% | 2.105% | 2.105% | 2.105% | 2.105% | 2.105% | 2.105% | 2.105%
Snohomish CountyManufactured - Highly Impacted | Snohomish CountyManufactured - Highly ImpactedCooking Oven | Snohomish CountyManufactured - Highly ImpactedCooking Oven4 | Snohomish CountyManufactured - Highly ImpactedCooking Oven4New | Snohomish CountyManufactured - Highly ImpactedCooking OvenHigh Efficiency Convection Cooking OvenNew | Snohomish CountyManufactured - Highly ImpactedCooking OvenNew | Snohomish County | Manufactured - Highly Impacted | Cooking Oven | 4 | High Efficiency Convection Cooking Oven | New | bar: 2023 to 2050
Snohomish CountySingle Family | Snohomish CountySingle FamilyCooking Range | Snohomish CountySingle FamilyCooking Range1 | Snohomish CountySingle FamilyCooking Range1Existing | Snohomish CountySingle FamilyCooking RangeFederal Standard 2012 Cooking RangeExisting | Snohomish CountySingle FamilyCooking RangeExisting | Snohomish County | Single Family | Cooking Range | 1 | Federal Standard 2012 Cooking Range | Existing | 100% | 100% | 100% | 100% | 100% | 100% | 100% | 100% | 100% | 100% | 100% | 100% | 100% | 100% | 100% | 100% | 100% | 100% | 100% | 100% | 100% | 100% | 100% | 100% | 100% | 100% | 100% | 100%
Snohomish CountySingle Family | Snohomish CountySingle FamilyCooking Range | Snohomish CountySingle FamilyCooking Range1 | Snohomish CountySingle FamilyCooking Range1New | Snohomish CountySingle FamilyCooking RangeFederal Standard 2012 Cooking RangeNew | Snohomish CountySingle FamilyCooking RangeNew | Snohomish County | Single Family | Cooking Range | 1 | Federal Standard 2012 Cooking Range | New | 100% | 100% | 100% | 100% | 100% | 100% | 100% | 100% | 100% | 100% | 100% | 100% | 100% | 100% | 100% | 100% | 100% | 100% | 100% | 100% | 100% | 100% | 100% | 100% | 100% | 100% | 100% | 100%
Snohomish CountySingle Family - Highly Impacted | Snohomish CountySingle Family - Highly ImpactedCooking Range | Snohomish CountySingle Family - Highly ImpactedCooking Range1 | Snohomish CountySingle Family - Highly ImpactedCooking Range1Existing | Snohomish CountySingle Family - Highly ImpactedCooking RangeFederal Standard 2012 Cooking RangeExisting | Snohomish CountySingle Family - Highly ImpactedCooking RangeExisting | Snohomish County | Single Family - Highly Impacted | Cooking Range | 1 | Federal Standard 2012 Cooking Range | Existing | 100% | 100% | 100% | 100% | 100% | 100% | 100% | 100% | 100% | 100% | 100% | 100% | 100% | 100% | 100% | 100% | 100% | 100% | 100% | 100% | 100% | 100% | 100% | 100% | 100% | 100% | 100% | 100%
Snohomish CountySingle Family - Highly Impacted | Snohomish CountySingle Family - Highly ImpactedCooking Range | Snohomish CountySingle Family - Highly ImpactedCooking Range1 | Snohomish CountySingle Family - Highly ImpactedCooking Range1New | Snohomish CountySingle Family - Highly ImpactedCooking RangeFederal Standard 2012 Cooking RangeNew | Snohomish CountySingle Family - Highly ImpactedCooking RangeNew | Snohomish County | Single Family - Highly Impacted | Cooking Range | 1 | Federal Standard 2012 Cooking Range | New | 100% | 100% | 100% | 100% | 100% | 100% | 100% | 100% | 100% | 100% | 100% | 100% | 100% | 100% | 100% | 100% | 100% | 100% | 100% | 100% | 100% | 100% | 100% | 100% | 100% | 100% | 100% | 100%
Snohomish CountyMultifamily | Snohomish CountyMultifamilyCooking Range | Snohomish CountyMultifamilyCooking Range1 | Snohomish CountyMultifamilyCooking Range1Existing | Snohomish CountyMultifamilyCooking RangeFederal Standard 2012 Cooking RangeExisting | Snohomish CountyMultifamilyCooking RangeExisting | Snohomish County | Multifamily | Cooking Range | 1 | Federal Standard 2012 Cooking Range | Existing | 100% | 100% | 100% | 100% | 100% | 100% | 100% | 100% | 100% | 100% | 100% | 100% | 100% | 100% | 100% | 100% | 100% | 100% | 100% | 100% | 100% | 100% | 100% | 100% | 100% | 100% | 100% | 100%
Snohomish CountyMultifamily | Snohomish CountyMultifamilyCooking Range | Snohomish CountyMultifamilyCooking Range1 | Snohomish CountyMultifamilyCooking Range1New | Snohomish CountyMultifamilyCooking RangeFederal Standard 2012 Cooking RangeNew | Snohomish CountyMultifamilyCooking RangeNew | Snohomish County | Multifamily | Cooking Range | 1 | Federal Standard 2012 Cooking Range | New | 100% | 100% | 100% | 100% | 100% | 100% | 100% | 100% | 100% | 100% | 100% | 100% | 100% | 100% | 100% | 100% | 100% | 100% | 100% | 100% | 100% | 100% | 100% | 100% | 100% | 100% | 100% | 100%
Snohomish CountyMultifamily - Highly Impacted | Snohomish CountyMultifamily - Highly ImpactedCooking Range | Snohomish CountyMultifamily - Highly ImpactedCooking Range1 | Snohomish CountyMultifamily - Highly ImpactedCooking Range1Existing | Snohomish CountyMultifamily - Highly ImpactedCooking RangeFederal Standard 2012 Cooking RangeExisting | Snohomish CountyMultifamily - Highly ImpactedCooking RangeExisting | Snohomish County | Multifamily - Highly Impacted | Cooking Range | 1 | Federal Standard 2012 Cooking Range | Existing | 100% | 100% | 100% | 100% | 100% | 100% | 100% | 100% | 100% | 100% | 100% | 100% | 100% | 100% | 100% | 100% | 100% | 100% | 100% | 100% | 100% | 100% | 100% | 100% | 100% | 100% | 100% | 100%
Snohomish CountyMultifamily - Highly Impacted | Snohomish CountyMultifamily - Highly ImpactedCooking Range | Snohomish CountyMultifamily - Highly ImpactedCooking Range1 | Snohomish CountyMultifamily - Highly ImpactedCooking Range1New | Snohomish CountyMultifamily - Highly ImpactedCooking RangeFederal Standard 2012 Cooking RangeNew | Snohomish CountyMultifamily - Highly ImpactedCooking RangeNew | Snohomish County | Multifamily - Highly Impacted | Cooking Range | 1 | Federal Standard 2012 Cooking Range | New | 100% | 100% | 100% | 100% | 100% | 100% | 100% | 100% | 100% | 100% | 100% | 100% | 100% | 100% | 100% | 100% | 100% | 100% | 100% | 100% | 100% | 100% | 100% | 100% | 100% | 100% | 100% | 100%
Snohomish CountyManufactured | Snohomish CountyManufacturedCooking Range | Snohomish CountyManufacturedCooking Range1 | Snohomish CountyManufacturedCooking Range1Existing | Snohomish CountyManufacturedCooking RangeFederal Standard 2012 Cooking RangeExisting | Snohomish CountyManufacturedCooking RangeExisting | Snohomish County | Manufactured | Cooking Range | 1 | Federal Standard 2012 Cooking Range | Existing | 100% | 100% | 100% | 100% | 100% | 100% | 100% | 100% | 100% | 100% | 100% | 100% | 100% | 100% | 100% | 100% | 100% | 100% | 100% | 100% | 100% | 100% | 100% | 100% | 100% | 100% | 100% | 100%
Snohomish CountyManufactured | Snohomish CountyManufacturedCooking Range | Snohomish CountyManufacturedCooking Range1 | Snohomish CountyManufacturedCooking Range1New | Snohomish CountyManufacturedCooking RangeFederal Standard 2012 Cooking RangeNew | Snohomish CountyManufacturedCooking RangeNew | Snohomish County | Manufactured | Cooking Range | 1 | Federal Standard 2012 Cooking Range | New | 100% | 100% | 100% | 100% | 100% | 100% | 100% | 100% | 100% | 100% | 100% | 100% | 100% | 100% | 100% | 100% | 100% | 100% | 100% | 100% | 100% | 100% | 100% | 100% | 100% | 100% | 100% | 100%
Snohomish CountyManufactured - Highly Impacted | Snohomish CountyManufactured - Highly ImpactedCooking Range | Snohomish CountyManufactured - Highly ImpactedCooking Range1 | Snohomish CountyManufactured - Highly ImpactedCooking Range1Existing | Snohomish CountyManufactured - Highly ImpactedCooking RangeFederal Standard 2012 Cooking RangeExisting | Snohomish CountyManufactured - Highly ImpactedCooking RangeExisting | Snohomish County | Manufactured - Highly Impacted | Cooking Range | 1 | Federal Standard 2012 Cooking Range | Existing | 100% | 100% | 100% | 100% | 100% | 100% | 100% | 100% | 100% | 100% | 100% | 100% | 100% | 100% | 100% | 100% | 100% | 100% | 100% | 100% | 100% | 100% | 100% | 100% | 100% | 100% | 100% | 100%
Snohomish CountyManufactured - Highly Impacted | Snohomish CountyManufactured - Highly ImpactedCooking Range | Snohomish CountyManufactured - Highly ImpactedCooking Range1 | Snohomish CountyManufactured - Highly ImpactedCooking Range1New | Snohomish CountyManufactured - Highly ImpactedCooking RangeFederal Standard 2012 Cooking RangeNew | Snohomish CountyManufactured - Highly ImpactedCooking RangeNew | Snohomish County | Manufactured - Highly Impacted | Cooking Range | 1 | Federal Standard 2012 Cooking Range | New | 100% | 100% | 100% | 100% | 100% | 100% | 100% | 100% | 100% | 100% | 100% | 100% | 100% | 100% | 100% | 100% | 100% | 100% | 100% | 100% | 100% | 100% | 100% | 100% | 100% | 100% | 100% | 100%
Snohomish CountySingle Family | Snohomish CountySingle FamilyOther | Snohomish CountySingle FamilyOther1 | Snohomish CountySingle FamilyOther1Existing | Snohomish CountySingle FamilyOtherStandard Other EquipmentExisting | Snohomish CountySingle FamilyOtherExisting | Snohomish County | Single Family | Other | 1 | Standard Other Equipment | Existing | 100% | 100% | 100% | 100% | 100% | 100% | 100% | 100% | 100% | 100% | 100% | 100% | 100% | 100% | 100% | 100% | 100% | 100% | 100% | 100% | 100% | 100% | 100% | 100% | 100% | 100% | 100% | 100%
Snohomish CountySingle Family | Snohomish CountySingle FamilyOther | Snohomish CountySingle FamilyOther1 | Snohomish CountySingle FamilyOther1New | Snohomish CountySingle FamilyOtherStandard Other EquipmentNew | Snohomish CountySingle FamilyOtherNew | Snohomish County | Single Family | Other | 1 | Standard Other Equipment | New | 100% | 100% | 100% | 100% | 100% | 100% | 100% | 100% | 100% | 100% | 100% | 100% | 100% | 100% | 100% | 100% | 100% | 100% | 100% | 100% | 100% | 100% | 100% | 100% | 100% | 100% | 100% | 100%
Snohomish CountySingle Family - Highly Impacted | Snohomish CountySingle Family - Highly ImpactedOther | Snohomish CountySingle Family - Highly ImpactedOther1 | Snohomish CountySingle Family - Highly ImpactedOther1Existing | Snohomish CountySingle Family - Highly ImpactedOtherStandard Other EquipmentExisting | Snohomish CountySingle Family - Highly ImpactedOtherExisting | Snohomish County | Single Family - Highly Impacted | Other | 1 | Standard Other Equipment | Existing | 100% | 100% | 100% | 100% | 100% | 100% | 100% | 100% | 100% | 100% | 100% | 100% | 100% | 100% | 100% | 100% | 100% | 100% | 100% | 100% | 100% | 100% | 100% | 100% | 100% | 100% | 100% | 100%
Snohomish CountySingle Family - Highly Impacted | Snohomish CountySingle Family - Highly ImpactedOther | Snohomish CountySingle Family - Highly ImpactedOther1 | Snohomish CountySingle Family - Highly ImpactedOther1New | Snohomish CountySingle Family - Highly ImpactedOtherStandard Other EquipmentNew | Snohomish CountySingle Family - Highly ImpactedOtherNew | Snohomish County | Single Family - Highly Impacted | Other | 1 | Standard Other Equipment | New | 100% | 100% | 100% | 100% | 100% | 100% | 100% | 100% | 100% | 100% | 100% | 100% | 100% | 100% | 100% | 100% | 100% | 100% | 100% | 100% | 100% | 100% | 100% | 100% | 100% | 100% | 100% | 100%
Snohomish CountyMultifamily | Snohomish CountyMultifamilyOther | Snohomish CountyMultifamilyOther1 | Snohomish CountyMultifamilyOther1Existing | Snohomish CountyMultifamilyOtherStandard Other EquipmentExisting | Snohomish CountyMultifamilyOtherExisting | Snohomish County | Multifamily | Other | 1 | Standard Other Equipment | Existing | 100% | 100% | 100% | 100% | 100% | 100% | 100% | 100% | 100% | 100% | 100% | 100% | 100% | 100% | 100% | 100% | 100% | 100% | 100% | 100% | 100% | 100% | 100% | 100% | 100% | 100% | 100% | 100%
Snohomish CountyMultifamily | Snohomish CountyMultifamilyOther | Snohomish CountyMultifamilyOther1 | Snohomish CountyMultifamilyOther1New | Snohomish CountyMultifamilyOtherStandard Other EquipmentNew | Snohomish CountyMultifamilyOtherNew | Snohomish County | Multifamily | Other | 1 | Standard Other Equipment | New | 100% | 100% | 100% | 100% | 100% | 100% | 100% | 100% | 100% | 100% | 100% | 100% | 100% | 100% | 100% | 100% | 100% | 100% | 100% | 100% | 100% | 100% | 100% | 100% | 100% | 100% | 100% | 100%
Snohomish CountyMultifamily - Highly Impacted | Snohomish CountyMultifamily - Highly ImpactedOther | Snohomish CountyMultifamily - Highly ImpactedOther1 | Snohomish CountyMultifamily - Highly ImpactedOther1Existing | Snohomish CountyMultifamily - Highly ImpactedOtherStandard Other EquipmentExisting | Snohomish CountyMultifamily - Highly ImpactedOtherExisting | Snohomish County | Multifamily - Highly Impacted | Other | 1 | Standard Other Equipment | Existing | 100% | 100% | 100% | 100% | 100% | 100% | 100% | 100% | 100% | 100% | 100% | 100% | 100% | 100% | 100% | 100% | 100% | 100% | 100% | 100% | 100% | 100% | 100% | 100% | 100% | 100% | 100% | 100%
Snohomish CountyMultifamily - Highly Impacted | Snohomish CountyMultifamily - Highly ImpactedOther | Snohomish CountyMultifamily - Highly ImpactedOther1 | Snohomish CountyMultifamily - Highly ImpactedOther1New | Snohomish CountyMultifamily - Highly ImpactedOtherStandard Other EquipmentNew | Snohomish CountyMultifamily - Highly ImpactedOtherNew | Snohomish County | Multifamily - Highly Impacted | Other | 1 | Standard Other Equipment | New | 100% | 100% | 100% | 100% | 100% | 100% | 100% | 100% | 100% | 100% | 100% | 100% | 100% | 100% | 100% | 100% | 100% | 100% | 100% | 100% | 100% | 100% | 100% | 100% | 100% | 100% | 100% | 100%
Snohomish CountyManufactured | Snohomish CountyManufacturedOther | Snohomish CountyManufacturedOther1 | Snohomish CountyManufacturedOther1Existing | Snohomish CountyManufacturedOtherStandard Other EquipmentExisting | Snohomish CountyManufacturedOtherExisting | Snohomish County | Manufactured | Other | 1 | Standard Other Equipment | Existing | 100% | 100% | 100% | 100% | 100% | 100% | 100% | 100% | 100% | 100% | 100% | 100% | 100% | 100% | 100% | 100% | 100% | 100% | 100% | 100% | 100% | 100% | 100% | 100% | 100% | 100% | 100% | 100%
Snohomish CountyManufactured | Snohomish CountyManufacturedOther | Snohomish CountyManufacturedOther1 | Snohomish CountyManufacturedOther1New | Snohomish CountyManufacturedOtherStandard Other EquipmentNew | Snohomish CountyManufacturedOtherNew | Snohomish County | Manufactured | Other | 1 | Standard Other Equipment | New | 100% | 100% | 100% | 100% | 100% | 100% | 100% | 100% | 100% | 100% | 100% | 100% | 100% | 100% | 100% | 100% | 100% | 100% | 100% | 100% | 100% | 100% | 100% | 100% | 100% | 100% | 100% | 100%
Snohomish CountyManufactured - Highly Impacted | Snohomish CountyManufactured - Highly ImpactedOther | Snohomish CountyManufactured - Highly ImpactedOther1 | Snohomish CountyManufactured - Highly ImpactedOther1Existing | Snohomish CountyManufactured - Highly ImpactedOtherStandard Other EquipmentExisting | Snohomish CountyManufactured - Highly ImpactedOtherExisting | Snohomish County | Manufactured - Highly Impacted | Other | 1 | Standard Other Equipment | Existing | 100% | 100% | 100% | 100% | 100% | 100% | 100% | 100% | 100% | 100% | 100% | 100% | 100% | 100% | 100% | 100% | 100% | 100% | 100% | 100% | 100% | 100% | 100% | 100% | 100% | 100% | 100% | 100%
Snohomish CountyManufactured - Highly Impacted | Snohomish CountyManufactured - Highly ImpactedOther | Snohomish CountyManufactured - Highly ImpactedOther1 | Snohomish CountyManufactured - Highly ImpactedOther1New | Snohomish CountyManufactured - Highly ImpactedOtherStandard Other EquipmentNew | Snohomish CountyManufactured - Highly ImpactedOtherNew | Snohomish County | Manufactured - Highly Impacted | Other | 1 | Standard Other Equipment | New | 100% | 100% | 100% | 100% | 100% | 100% | 100% | 100% | 100% | 100% | 100% | 100% | 100% | 100% | 100% | 100% | 100% | 100% | 100% | 100% | 100% | 100% | 100% | 100% | 100% | 100% | 100% | 100%
Snohomish CountySingle Family | Snohomish CountySingle FamilyDryer | Snohomish CountySingle FamilyDryer1 | Snohomish CountySingle FamilyDryer1Existing | Snohomish CountySingle FamilyDryerBelow Standard Dryer - CEF/EF 1.57/1.82 (Gas Dryer)Existing | Snohomish CountySingle FamilyDryerExisting | Snohomish County | Single Family | Dryer | 1 | Below Standard Dryer - CEF/EF 1.57/1.82 (Gas Dryer) | Existing | bar: 2023 to 2050
Snohomish CountySingle Family | Snohomish CountySingle FamilyDryer | Snohomish CountySingle FamilyDryer1 | Snohomish CountySingle FamilyDryer1New | Snohomish CountySingle FamilyDryerBelow Standard Dryer - CEF/EF 1.57/1.82 (Gas Dryer)New | Snohomish CountySingle FamilyDryerNew | Snohomish County | Single Family | Dryer | 1 | Below Standard Dryer - CEF/EF 1.57/1.82 (Gas Dryer) | New | bar: 2023 to 2050
Snohomish CountySingle Family - Highly Impacted | Snohomish CountySingle Family - Highly ImpactedDryer | Snohomish CountySingle Family - Highly ImpactedDryer1 | Snohomish CountySingle Family - Highly ImpactedDryer1Existing | Snohomish CountySingle Family - Highly ImpactedDryerBelow Standard Dryer - CEF/EF 1.57/1.82 (Gas Dryer)Existing | Snohomish CountySingle Family - Highly ImpactedDryerExisting | Snohomish County | Single Family - Highly Impacted | Dryer | 1 | Below Standard Dryer - CEF/EF 1.57/1.82 (Gas Dryer) | Existing | bar: 2023 to 2050
Snohomish CountySingle Family - Highly Impacted | Snohomish CountySingle Family - Highly ImpactedDryer | Snohomish CountySingle Family - Highly ImpactedDryer1 | Snohomish CountySingle Family - Highly ImpactedDryer1New | Snohomish CountySingle Family - Highly ImpactedDryerBelow Standard Dryer - CEF/EF 1.57/1.82 (Gas Dryer)New | Snohomish CountySingle Family - Highly ImpactedDryerNew | Snohomish County | Single Family - Highly Impacted | Dryer | 1 | Below Standard Dryer - CEF/EF 1.57/1.82 (Gas Dryer) | New | bar: 2023 to 2050
Snohomish CountyMultifamily | Snohomish CountyMultifamilyDryer | Snohomish CountyMultifamilyDryer1 | Snohomish CountyMultifamilyDryer1Existing | Snohomish CountyMultifamilyDryerBelow Standard Dryer - CEF/EF 1.57/1.82 (Gas Dryer)Existing | Snohomish CountyMultifamilyDryerExisting | Snohomish County | Multifamily | Dryer | 1 | Below Standard Dryer - CEF/EF 1.57/1.82 (Gas Dryer) | Existing | bar: 2023 to 2050
Snohomish CountyMultifamily | Snohomish CountyMultifamilyDryer | Snohomish CountyMultifamilyDryer1 | Snohomish CountyMultifamilyDryer1New | Snohomish CountyMultifamilyDryerBelow Standard Dryer - CEF/EF 1.57/1.82 (Gas Dryer)New | Snohomish CountyMultifamilyDryerNew | Snohomish County | Multifamily | Dryer | 1 | Below Standard Dryer - CEF/EF 1.57/1.82 (Gas Dryer) | New | bar: 2023 to 2050
Snohomish CountyMultifamily - Highly Impacted | Snohomish CountyMultifamily - Highly ImpactedDryer | Snohomish CountyMultifamily - Highly ImpactedDryer1 | Snohomish CountyMultifamily - Highly ImpactedDryer1Existing | Snohomish CountyMultifamily - Highly ImpactedDryerBelow Standard Dryer - CEF/EF 1.57/1.82 (Gas Dryer)Existing | Snohomish CountyMultifamily - Highly ImpactedDryerExisting | Snohomish County | Multifamily - Highly Impacted | Dryer | 1 | Below Standard Dryer - CEF/EF 1.57/1.82 (Gas Dryer) | Existing | bar: 2023 to 2050
Snohomish CountyMultifamily - Highly Impacted | Snohomish CountyMultifamily - Highly ImpactedDryer | Snohomish CountyMultifamily - Highly ImpactedDryer1 | Snohomish CountyMultifamily - Highly ImpactedDryer1New | Snohomish CountyMultifamily - Highly ImpactedDryerBelow Standard Dryer - CEF/EF 1.57/1.82 (Gas Dryer)New | Snohomish CountyMultifamily - Highly ImpactedDryerNew | Snohomish County | Multifamily - Highly Impacted | Dryer | 1 | Below Standard Dryer - CEF/EF 1.57/1.82 (Gas Dryer) | New | bar: 2023 to 2050
Snohomish CountyManufactured | Snohomish CountyManufacturedDryer | Snohomish CountyManufacturedDryer1 | Snohomish CountyManufacturedDryer1Existing | Snohomish CountyManufacturedDryerBelow Standard Dryer - CEF/EF 1.57/1.82 (Gas Dryer)Existing | Snohomish CountyManufacturedDryerExisting | Snohomish County | Manufactured | Dryer | 1 | Below Standard Dryer - CEF/EF 1.57/1.82 (Gas Dryer) | Existing | bar: 2023 to 2050
Snohomish CountyManufactured | Snohomish CountyManufacturedDryer | Snohomish CountyManufacturedDryer1 | Snohomish CountyManufacturedDryer1New | Snohomish CountyManufacturedDryerBelow Standard Dryer - CEF/EF 1.57/1.82 (Gas Dryer)New | Snohomish CountyManufacturedDryerNew | Snohomish County | Manufactured | Dryer | 1 | Below Standard Dryer - CEF/EF 1.57/1.82 (Gas Dryer) | New | bar: 2023 to 2050
Snohomish CountyManufactured - Highly Impacted | Snohomish CountyManufactured - Highly ImpactedDryer | Snohomish CountyManufactured - Highly ImpactedDryer1 | Snohomish CountyManufactured - Highly ImpactedDryer1Existing | Snohomish CountyManufactured - Highly ImpactedDryerBelow Standard Dryer - CEF/EF 1.57/1.82 (Gas Dryer)Existing | Snohomish CountyManufactured - Highly ImpactedDryerExisting | Snohomish County | Manufactured - Highly Impacted | Dryer | 1 | Below Standard Dryer - CEF/EF 1.57/1.82 (Gas Dryer) | Existing | bar: 2023 to 2050
Snohomish CountyManufactured - Highly Impacted | Snohomish CountyManufactured - Highly ImpactedDryer | Snohomish CountyManufactured - Highly ImpactedDryer1 | Snohomish CountyManufactured - Highly ImpactedDryer1New | Snohomish CountyManufactured - Highly ImpactedDryerBelow Standard Dryer - CEF/EF 1.57/1.82 (Gas Dryer)New | Snohomish CountyManufactured - Highly ImpactedDryerNew | Snohomish County | Manufactured - Highly Impacted | Dryer | 1 | Below Standard Dryer - CEF/EF 1.57/1.82 (Gas Dryer) | New | bar: 2023 to 2050
Snohomish CountySingle Family | Snohomish CountySingle FamilyDryer | Snohomish CountySingle FamilyDryer2 | Snohomish CountySingle FamilyDryer2Existing | Snohomish CountySingle FamilyDryerFederal Standard 2015 Dryer - CEF/EF 2.84/3.30 (Gas Dryer)Existing | Snohomish CountySingle FamilyDryerExisting | Snohomish County | Single Family | Dryer | 2 | Federal Standard 2015 Dryer - CEF/EF 2.84/3.30 (Gas Dryer) | Existing | 46% | 46% | 46% | 46% | 46% | 46% | 46% | 46% | 46% | 46% | 46% | 46% | 46% | 46% | 46% | 46% | 46% | 46% | 46% | 46% | 46% | 46% | 46% | 46% | 46% | 46% | 46% | 46%
Snohomish CountySingle Family | Snohomish CountySingle FamilyDryer | Snohomish CountySingle FamilyDryer2 | Snohomish CountySingle FamilyDryer2New | Snohomish CountySingle FamilyDryerFederal Standard 2015 Dryer - CEF/EF 2.84/3.30 (Gas Dryer)New | Snohomish CountySingle FamilyDryerNew | Snohomish County | Single Family | Dryer | 2 | Federal Standard 2015 Dryer - CEF/EF 2.84/3.30 (Gas Dryer) | New | 46% | 46% | 46% | 46% | 46% | 46% | 46% | 46% | 46% | 46% | 46% | 46% | 46% | 46% | 46% | 46% | 46% | 46% | 46% | 46% | 46% | 46% | 46% | 46% | 46% | 46% | 46% | 46%
Snohomish CountySingle Family - Highly Impacted | Snohomish CountySingle Family - Highly ImpactedDryer | Snohomish CountySingle Family - Highly ImpactedDryer2 | Snohomish CountySingle Family - Highly ImpactedDryer2Existing | Snohomish CountySingle Family - Highly ImpactedDryerFederal Standard 2015 Dryer - CEF/EF 2.84/3.30 (Gas Dryer)Existing | Snohomish CountySingle Family - Highly ImpactedDryerExisting | Snohomish County | Single Family - Highly Impacted | Dryer | 2 | Federal Standard 2015 Dryer - CEF/EF 2.84/3.30 (Gas Dryer) | Existing | 46% | 46% | 46% | 46% | 46% | 46% | 46% | 46% | 46% | 46% | 46% | 46% | 46% | 46% | 46% | 46% | 46% | 46% | 46% | 46% | 46% | 46% | 46% | 46% | 46% | 46% | 46% | 46%
Snohomish CountySingle Family - Highly Impacted | Snohomish CountySingle Family - Highly ImpactedDryer | Snohomish CountySingle Family - Highly ImpactedDryer2 | Snohomish CountySingle Family - Highly ImpactedDryer2New | Snohomish CountySingle Family - Highly ImpactedDryerFederal Standard 2015 Dryer - CEF/EF 2.84/3.30 (Gas Dryer)New | Snohomish CountySingle Family - Highly ImpactedDryerNew | Snohomish County | Single Family - Highly Impacted | Dryer | 2 | Federal Standard 2015 Dryer - CEF/EF 2.84/3.30 (Gas Dryer) | New | 46% | 46% | 46% | 46% | 46% | 46% | 46% | 46% | 46% | 46% | 46% | 46% | 46% | 46% | 46% | 46% | 46% | 46% | 46% | 46% | 46% | 46% | 46% | 46% | 46% | 46% | 46% | 46%
Snohomish CountyMultifamily | Snohomish CountyMultifamilyDryer | Snohomish CountyMultifamilyDryer2 | Snohomish CountyMultifamilyDryer2Existing | Snohomish CountyMultifamilyDryerFederal Standard 2015 Dryer - CEF/EF 2.84/3.30 (Gas Dryer)Existing | Snohomish CountyMultifamilyDryerExisting | Snohomish County | Multifamily | Dryer | 2 | Federal Standard 2015 Dryer - CEF/EF 2.84/3.30 (Gas Dryer) | Existing | 46% | 46% | 46% | 46% | 46% | 46% | 46% | 46% | 46% | 46% | 46% | 46% | 46% | 46% | 46% | 46% | 46% | 46% | 46% | 46% | 46% | 46% | 46% | 46% | 46% | 46% | 46% | 46%
Snohomish CountyMultifamily | Snohomish CountyMultifamilyDryer | Snohomish CountyMultifamilyDryer2 | Snohomish CountyMultifamilyDryer2New | Snohomish CountyMultifamilyDryerFederal Standard 2015 Dryer - CEF/EF 2.84/3.30 (Gas Dryer)New | Snohomish CountyMultifamilyDryerNew | Snohomish County | Multifamily | Dryer | 2 | Federal Standard 2015 Dryer - CEF/EF 2.84/3.30 (Gas Dryer) | New | 46% | 46% | 46% | 46% | 46% | 46% | 46% | 46% | 46% | 46% | 46% | 46% | 46% | 46% | 46% | 46% | 46% | 46% | 46% | 46% | 46% | 46% | 46% | 46% | 46% | 46% | 46% | 46%
Snohomish CountyMultifamily - Highly Impacted | Snohomish CountyMultifamily - Highly ImpactedDryer | Snohomish CountyMultifamily - Highly ImpactedDryer2 | Snohomish CountyMultifamily - Highly ImpactedDryer2Existing | Snohomish CountyMultifamily - Highly ImpactedDryerFederal Standard 2015 Dryer - CEF/EF 2.84/3.30 (Gas Dryer)Existing | Snohomish CountyMultifamily - Highly ImpactedDryerExisting | Snohomish County | Multifamily - Highly Impacted | Dryer | 2 | Federal Standard 2015 Dryer - CEF/EF 2.84/3.30 (Gas Dryer) | Existing | 46% | 46% | 46% | 46% | 46% | 46% | 46% | 46% | 46% | 46% | 46% | 46% | 46% | 46% | 46% | 46% | 46% | 46% | 46% | 46% | 46% | 46% | 46% | 46% | 46% | 46% | 46% | 46%
Snohomish CountyMultifamily - Highly Impacted | Snohomish CountyMultifamily - Highly ImpactedDryer | Snohomish CountyMultifamily - Highly ImpactedDryer2 | Snohomish CountyMultifamily - Highly ImpactedDryer2New | Snohomish CountyMultifamily - Highly ImpactedDryerFederal Standard 2015 Dryer - CEF/EF 2.84/3.30 (Gas Dryer)New | Snohomish CountyMultifamily - Highly ImpactedDryerNew | Snohomish County | Multifamily - Highly Impacted | Dryer | 2 | Federal Standard 2015 Dryer - CEF/EF 2.84/3.30 (Gas Dryer) | New | 46% | 46% | 46% | 46% | 46% | 46% | 46% | 46% | 46% | 46% | 46% | 46% | 46% | 46% | 46% | 46% | 46% | 46% | 46% | 46% | 46% | 46% | 46% | 46% | 46% | 46% | 46% | 46%
Snohomish CountyManufactured | Snohomish CountyManufacturedDryer | Snohomish CountyManufacturedDryer2 | Snohomish CountyManufacturedDryer2Existing | Snohomish CountyManufacturedDryerFederal Standard 2015 Dryer - CEF/EF 2.84/3.30 (Gas Dryer)Existing | Snohomish CountyManufacturedDryerExisting | Snohomish County | Manufactured | Dryer | 2 | Federal Standard 2015 Dryer - CEF/EF 2.84/3.30 (Gas Dryer) | Existing | 46% | 46% | 46% | 46% | 46% | 46% | 46% | 46% | 46% | 46% | 46% | 46% | 46% | 46% | 46% | 46% | 46% | 46% | 46% | 46% | 46% | 46% | 46% | 46% | 46% | 46% | 46% | 46%
Snohomish CountyManufactured | Snohomish CountyManufacturedDryer | Snohomish CountyManufacturedDryer2 | Snohomish CountyManufacturedDryer2New | Snohomish CountyManufacturedDryerFederal Standard 2015 Dryer - CEF/EF 2.84/3.30 (Gas Dryer)New | Snohomish CountyManufacturedDryerNew | Snohomish County | Manufactured | Dryer | 2 | Federal Standard 2015 Dryer - CEF/EF 2.84/3.30 (Gas Dryer) | New | 46% | 46% | 46% | 46% | 46% | 46% | 46% | 46% | 46% | 46% | 46% | 46% | 46% | 46% | 46% | 46% | 46% | 46% | 46% | 46% | 46% | 46% | 46% | 46% | 46% | 46% | 46% | 46%
Snohomish CountyManufactured - Highly Impacted | Snohomish CountyManufactured - Highly ImpactedDryer | Snohomish CountyManufactured - Highly ImpactedDryer2 | Snohomish CountyManufactured - Highly ImpactedDryer2Existing | Snohomish CountyManufactured - Highly ImpactedDryerFederal Standard 2015 Dryer - CEF/EF 2.84/3.30 (Gas Dryer)Existing | Snohomish CountyManufactured - Highly ImpactedDryerExisting | Snohomish County | Manufactured - Highly Impacted | Dryer | 2 | Federal Standard 2015 Dryer - CEF/EF 2.84/3.30 (Gas Dryer) | Existing | 46% | 46% | 46% | 46% | 46% | 46% | 46% | 46% | 46% | 46% | 46% | 46% | 46% | 46% | 46% | 46% | 46% | 46% | 46% | 46% | 46% | 46% | 46% | 46% | 46% | 46% | 46% | 46%
Snohomish CountyManufactured - Highly Impacted | Snohomish CountyManufactured - Highly ImpactedDryer | Snohomish CountyManufactured - Highly ImpactedDryer2 | Snohomish CountyManufactured - Highly ImpactedDryer2New | Snohomish CountyManufactured - Highly ImpactedDryerFederal Standard 2015 Dryer - CEF/EF 2.84/3.30 (Gas Dryer)New | Snohomish CountyManufactured - Highly ImpactedDryerNew | Snohomish County | Manufactured - Highly Impacted | Dryer | 2 | Federal Standard 2015 Dryer - CEF/EF 2.84/3.30 (Gas Dryer) | New | 46% | 46% | 46% | 46% | 46% | 46% | 46% | 46% | 46% | 46% | 46% | 46% | 46% | 46% | 46% | 46% | 46% | 46% | 46% | 46% | 46% | 46% | 46% | 46% | 46% | 46% | 46% | 46%
Snohomish CountySingle Family | Snohomish CountySingle FamilyDryer | Snohomish CountySingle FamilyDryer3 | Snohomish CountySingle FamilyDryer3Existing | Snohomish CountySingle FamilyDryerMarket Standard DryerExisting | Snohomish CountySingle FamilyDryerExisting | Snohomish County | Single Family | Dryer | 3 | Market Standard Dryer | Existing | bar: 2023 to 2050
Snohomish CountySingle Family | Snohomish CountySingle FamilyDryer | Snohomish CountySingle FamilyDryer3 | Snohomish CountySingle FamilyDryer3New | Snohomish CountySingle FamilyDryerMarket Standard DryerNew | Snohomish CountySingle FamilyDryerNew | Snohomish County | Single Family | Dryer | 3 | Market Standard Dryer | New | bar: 2023 to 2050
Snohomish CountySingle Family - Highly Impacted | Snohomish CountySingle Family - Highly ImpactedDryer | Snohomish CountySingle Family - Highly ImpactedDryer3 | Snohomish CountySingle Family - Highly ImpactedDryer3Existing | Snohomish CountySingle Family - Highly ImpactedDryerMarket Standard DryerExisting | Snohomish CountySingle Family - Highly ImpactedDryerExisting | Snohomish County | Single Family - Highly Impacted | Dryer | 3 | Market Standard Dryer | Existing | bar: 2023 to 2050
Snohomish CountySingle Family - Highly Impacted | Snohomish CountySingle Family - Highly ImpactedDryer | Snohomish CountySingle Family - Highly ImpactedDryer3 | Snohomish CountySingle Family - Highly ImpactedDryer3New | Snohomish CountySingle Family - Highly ImpactedDryerMarket Standard DryerNew | Snohomish CountySingle Family - Highly ImpactedDryerNew | Snohomish County | Single Family - Highly Impacted | Dryer | 3 | Market Standard Dryer | New | bar: 2023 to 2050
Snohomish CountyMultifamily | Snohomish CountyMultifamilyDryer | Snohomish CountyMultifamilyDryer3 | Snohomish CountyMultifamilyDryer3Existing | Snohomish CountyMultifamilyDryerMarket Standard DryerExisting | Snohomish CountyMultifamilyDryerExisting | Snohomish County | Multifamily | Dryer | 3 | Market Standard Dryer | Existing | bar: 2023 to 2050
Snohomish CountyMultifamily | Snohomish CountyMultifamilyDryer | Snohomish CountyMultifamilyDryer3 | Snohomish CountyMultifamilyDryer3New | Snohomish CountyMultifamilyDryerMarket Standard DryerNew | Snohomish CountyMultifamilyDryerNew | Snohomish County | Multifamily | Dryer | 3 | Market Standard Dryer | New | bar: 2023 to 2050
Snohomish CountyMultifamily - Highly Impacted | Snohomish CountyMultifamily - Highly ImpactedDryer | Snohomish CountyMultifamily - Highly ImpactedDryer3 | Snohomish CountyMultifamily - Highly ImpactedDryer3Existing | Snohomish CountyMultifamily - Highly ImpactedDryerMarket Standard DryerExisting | Snohomish CountyMultifamily - Highly ImpactedDryerExisting | Snohomish County | Multifamily - Highly Impacted | Dryer | 3 | Market Standard Dryer | Existing | bar: 2023 to 2050
Snohomish CountyMultifamily - Highly Impacted | Snohomish CountyMultifamily - Highly ImpactedDryer | Snohomish CountyMultifamily - Highly ImpactedDryer3 | Snohomish CountyMultifamily - Highly ImpactedDryer3New | Snohomish CountyMultifamily - Highly ImpactedDryerMarket Standard DryerNew | Snohomish CountyMultifamily - Highly ImpactedDryerNew | Snohomish County | Multifamily - Highly Impacted | Dryer | 3 | Market Standard Dryer | New | bar: 2023 to 2050
Snohomish CountyManufactured | Snohomish CountyManufacturedDryer | Snohomish CountyManufacturedDryer3 | Snohomish CountyManufacturedDryer3Existing | Snohomish CountyManufacturedDryerMarket Standard DryerExisting | Snohomish CountyManufacturedDryerExisting | Snohomish County | Manufactured | Dryer | 3 | Market Standard Dryer | Existing | bar: 2023 to 2050
Snohomish CountyManufactured | Snohomish CountyManufacturedDryer | Snohomish CountyManufacturedDryer3 | Snohomish CountyManufacturedDryer3New | Snohomish CountyManufacturedDryerMarket Standard DryerNew | Snohomish CountyManufacturedDryerNew | Snohomish County | Manufactured | Dryer | 3 | Market Standard Dryer | New | bar: 2023 to 2050
Snohomish CountyManufactured - Highly Impacted | Snohomish CountyManufactured - Highly ImpactedDryer | Snohomish CountyManufactured - Highly ImpactedDryer3 | Snohomish CountyManufactured - Highly ImpactedDryer3Existing | Snohomish CountyManufactured - Highly ImpactedDryerMarket Standard DryerExisting | Snohomish CountyManufactured - Highly ImpactedDryerExisting | Snohomish County | Manufactured - Highly Impacted | Dryer | 3 | Market Standard Dryer | Existing | bar: 2023 to 2050
Snohomish CountyManufactured - Highly Impacted | Snohomish CountyManufactured - Highly ImpactedDryer | Snohomish CountyManufactured - Highly ImpactedDryer3 | Snohomish CountyManufactured - Highly ImpactedDryer3New | Snohomish CountyManufactured - Highly ImpactedDryerMarket Standard DryerNew | Snohomish CountyManufactured - Highly ImpactedDryerNew | Snohomish County | Manufactured - Highly Impacted | Dryer | 3 | Market Standard Dryer | New | bar: 2023 to 2050
Snohomish CountySingle Family | Snohomish CountySingle FamilyDryer | Snohomish CountySingle FamilyDryer4 | Snohomish CountySingle FamilyDryer4Existing | Snohomish CountySingle FamilyDryerENERGY STAR Dryer - CEF 3.48 (Gas Dryer)Existing | Snohomish CountySingle FamilyDryerExisting | Snohomish County | Single Family | Dryer | 4 | ENERGY STAR Dryer - CEF 3.48 (Gas Dryer) | Existing | 51.7% | 51.7% | 51.7% | 51.7% | 51.7% | 51.7% | 51.7% | 51.7% | 51.7% | 51.7% | 51.7% | 51.7% | 51.7% | 51.7% | 51.7% | 51.7% | 51.7% | 51.7% | 51.7% | 51.7% | 51.7% | 51.7% | 51.7% | 51.7% | 51.7% | 51.7% | 51.7% | 51.7%
Snohomish CountySingle Family | Snohomish CountySingle FamilyDryer | Snohomish CountySingle FamilyDryer4 | Snohomish CountySingle FamilyDryer4New | Snohomish CountySingle FamilyDryerENERGY STAR Dryer - CEF 3.48 (Gas Dryer)New | Snohomish CountySingle FamilyDryerNew | Snohomish County | Single Family | Dryer | 4 | ENERGY STAR Dryer - CEF 3.48 (Gas Dryer) | New | 51.7% | 51.7% | 51.7% | 51.7% | 51.7% | 51.7% | 51.7% | 51.7% | 51.7% | 51.7% | 51.7% | 51.7% | 51.7% | 51.7% | 51.7% | 51.7% | 51.7% | 51.7% | 51.7% | 51.7% | 51.7% | 51.7% | 51.7% | 51.7% | 51.7% | 51.7% | 51.7% | 51.7%
Snohomish CountySingle Family - Highly Impacted | Snohomish CountySingle Family - Highly ImpactedDryer | Snohomish CountySingle Family - Highly ImpactedDryer4 | Snohomish CountySingle Family - Highly ImpactedDryer4Existing | Snohomish CountySingle Family - Highly ImpactedDryerENERGY STAR Dryer - CEF 3.48 (Gas Dryer)Existing | Snohomish CountySingle Family - Highly ImpactedDryerExisting | Snohomish County | Single Family - Highly Impacted | Dryer | 4 | ENERGY STAR Dryer - CEF 3.48 (Gas Dryer) | Existing | 51.7% | 51.7% | 51.7% | 51.7% | 51.7% | 51.7% | 51.7% | 51.7% | 51.7% | 51.7% | 51.7% | 51.7% | 51.7% | 51.7% | 51.7% | 51.7% | 51.7% | 51.7% | 51.7% | 51.7% | 51.7% | 51.7% | 51.7% | 51.7% | 51.7% | 51.7% | 51.7% | 51.7%
Snohomish CountySingle Family - Highly Impacted | Snohomish CountySingle Family - Highly ImpactedDryer | Snohomish CountySingle Family - Highly ImpactedDryer4 | Snohomish CountySingle Family - Highly ImpactedDryer4New | Snohomish CountySingle Family - Highly ImpactedDryerENERGY STAR Dryer - CEF 3.48 (Gas Dryer)New | Snohomish CountySingle Family - Highly ImpactedDryerNew | Snohomish County | Single Family - Highly Impacted | Dryer | 4 | ENERGY STAR Dryer - CEF 3.48 (Gas Dryer) | New | 51.7% | 51.7% | 51.7% | 51.7% | 51.7% | 51.7% | 51.7% | 51.7% | 51.7% | 51.7% | 51.7% | 51.7% | 51.7% | 51.7% | 51.7% | 51.7% | 51.7% | 51.7% | 51.7% | 51.7% | 51.7% | 51.7% | 51.7% | 51.7% | 51.7% | 51.7% | 51.7% | 51.7%
Snohomish CountyMultifamily | Snohomish CountyMultifamilyDryer | Snohomish CountyMultifamilyDryer4 | Snohomish CountyMultifamilyDryer4Existing | Snohomish CountyMultifamilyDryerENERGY STAR Dryer - CEF 3.48 (Gas Dryer)Existing | Snohomish CountyMultifamilyDryerExisting | Snohomish County | Multifamily | Dryer | 4 | ENERGY STAR Dryer - CEF 3.48 (Gas Dryer) | Existing | 51.7% | 51.7% | 51.7% | 51.7% | 51.7% | 51.7% | 51.7% | 51.7% | 51.7% | 51.7% | 51.7% | 51.7% | 51.7% | 51.7% | 51.7% | 51.7% | 51.7% | 51.7% | 51.7% | 51.7% | 51.7% | 51.7% | 51.7% | 51.7% | 51.7% | 51.7% | 51.7% | 51.7%
Snohomish CountyMultifamily | Snohomish CountyMultifamilyDryer | Snohomish CountyMultifamilyDryer4 | Snohomish CountyMultifamilyDryer4New | Snohomish CountyMultifamilyDryerENERGY STAR Dryer - CEF 3.48 (Gas Dryer)New | Snohomish CountyMultifamilyDryerNew | Snohomish County | Multifamily | Dryer | 4 | ENERGY STAR Dryer - CEF 3.48 (Gas Dryer) | New | 51.7% | 51.7% | 51.7% | 51.7% | 51.7% | 51.7% | 51.7% | 51.7% | 51.7% | 51.7% | 51.7% | 51.7% | 51.7% | 51.7% | 51.7% | 51.7% | 51.7% | 51.7% | 51.7% | 51.7% | 51.7% | 51.7% | 51.7% | 51.7% | 51.7% | 51.7% | 51.7% | 51.7%
Snohomish CountyMultifamily - Highly Impacted | Snohomish CountyMultifamily - Highly ImpactedDryer | Snohomish CountyMultifamily - Highly ImpactedDryer4 | Snohomish CountyMultifamily - Highly ImpactedDryer4Existing | Snohomish CountyMultifamily - Highly ImpactedDryerENERGY STAR Dryer - CEF 3.48 (Gas Dryer)Existing | Snohomish CountyMultifamily - Highly ImpactedDryerExisting | Snohomish County | Multifamily - Highly Impacted | Dryer | 4 | ENERGY STAR Dryer - CEF 3.48 (Gas Dryer) | Existing | 51.7% | 51.7% | 51.7% | 51.7% | 51.7% | 51.7% | 51.7% | 51.7% | 51.7% | 51.7% | 51.7% | 51.7% | 51.7% | 51.7% | 51.7% | 51.7% | 51.7% | 51.7% | 51.7% | 51.7% | 51.7% | 51.7% | 51.7% | 51.7% | 51.7% | 51.7% | 51.7% | 51.7%
Snohomish CountyMultifamily - Highly Impacted | Snohomish CountyMultifamily - Highly ImpactedDryer | Snohomish CountyMultifamily - Highly ImpactedDryer4 | Snohomish CountyMultifamily - Highly ImpactedDryer4New | Snohomish CountyMultifamily - Highly ImpactedDryerENERGY STAR Dryer - CEF 3.48 (Gas Dryer)New | Snohomish CountyMultifamily - Highly ImpactedDryerNew | Snohomish County | Multifamily - Highly Impacted | Dryer | 4 | ENERGY STAR Dryer - CEF 3.48 (Gas Dryer) | New | 51.7% | 51.7% | 51.7% | 51.7% | 51.7% | 51.7% | 51.7% | 51.7% | 51.7% | 51.7% | 51.7% | 51.7% | 51.7% | 51.7% | 51.7% | 51.7% | 51.7% | 51.7% | 51.7% | 51.7% | 51.7% | 51.7% | 51.7% | 51.7% | 51.7% | 51.7% | 51.7% | 51.7%
Snohomish CountyManufactured | Snohomish CountyManufacturedDryer | Snohomish CountyManufacturedDryer4 | Snohomish CountyManufacturedDryer4Existing | Snohomish CountyManufacturedDryerENERGY STAR Dryer - CEF 3.48 (Gas Dryer)Existing | Snohomish CountyManufacturedDryerExisting | Snohomish County | Manufactured | Dryer | 4 | ENERGY STAR Dryer - CEF 3.48 (Gas Dryer) | Existing | 51.7% | 51.7% | 51.7% | 51.7% | 51.7% | 51.7% | 51.7% | 51.7% | 51.7% | 51.7% | 51.7% | 51.7% | 51.7% | 51.7% | 51.7% | 51.7% | 51.7% | 51.7% | 51.7% | 51.7% | 51.7% | 51.7% | 51.7% | 51.7% | 51.7% | 51.7% | 51.7% | 51.7%
Snohomish CountyManufactured | Snohomish CountyManufacturedDryer | Snohomish CountyManufacturedDryer4 | Snohomish CountyManufacturedDryer4New | Snohomish CountyManufacturedDryerENERGY STAR Dryer - CEF 3.48 (Gas Dryer)New | Snohomish CountyManufacturedDryerNew | Snohomish County | Manufactured | Dryer | 4 | ENERGY STAR Dryer - CEF 3.48 (Gas Dryer) | New | 51.7% | 51.7% | 51.7% | 51.7% | 51.7% | 51.7% | 51.7% | 51.7% | 51.7% | 51.7% | 51.7% | 51.7% | 51.7% | 51.7% | 51.7% | 51.7% | 51.7% | 51.7% | 51.7% | 51.7% | 51.7% | 51.7% | 51.7% | 51.7% | 51.7% | 51.7% | 51.7% | 51.7%
Snohomish CountyManufactured - Highly Impacted | Snohomish CountyManufactured - Highly ImpactedDryer | Snohomish CountyManufactured - Highly ImpactedDryer4 | Snohomish CountyManufactured - Highly ImpactedDryer4Existing | Snohomish CountyManufactured - Highly ImpactedDryerENERGY STAR Dryer - CEF 3.48 (Gas Dryer)Existing | Snohomish CountyManufactured - Highly ImpactedDryerExisting | Snohomish County | Manufactured - Highly Impacted | Dryer | 4 | ENERGY STAR Dryer - CEF 3.48 (Gas Dryer) | Existing | 51.7% | 51.7% | 51.7% | 51.7% | 51.7% | 51.7% | 51.7% | 51.7% | 51.7% | 51.7% | 51.7% | 51.7% | 51.7% | 51.7% | 51.7% | 51.7% | 51.7% | 51.7% | 51.7% | 51.7% | 51.7% | 51.7% | 51.7% | 51.7% | 51.7% | 51.7% | 51.7% | 51.7%
Snohomish CountyManufactured - Highly Impacted | Snohomish CountyManufactured - Highly ImpactedDryer | Snohomish CountyManufactured - Highly ImpactedDryer4 | Snohomish CountyManufactured - Highly ImpactedDryer4New | Snohomish CountyManufactured - Highly ImpactedDryerENERGY STAR Dryer - CEF 3.48 (Gas Dryer)New | Snohomish CountyManufactured - Highly ImpactedDryerNew | Snohomish County | Manufactured - Highly Impacted | Dryer | 4 | ENERGY STAR Dryer - CEF 3.48 (Gas Dryer) | New | 51.7% | 51.7% | 51.7% | 51.7% | 51.7% | 51.7% | 51.7% | 51.7% | 51.7% | 51.7% | 51.7% | 51.7% | 51.7% | 51.7% | 51.7% | 51.7% | 51.7% | 51.7% | 51.7% | 51.7% | 51.7% | 51.7% | 51.7% | 51.7% | 51.7% | 51.7% | 51.7% | 51.7%
Snohomish CountySingle Family | Snohomish CountySingle FamilyDryer | Snohomish CountySingle FamilyDryer5 | Snohomish CountySingle FamilyDryer5Existing | Snohomish CountySingle FamilyDryerAdvanced Efficiency Dryer - CEF 3.8 (Gas Dryer)Existing | Snohomish CountySingle FamilyDryerExisting | Snohomish County | Single Family | Dryer | 5 | Advanced Efficiency Dryer - CEF 3.8 (Gas Dryer) | Existing | 2.3% | 2.3% | 2.3% | 2.3% | 2.3% | 2.3% | 2.3% | 2.3% | 2.3% | 2.3% | 2.3% | 2.3% | 2.3% | 2.3% | 2.3% | 2.3% | 2.3% | 2.3% | 2.3% | 2.3% | 2.3% | 2.3% | 2.3% | 2.3% | 2.3% | 2.3% | 2.3% | 2.3%
Snohomish CountySingle Family | Snohomish CountySingle FamilyDryer | Snohomish CountySingle FamilyDryer5 | Snohomish CountySingle FamilyDryer5New | Snohomish CountySingle FamilyDryerAdvanced Efficiency Dryer - CEF 3.8 (Gas Dryer)New | Snohomish CountySingle FamilyDryerNew | Snohomish County | Single Family | Dryer | 5 | Advanced Efficiency Dryer - CEF 3.8 (Gas Dryer) | New | 2.3% | 2.3% | 2.3% | 2.3% | 2.3% | 2.3% | 2.3% | 2.3% | 2.3% | 2.3% | 2.3% | 2.3% | 2.3% | 2.3% | 2.3% | 2.3% | 2.3% | 2.3% | 2.3% | 2.3% | 2.3% | 2.3% | 2.3% | 2.3% | 2.3% | 2.3% | 2.3% | 2.3%
Snohomish CountySingle Family - Highly Impacted | Snohomish CountySingle Family - Highly ImpactedDryer | Snohomish CountySingle Family - Highly ImpactedDryer5 | Snohomish CountySingle Family - Highly ImpactedDryer5Existing | Snohomish CountySingle Family - Highly ImpactedDryerAdvanced Efficiency Dryer - CEF 3.8 (Gas Dryer)Existing | Snohomish CountySingle Family - Highly ImpactedDryerExisting | Snohomish County | Single Family - Highly Impacted | Dryer | 5 | Advanced Efficiency Dryer - CEF 3.8 (Gas Dryer) | Existing | 2.3% | 2.3% | 2.3% | 2.3% | 2.3% | 2.3% | 2.3% | 2.3% | 2.3% | 2.3% | 2.3% | 2.3% | 2.3% | 2.3% | 2.3% | 2.3% | 2.3% | 2.3% | 2.3% | 2.3% | 2.3% | 2.3% | 2.3% | 2.3% | 2.3% | 2.3% | 2.3% | 2.3%
Snohomish CountySingle Family - Highly Impacted | Snohomish CountySingle Family - Highly ImpactedDryer | Snohomish CountySingle Family - Highly ImpactedDryer5 | Snohomish CountySingle Family - Highly ImpactedDryer5New | Snohomish CountySingle Family - Highly ImpactedDryerAdvanced Efficiency Dryer - CEF 3.8 (Gas Dryer)New | Snohomish CountySingle Family - Highly ImpactedDryerNew | Snohomish County | Single Family - Highly Impacted | Dryer | 5 | Advanced Efficiency Dryer - CEF 3.8 (Gas Dryer) | New | 2.3% | 2.3% | 2.3% | 2.3% | 2.3% | 2.3% | 2.3% | 2.3% | 2.3% | 2.3% | 2.3% | 2.3% | 2.3% | 2.3% | 2.3% | 2.3% | 2.3% | 2.3% | 2.3% | 2.3% | 2.3% | 2.3% | 2.3% | 2.3% | 2.3% | 2.3% | 2.3% | 2.3%
Snohomish CountyMultifamily | Snohomish CountyMultifamilyDryer | Snohomish CountyMultifamilyDryer5 | Snohomish CountyMultifamilyDryer5Existing | Snohomish CountyMultifamilyDryerAdvanced Efficiency Dryer - CEF 3.8 (Gas Dryer)Existing | Snohomish CountyMultifamilyDryerExisting | Snohomish County | Multifamily | Dryer | 5 | Advanced Efficiency Dryer - CEF 3.8 (Gas Dryer) | Existing | 2.3% | 2.3% | 2.3% | 2.3% | 2.3% | 2.3% | 2.3% | 2.3% | 2.3% | 2.3% | 2.3% | 2.3% | 2.3% | 2.3% | 2.3% | 2.3% | 2.3% | 2.3% | 2.3% | 2.3% | 2.3% | 2.3% | 2.3% | 2.3% | 2.3% | 2.3% | 2.3% | 2.3%
Snohomish CountyMultifamily | Snohomish CountyMultifamilyDryer | Snohomish CountyMultifamilyDryer5 | Snohomish CountyMultifamilyDryer5New | Snohomish CountyMultifamilyDryerAdvanced Efficiency Dryer - CEF 3.8 (Gas Dryer)New | Snohomish CountyMultifamilyDryerNew | Snohomish County | Multifamily | Dryer | 5 | Advanced Efficiency Dryer - CEF 3.8 (Gas Dryer) | New | 2.3% | 2.3% | 2.3% | 2.3% | 2.3% | 2.3% | 2.3% | 2.3% | 2.3% | 2.3% | 2.3% | 2.3% | 2.3% | 2.3% | 2.3% | 2.3% | 2.3% | 2.3% | 2.3% | 2.3% | 2.3% | 2.3% | 2.3% | 2.3% | 2.3% | 2.3% | 2.3% | 2.3%
Snohomish CountyMultifamily - Highly Impacted | Snohomish CountyMultifamily - Highly ImpactedDryer | Snohomish CountyMultifamily - Highly ImpactedDryer5 | Snohomish CountyMultifamily - Highly ImpactedDryer5Existing | Snohomish CountyMultifamily - Highly ImpactedDryerAdvanced Efficiency Dryer - CEF 3.8 (Gas Dryer)Existing | Snohomish CountyMultifamily - Highly ImpactedDryerExisting | Snohomish County | Multifamily - Highly Impacted | Dryer | 5 | Advanced Efficiency Dryer - CEF 3.8 (Gas Dryer) | Existing | 2.3% | 2.3% | 2.3% | 2.3% | 2.3% | 2.3% | 2.3% | 2.3% | 2.3% | 2.3% | 2.3% | 2.3% | 2.3% | 2.3% | 2.3% | 2.3% | 2.3% | 2.3% | 2.3% | 2.3% | 2.3% | 2.3% | 2.3% | 2.3% | 2.3% | 2.3% | 2.3% | 2.3%
Snohomish CountyMultifamily - Highly Impacted | Snohomish CountyMultifamily - Highly ImpactedDryer | Snohomish CountyMultifamily - Highly ImpactedDryer5 | Snohomish CountyMultifamily - Highly ImpactedDryer5New | Snohomish CountyMultifamily - Highly ImpactedDryerAdvanced Efficiency Dryer - CEF 3.8 (Gas Dryer)New | Snohomish CountyMultifamily - Highly ImpactedDryerNew | Snohomish County | Multifamily - Highly Impacted | Dryer | 5 | Advanced Efficiency Dryer - CEF 3.8 (Gas Dryer) | New | 2.3% | 2.3% | 2.3% | 2.3% | 2.3% | 2.3% | 2.3% | 2.3% | 2.3% | 2.3% | 2.3% | 2.3% | 2.3% | 2.3% | 2.3% | 2.3% | 2.3% | 2.3% | 2.3% | 2.3% | 2.3% | 2.3% | 2.3% | 2.3% | 2.3% | 2.3% | 2.3% | 2.3%
Snohomish CountyManufactured | Snohomish CountyManufacturedDryer | Snohomish CountyManufacturedDryer5 | Snohomish CountyManufacturedDryer5Existing | Snohomish CountyManufacturedDryerAdvanced Efficiency Dryer - CEF 3.8 (Gas Dryer)Existing | Snohomish CountyManufacturedDryerExisting | Snohomish County | Manufactured | Dryer | 5 | Advanced Efficiency Dryer - CEF 3.8 (Gas Dryer) | Existing | 2.3% | 2.3% | 2.3% | 2.3% | 2.3% | 2.3% | 2.3% | 2.3% | 2.3% | 2.3% | 2.3% | 2.3% | 2.3% | 2.3% | 2.3% | 2.3% | 2.3% | 2.3% | 2.3% | 2.3% | 2.3% | 2.3% | 2.3% | 2.3% | 2.3% | 2.3% | 2.3% | 2.3%
Snohomish CountyManufactured | Snohomish CountyManufacturedDryer | Snohomish CountyManufacturedDryer5 | Snohomish CountyManufacturedDryer5New | Snohomish CountyManufacturedDryerAdvanced Efficiency Dryer - CEF 3.8 (Gas Dryer)New | Snohomish CountyManufacturedDryerNew | Snohomish County | Manufactured | Dryer | 5 | Advanced Efficiency Dryer - CEF 3.8 (Gas Dryer) | New | 2.3% | 2.3% | 2.3% | 2.3% | 2.3% | 2.3% | 2.3% | 2.3% | 2.3% | 2.3% | 2.3% | 2.3% | 2.3% | 2.3% | 2.3% | 2.3% | 2.3% | 2.3% | 2.3% | 2.3% | 2.3% | 2.3% | 2.3% | 2.3% | 2.3% | 2.3% | 2.3% | 2.3%
Snohomish CountyManufactured - Highly Impacted | Snohomish CountyManufactured - Highly ImpactedDryer | Snohomish CountyManufactured - Highly ImpactedDryer5 | Snohomish CountyManufactured - Highly ImpactedDryer5Existing | Snohomish CountyManufactured - Highly ImpactedDryerAdvanced Efficiency Dryer - CEF 3.8 (Gas Dryer)Existing | Snohomish CountyManufactured - Highly ImpactedDryerExisting | Snohomish County | Manufactured - Highly Impacted | Dryer | 5 | Advanced Efficiency Dryer - CEF 3.8 (Gas Dryer) | Existing | 2.3% | 2.3% | 2.3% | 2.3% | 2.3% | 2.3% | 2.3% | 2.3% | 2.3% | 2.3% | 2.3% | 2.3% | 2.3% | 2.3% | 2.3% | 2.3% | 2.3% | 2.3% | 2.3% | 2.3% | 2.3% | 2.3% | 2.3% | 2.3% | 2.3% | 2.3% | 2.3% | 2.3%
Snohomish CountyManufactured - Highly Impacted | Snohomish CountyManufactured - Highly ImpactedDryer | Snohomish CountyManufactured - Highly ImpactedDryer5 | Snohomish CountyManufactured - Highly ImpactedDryer5New | Snohomish CountyManufactured - Highly ImpactedDryerAdvanced Efficiency Dryer - CEF 3.8 (Gas Dryer)New | Snohomish CountyManufactured - Highly ImpactedDryerNew | Snohomish County | Manufactured - Highly Impacted | Dryer | 5 | Advanced Efficiency Dryer - CEF 3.8 (Gas Dryer) | New | 2.3% | 2.3% | 2.3% | 2.3% | 2.3% | 2.3% | 2.3% | 2.3% | 2.3% | 2.3% | 2.3% | 2.3% | 2.3% | 2.3% | 2.3% | 2.3% | 2.3% | 2.3% | 2.3% | 2.3% | 2.3% | 2.3% | 2.3% | 2.3% | 2.3% | 2.3% | 2.3% | 2.3%
Snohomish CountySingle Family | Snohomish CountySingle FamilyHeat Central Gas Boiler | Snohomish CountySingle FamilyHeat Central Gas Boiler1 | Snohomish CountySingle FamilyHeat Central Gas Boiler1Existing | Snohomish CountySingle FamilyHeat Central Gas BoilerBelow Standard Boiler - 78% AFUE (Low Income)Existing | Snohomish CountySingle FamilyHeat Central Gas BoilerExisting | Snohomish County | Single Family | Heat Central Gas Boiler | 1 | Below Standard Boiler - 78% AFUE (Low Income) | Existing | 59.68% | 59.68% | 59.68% | 59.68% | 59.68% | 59.68% | 59.68% | 59.68% | 59.68% | 59.68% | 59.68% | 59.68% | 59.68% | 59.68% | 59.68% | 59.68% | 59.68% | 59.68% | 59.68% | 59.68% | 59.68% | 59.68% | 59.68% | 59.68% | 59.68% | 59.68% | 59.68% | 59.68%
Snohomish CountySingle Family | Snohomish CountySingle FamilyHeat Central Gas Boiler | Snohomish CountySingle FamilyHeat Central Gas Boiler1 | Snohomish CountySingle FamilyHeat Central Gas Boiler1New | Snohomish CountySingle FamilyHeat Central Gas BoilerBelow Standard Boiler - 78% AFUE (Low Income)New | Snohomish CountySingle FamilyHeat Central Gas BoilerNew | Snohomish County | Single Family | Heat Central Gas Boiler | 1 | Below Standard Boiler - 78% AFUE (Low Income) | New | bar: 2023 to 2050
Snohomish CountySingle Family - Highly Impacted | Snohomish CountySingle Family - Highly ImpactedHeat Central Gas Boiler | Snohomish CountySingle Family - Highly ImpactedHeat Central Gas Boiler1 | Snohomish CountySingle Family - Highly ImpactedHeat Central Gas Boiler1Existing | Snohomish CountySingle Family - Highly ImpactedHeat Central Gas BoilerBelow Standard Boiler - 78% AFUE (Low Income)Existing | Snohomish CountySingle Family - Highly ImpactedHeat Central Gas BoilerExisting | Snohomish County | Single Family - Highly Impacted | Heat Central Gas Boiler | 1 | Below Standard Boiler - 78% AFUE (Low Income) | Existing | 59.68% | 59.68% | 59.68% | 59.68% | 59.68% | 59.68% | 59.68% | 59.68% | 59.68% | 59.68% | 59.68% | 59.68% | 59.68% | 59.68% | 59.68% | 59.68% | 59.68% | 59.68% | 59.68% | 59.68% | 59.68% | 59.68% | 59.68% | 59.68% | 59.68% | 59.68% | 59.68% | 59.68%
Snohomish CountySingle Family - Highly Impacted | Snohomish CountySingle Family - Highly ImpactedHeat Central Gas Boiler | Snohomish CountySingle Family - Highly ImpactedHeat Central Gas Boiler1 | Snohomish CountySingle Family - Highly ImpactedHeat Central Gas Boiler1New | Snohomish CountySingle Family - Highly ImpactedHeat Central Gas BoilerBelow Standard Boiler - 78% AFUE (Low Income)New | Snohomish CountySingle Family - Highly ImpactedHeat Central Gas BoilerNew | Snohomish County | Single Family - Highly Impacted | Heat Central Gas Boiler | 1 | Below Standard Boiler - 78% AFUE (Low Income) | New | bar: 2023 to 2050
Snohomish CountyMultifamily | Snohomish CountyMultifamilyHeat Central Gas Boiler | Snohomish CountyMultifamilyHeat Central Gas Boiler1 | Snohomish CountyMultifamilyHeat Central Gas Boiler1Existing | Snohomish CountyMultifamilyHeat Central Gas BoilerBelow Standard Boiler - 78% AFUE (Low Income)Existing | Snohomish CountyMultifamilyHeat Central Gas BoilerExisting | Snohomish County | Multifamily | Heat Central Gas Boiler | 1 | Below Standard Boiler - 78% AFUE (Low Income) | Existing | 59.68% | 59.68% | 59.68% | 59.68% | 59.68% | 59.68% | 59.68% | 59.68% | 59.68% | 59.68% | 59.68% | 59.68% | 59.68% | 59.68% | 59.68% | 59.68% | 59.68% | 59.68% | 59.68% | 59.68% | 59.68% | 59.68% | 59.68% | 59.68% | 59.68% | 59.68% | 59.68% | 59.68%
Snohomish CountyMultifamily | Snohomish CountyMultifamilyHeat Central Gas Boiler | Snohomish CountyMultifamilyHeat Central Gas Boiler1 | Snohomish CountyMultifamilyHeat Central Gas Boiler1New | Snohomish CountyMultifamilyHeat Central Gas BoilerBelow Standard Boiler - 78% AFUE (Low Income)New | Snohomish CountyMultifamilyHeat Central Gas BoilerNew | Snohomish County | Multifamily | Heat Central Gas Boiler | 1 | Below Standard Boiler - 78% AFUE (Low Income) | New | bar: 2023 to 2050
Snohomish CountyMultifamily - Highly Impacted | Snohomish CountyMultifamily - Highly ImpactedHeat Central Gas Boiler | Snohomish CountyMultifamily - Highly ImpactedHeat Central Gas Boiler1 | Snohomish CountyMultifamily - Highly ImpactedHeat Central Gas Boiler1Existing | Snohomish CountyMultifamily - Highly ImpactedHeat Central Gas BoilerBelow Standard Boiler - 78% AFUE (Low Income)Existing | Snohomish CountyMultifamily - Highly ImpactedHeat Central Gas BoilerExisting | Snohomish County | Multifamily - Highly Impacted | Heat Central Gas Boiler | 1 | Below Standard Boiler - 78% AFUE (Low Income) | Existing | 59.68% | 59.68% | 59.68% | 59.68% | 59.68% | 59.68% | 59.68% | 59.68% | 59.68% | 59.68% | 59.68% | 59.68% | 59.68% | 59.68% | 59.68% | 59.68% | 59.68% | 59.68% | 59.68% | 59.68% | 59.68% | 59.68% | 59.68% | 59.68% | 59.68% | 59.68% | 59.68% | 59.68%
Snohomish CountyMultifamily - Highly Impacted | Snohomish CountyMultifamily - Highly ImpactedHeat Central Gas Boiler | Snohomish CountyMultifamily - Highly ImpactedHeat Central Gas Boiler1 | Snohomish CountyMultifamily - Highly ImpactedHeat Central Gas Boiler1New | Snohomish CountyMultifamily - Highly ImpactedHeat Central Gas BoilerBelow Standard Boiler - 78% AFUE (Low Income)New | Snohomish CountyMultifamily - Highly ImpactedHeat Central Gas BoilerNew | Snohomish County | Multifamily - Highly Impacted | Heat Central Gas Boiler | 1 | Below Standard Boiler - 78% AFUE (Low Income) | New | bar: 2023 to 2050
Snohomish CountyManufactured | Snohomish CountyManufacturedHeat Central Gas Boiler | Snohomish CountyManufacturedHeat Central Gas Boiler1 | Snohomish CountyManufacturedHeat Central Gas Boiler1Existing | Snohomish CountyManufacturedHeat Central Gas BoilerBelow Standard Boiler - 78% AFUE (Low Income)Existing | Snohomish CountyManufacturedHeat Central Gas BoilerExisting | Snohomish County | Manufactured | Heat Central Gas Boiler | 1 | Below Standard Boiler - 78% AFUE (Low Income) | Existing | 59.68% | 59.68% | 59.68% | 59.68% | 59.68% | 59.68% | 59.68% | 59.68% | 59.68% | 59.68% | 59.68% | 59.68% | 59.68% | 59.68% | 59.68% | 59.68% | 59.68% | 59.68% | 59.68% | 59.68% | 59.68% | 59.68% | 59.68% | 59.68% | 59.68% | 59.68% | 59.68% | 59.68%
Snohomish CountyManufactured | Snohomish CountyManufacturedHeat Central Gas Boiler | Snohomish CountyManufacturedHeat Central Gas Boiler1 | Snohomish CountyManufacturedHeat Central Gas Boiler1New | Snohomish CountyManufacturedHeat Central Gas BoilerBelow Standard Boiler - 78% AFUE (Low Income)New | Snohomish CountyManufacturedHeat Central Gas BoilerNew | Snohomish County | Manufactured | Heat Central Gas Boiler | 1 | Below Standard Boiler - 78% AFUE (Low Income) | New | bar: 2023 to 2050
Snohomish CountyManufactured - Highly Impacted | Snohomish CountyManufactured - Highly ImpactedHeat Central Gas Boiler | Snohomish CountyManufactured - Highly ImpactedHeat Central Gas Boiler1 | Snohomish CountyManufactured - Highly ImpactedHeat Central Gas Boiler1Existing | Snohomish CountyManufactured - Highly ImpactedHeat Central Gas BoilerBelow Standard Boiler - 78% AFUE (Low Income)Existing | Snohomish CountyManufactured - Highly ImpactedHeat Central Gas BoilerExisting | Snohomish County | Manufactured - Highly Impacted | Heat Central Gas Boiler | 1 | Below Standard Boiler - 78% AFUE (Low Income) | Existing | 59.68% | 59.68% | 59.68% | 59.68% | 59.68% | 59.68% | 59.68% | 59.68% | 59.68% | 59.68% | 59.68% | 59.68% | 59.68% | 59.68% | 59.68% | 59.68% | 59.68% | 59.68% | 59.68% | 59.68% | 59.68% | 59.68% | 59.68% | 59.68% | 59.68% | 59.68% | 59.68% | 59.68%
Snohomish CountyManufactured - Highly Impacted | Snohomish CountyManufactured - Highly ImpactedHeat Central Gas Boiler | Snohomish CountyManufactured - Highly ImpactedHeat Central Gas Boiler1 | Snohomish CountyManufactured - Highly ImpactedHeat Central Gas Boiler1New | Snohomish CountyManufactured - Highly ImpactedHeat Central Gas BoilerBelow Standard Boiler - 78% AFUE (Low Income)New | Snohomish CountyManufactured - Highly ImpactedHeat Central Gas BoilerNew | Snohomish County | Manufactured - Highly Impacted | Heat Central Gas Boiler | 1 | Below Standard Boiler - 78% AFUE (Low Income) | New | bar: 2023 to 2050
Snohomish CountySingle Family | Snohomish CountySingle FamilyHeat Central Gas Boiler | Snohomish CountySingle FamilyHeat Central Gas Boiler2 | Snohomish CountySingle FamilyHeat Central Gas Boiler2Existing | Snohomish CountySingle FamilyHeat Central Gas BoilerFederal Standard 2022 Boiler - 84% AFUEExisting | Snohomish CountySingle FamilyHeat Central Gas BoilerExisting | Snohomish County | Single Family | Heat Central Gas Boiler | 2 | Federal Standard 2022 Boiler - 84% AFUE | Existing | 25.71% | 25.71% | 25.71% | 25.71% | 25.71% | 25.71% | 25.71% | 25.71% | 25.71% | 25.71% | 25.71% | 25.71% | 25.71% | 25.71% | 25.71% | 25.71% | 25.71% | 25.71% | 25.71% | 25.71% | 25.71% | 25.71% | 25.71% | 25.71% | 25.71% | 25.71% | 25.71% | 25.71%
Snohomish CountySingle Family | Snohomish CountySingle FamilyHeat Central Gas Boiler | Snohomish CountySingle FamilyHeat Central Gas Boiler2 | Snohomish CountySingle FamilyHeat Central Gas Boiler2New | Snohomish CountySingle FamilyHeat Central Gas BoilerFederal Standard 2022 Boiler - 84% AFUENew | Snohomish CountySingle FamilyHeat Central Gas BoilerNew | Snohomish County | Single Family | Heat Central Gas Boiler | 2 | Federal Standard 2022 Boiler - 84% AFUE | New | 85.39% | 85.39% | 85.39% | 85.39% | 85.39% | 85.39% | 85.39% | 85.39% | 85.39% | 85.39% | 85.39% | 85.39% | 85.39% | 85.39% | 85.39% | 85.39% | 85.39% | 85.39% | 85.39% | 85.39% | 85.39% | 85.39% | 85.39% | 85.39% | 85.39% | 85.39% | 85.39% | 85.39%
Snohomish CountySingle Family - Highly Impacted | Snohomish CountySingle Family - Highly ImpactedHeat Central Gas Boiler | Snohomish CountySingle Family - Highly ImpactedHeat Central Gas Boiler2 | Snohomish CountySingle Family - Highly ImpactedHeat Central Gas Boiler2Existing | Snohomish CountySingle Family - Highly ImpactedHeat Central Gas BoilerFederal Standard 2022 Boiler - 84% AFUEExisting | Snohomish CountySingle Family - Highly ImpactedHeat Central Gas BoilerExisting | Snohomish County | Single Family - Highly Impacted | Heat Central Gas Boiler | 2 | Federal Standard 2022 Boiler - 84% AFUE | Existing | 25.71% | 25.71% | 25.71% | 25.71% | 25.71% | 25.71% | 25.71% | 25.71% | 25.71% | 25.71% | 25.71% | 25.71% | 25.71% | 25.71% | 25.71% | 25.71% | 25.71% | 25.71% | 25.71% | 25.71% | 25.71% | 25.71% | 25.71% | 25.71% | 25.71% | 25.71% | 25.71% | 25.71%
Snohomish CountySingle Family - Highly Impacted | Snohomish CountySingle Family - Highly ImpactedHeat Central Gas Boiler | Snohomish CountySingle Family - Highly ImpactedHeat Central Gas Boiler2 | Snohomish CountySingle Family - Highly ImpactedHeat Central Gas Boiler2New | Snohomish CountySingle Family - Highly ImpactedHeat Central Gas BoilerFederal Standard 2022 Boiler - 84% AFUENew | Snohomish CountySingle Family - Highly ImpactedHeat Central Gas BoilerNew | Snohomish County | Single Family - Highly Impacted | Heat Central Gas Boiler | 2 | Federal Standard 2022 Boiler - 84% AFUE | New | 85.39% | 85.39% | 85.39% | 85.39% | 85.39% | 85.39% | 85.39% | 85.39% | 85.39% | 85.39% | 85.39% | 85.39% | 85.39% | 85.39% | 85.39% | 85.39% | 85.39% | 85.39% | 85.39% | 85.39% | 85.39% | 85.39% | 85.39% | 85.39% | 85.39% | 85.39% | 85.39% | 85.39%
Snohomish CountyMultifamily | Snohomish CountyMultifamilyHeat Central Gas Boiler | Snohomish CountyMultifamilyHeat Central Gas Boiler2 | Snohomish CountyMultifamilyHeat Central Gas Boiler2Existing | Snohomish CountyMultifamilyHeat Central Gas BoilerFederal Standard 2022 Boiler - 84% AFUEExisting | Snohomish CountyMultifamilyHeat Central Gas BoilerExisting | Snohomish County | Multifamily | Heat Central Gas Boiler | 2 | Federal Standard 2022 Boiler - 84% AFUE | Existing | 25.71% | 25.71% | 25.71% | 25.71% | 25.71% | 25.71% | 25.71% | 25.71% | 25.71% | 25.71% | 25.71% | 25.71% | 25.71% | 25.71% | 25.71% | 25.71% | 25.71% | 25.71% | 25.71% | 25.71% | 25.71% | 25.71% | 25.71% | 25.71% | 25.71% | 25.71% | 25.71% | 25.71%
Snohomish CountyMultifamily | Snohomish CountyMultifamilyHeat Central Gas Boiler | Snohomish CountyMultifamilyHeat Central Gas Boiler2 | Snohomish CountyMultifamilyHeat Central Gas Boiler2New | Snohomish CountyMultifamilyHeat Central Gas BoilerFederal Standard 2022 Boiler - 84% AFUENew | Snohomish CountyMultifamilyHeat Central Gas BoilerNew | Snohomish County | Multifamily | Heat Central Gas Boiler | 2 | Federal Standard 2022 Boiler - 84% AFUE | New | 85.39% | 85.39% | 85.39% | 85.39% | 85.39% | 85.39% | 85.39% | 85.39% | 85.39% | 85.39% | 85.39% | 85.39% | 85.39% | 85.39% | 85.39% | 85.39% | 85.39% | 85.39% | 85.39% | 85.39% | 85.39% | 85.39% | 85.39% | 85.39% | 85.39% | 85.39% | 85.39% | 85.39%
Snohomish CountyMultifamily - Highly Impacted | Snohomish CountyMultifamily - Highly ImpactedHeat Central Gas Boiler | Snohomish CountyMultifamily - Highly ImpactedHeat Central Gas Boiler2 | Snohomish CountyMultifamily - Highly ImpactedHeat Central Gas Boiler2Existing | Snohomish CountyMultifamily - Highly ImpactedHeat Central Gas BoilerFederal Standard 2022 Boiler - 84% AFUEExisting | Snohomish CountyMultifamily - Highly ImpactedHeat Central Gas BoilerExisting | Snohomish County | Multifamily - Highly Impacted | Heat Central Gas Boiler | 2 | Federal Standard 2022 Boiler - 84% AFUE | Existing | 25.71% | 25.71% | 25.71% | 25.71% | 25.71% | 25.71% | 25.71% | 25.71% | 25.71% | 25.71% | 25.71% | 25.71% | 25.71% | 25.71% | 25.71% | 25.71% | 25.71% | 25.71% | 25.71% | 25.71% | 25.71% | 25.71% | 25.71% | 25.71% | 25.71% | 25.71% | 25.71% | 25.71%
Snohomish CountyMultifamily - Highly Impacted | Snohomish CountyMultifamily - Highly ImpactedHeat Central Gas Boiler | Snohomish CountyMultifamily - Highly ImpactedHeat Central Gas Boiler2 | Snohomish CountyMultifamily - Highly ImpactedHeat Central Gas Boiler2New | Snohomish CountyMultifamily - Highly ImpactedHeat Central Gas BoilerFederal Standard 2022 Boiler - 84% AFUENew | Snohomish CountyMultifamily - Highly ImpactedHeat Central Gas BoilerNew | Snohomish County | Multifamily - Highly Impacted | Heat Central Gas Boiler | 2 | Federal Standard 2022 Boiler - 84% AFUE | New | 85.39% | 85.39% | 85.39% | 85.39% | 85.39% | 85.39% | 85.39% | 85.39% | 85.39% | 85.39% | 85.39% | 85.39% | 85.39% | 85.39% | 85.39% | 85.39% | 85.39% | 85.39% | 85.39% | 85.39% | 85.39% | 85.39% | 85.39% | 85.39% | 85.39% | 85.39% | 85.39% | 85.39%
Snohomish CountyManufactured | Snohomish CountyManufacturedHeat Central Gas Boiler | Snohomish CountyManufacturedHeat Central Gas Boiler2 | Snohomish CountyManufacturedHeat Central Gas Boiler2Existing | Snohomish CountyManufacturedHeat Central Gas BoilerFederal Standard 2022 Boiler - 84% AFUEExisting | Snohomish CountyManufacturedHeat Central Gas BoilerExisting | Snohomish County | Manufactured | Heat Central Gas Boiler | 2 | Federal Standard 2022 Boiler - 84% AFUE | Existing | 25.71% | 25.71% | 25.71% | 25.71% | 25.71% | 25.71% | 25.71% | 25.71% | 25.71% | 25.71% | 25.71% | 25.71% | 25.71% | 25.71% | 25.71% | 25.71% | 25.71% | 25.71% | 25.71% | 25.71% | 25.71% | 25.71% | 25.71% | 25.71% | 25.71% | 25.71% | 25.71% | 25.71%
Snohomish CountyManufactured | Snohomish CountyManufacturedHeat Central Gas Boiler | Snohomish CountyManufacturedHeat Central Gas Boiler2 | Snohomish CountyManufacturedHeat Central Gas Boiler2New | Snohomish CountyManufacturedHeat Central Gas BoilerFederal Standard 2022 Boiler - 84% AFUENew | Snohomish CountyManufacturedHeat Central Gas BoilerNew | Snohomish County | Manufactured | Heat Central Gas Boiler | 2 | Federal Standard 2022 Boiler - 84% AFUE | New | 85.39% | 85.39% | 85.39% | 85.39% | 85.39% | 85.39% | 85.39% | 85.39% | 85.39% | 85.39% | 85.39% | 85.39% | 85.39% | 85.39% | 85.39% | 85.39% | 85.39% | 85.39% | 85.39% | 85.39% | 85.39% | 85.39% | 85.39% | 85.39% | 85.39% | 85.39% | 85.39% | 85.39%
Snohomish CountyManufactured - Highly Impacted | Snohomish CountyManufactured - Highly ImpactedHeat Central Gas Boiler | Snohomish CountyManufactured - Highly ImpactedHeat Central Gas Boiler2 | Snohomish CountyManufactured - Highly ImpactedHeat Central Gas Boiler2Existing | Snohomish CountyManufactured - Highly ImpactedHeat Central Gas BoilerFederal Standard 2022 Boiler - 84% AFUEExisting | Snohomish CountyManufactured - Highly ImpactedHeat Central Gas BoilerExisting | Snohomish County | Manufactured - Highly Impacted | Heat Central Gas Boiler | 2 | Federal Standard 2022 Boiler - 84% AFUE | Existing | 25.71% | 25.71% | 25.71% | 25.71% | 25.71% | 25.71% | 25.71% | 25.71% | 25.71% | 25.71% | 25.71% | 25.71% | 25.71% | 25.71% | 25.71% | 25.71% | 25.71% | 25.71% | 25.71% | 25.71% | 25.71% | 25.71% | 25.71% | 25.71% | 25.71% | 25.71% | 25.71% | 25.71%
Snohomish CountyManufactured - Highly Impacted | Snohomish CountyManufactured - Highly ImpactedHeat Central Gas Boiler | Snohomish CountyManufactured - Highly ImpactedHeat Central Gas Boiler2 | Snohomish CountyManufactured - Highly ImpactedHeat Central Gas Boiler2New | Snohomish CountyManufactured - Highly ImpactedHeat Central Gas BoilerFederal Standard 2022 Boiler - 84% AFUENew | Snohomish CountyManufactured - Highly ImpactedHeat Central Gas BoilerNew | Snohomish County | Manufactured - Highly Impacted | Heat Central Gas Boiler | 2 | Federal Standard 2022 Boiler - 84% AFUE | New | 85.39% | 85.39% | 85.39% | 85.39% | 85.39% | 85.39% | 85.39% | 85.39% | 85.39% | 85.39% | 85.39% | 85.39% | 85.39% | 85.39% | 85.39% | 85.39% | 85.39% | 85.39% | 85.39% | 85.39% | 85.39% | 85.39% | 85.39% | 85.39% | 85.39% | 85.39% | 85.39% | 85.39%
Snohomish CountySingle Family | Snohomish CountySingle FamilyHeat Central Gas Boiler | Snohomish CountySingle FamilyHeat Central Gas Boiler3 | Snohomish CountySingle FamilyHeat Central Gas Boiler3Existing | Snohomish CountySingle FamilyHeat Central Gas BoilerMarket Standard BoilerExisting | Snohomish CountySingle FamilyHeat Central Gas BoilerExisting | Snohomish County | Single Family | Heat Central Gas Boiler | 3 | Market Standard Boiler | Existing | bar: 2023 to 2050
Snohomish CountySingle Family | Snohomish CountySingle FamilyHeat Central Gas Boiler | Snohomish CountySingle FamilyHeat Central Gas Boiler3 | Snohomish CountySingle FamilyHeat Central Gas Boiler3New | Snohomish CountySingle FamilyHeat Central Gas BoilerMarket Standard BoilerNew | Snohomish CountySingle FamilyHeat Central Gas BoilerNew | Snohomish County | Single Family | Heat Central Gas Boiler | 3 | Market Standard Boiler | New | bar: 2023 to 2050
Snohomish CountySingle Family - Highly Impacted | Snohomish CountySingle Family - Highly ImpactedHeat Central Gas Boiler | Snohomish CountySingle Family - Highly ImpactedHeat Central Gas Boiler3 | Snohomish CountySingle Family - Highly ImpactedHeat Central Gas Boiler3Existing | Snohomish CountySingle Family - Highly ImpactedHeat Central Gas BoilerMarket Standard BoilerExisting | Snohomish CountySingle Family - Highly ImpactedHeat Central Gas BoilerExisting | Snohomish County | Single Family - Highly Impacted | Heat Central Gas Boiler | 3 | Market Standard Boiler | Existing | bar: 2023 to 2050
Snohomish CountySingle Family - Highly Impacted | Snohomish CountySingle Family - Highly ImpactedHeat Central Gas Boiler | Snohomish CountySingle Family - Highly ImpactedHeat Central Gas Boiler3 | Snohomish CountySingle Family - Highly ImpactedHeat Central Gas Boiler3New | Snohomish CountySingle Family - Highly ImpactedHeat Central Gas BoilerMarket Standard BoilerNew | Snohomish CountySingle Family - Highly ImpactedHeat Central Gas BoilerNew | Snohomish County | Single Family - Highly Impacted | Heat Central Gas Boiler | 3 | Market Standard Boiler | New | bar: 2023 to 2050
Snohomish CountyMultifamily | Snohomish CountyMultifamilyHeat Central Gas Boiler | Snohomish CountyMultifamilyHeat Central Gas Boiler3 | Snohomish CountyMultifamilyHeat Central Gas Boiler3Existing | Snohomish CountyMultifamilyHeat Central Gas BoilerMarket Standard BoilerExisting | Snohomish CountyMultifamilyHeat Central Gas BoilerExisting | Snohomish County | Multifamily | Heat Central Gas Boiler | 3 | Market Standard Boiler | Existing | bar: 2023 to 2050
Snohomish CountyMultifamily | Snohomish CountyMultifamilyHeat Central Gas Boiler | Snohomish CountyMultifamilyHeat Central Gas Boiler3 | Snohomish CountyMultifamilyHeat Central Gas Boiler3New | Snohomish CountyMultifamilyHeat Central Gas BoilerMarket Standard BoilerNew | Snohomish CountyMultifamilyHeat Central Gas BoilerNew | Snohomish County | Multifamily | Heat Central Gas Boiler | 3 | Market Standard Boiler | New | bar: 2023 to 2050
Snohomish CountyMultifamily - Highly Impacted | Snohomish CountyMultifamily - Highly ImpactedHeat Central Gas Boiler | Snohomish CountyMultifamily - Highly ImpactedHeat Central Gas Boiler3 | Snohomish CountyMultifamily - Highly ImpactedHeat Central Gas Boiler3Existing | Snohomish CountyMultifamily - Highly ImpactedHeat Central Gas BoilerMarket Standard BoilerExisting | Snohomish CountyMultifamily - Highly ImpactedHeat Central Gas BoilerExisting | Snohomish County | Multifamily - Highly Impacted | Heat Central Gas Boiler | 3 | Market Standard Boiler | Existing | bar: 2023 to 2050
Snohomish CountyMultifamily - Highly Impacted | Snohomish CountyMultifamily - Highly ImpactedHeat Central Gas Boiler | Snohomish CountyMultifamily - Highly ImpactedHeat Central Gas Boiler3 | Snohomish CountyMultifamily - Highly ImpactedHeat Central Gas Boiler3New | Snohomish CountyMultifamily - Highly ImpactedHeat Central Gas BoilerMarket Standard BoilerNew | Snohomish CountyMultifamily - Highly ImpactedHeat Central Gas BoilerNew | Snohomish County | Multifamily - Highly Impacted | Heat Central Gas Boiler | 3 | Market Standard Boiler | New | bar: 2023 to 2050
Snohomish CountyManufactured | Snohomish CountyManufacturedHeat Central Gas Boiler | Snohomish CountyManufacturedHeat Central Gas Boiler3 | Snohomish CountyManufacturedHeat Central Gas Boiler3Existing | Snohomish CountyManufacturedHeat Central Gas BoilerMarket Standard BoilerExisting | Snohomish CountyManufacturedHeat Central Gas BoilerExisting | Snohomish County | Manufactured | Heat Central Gas Boiler | 3 | Market Standard Boiler | Existing | bar: 2023 to 2050
Snohomish CountyManufactured | Snohomish CountyManufacturedHeat Central Gas Boiler | Snohomish CountyManufacturedHeat Central Gas Boiler3 | Snohomish CountyManufacturedHeat Central Gas Boiler3New | Snohomish CountyManufacturedHeat Central Gas BoilerMarket Standard BoilerNew | Snohomish CountyManufacturedHeat Central Gas BoilerNew | Snohomish County | Manufactured | Heat Central Gas Boiler | 3 | Market Standard Boiler | New | bar: 2023 to 2050
Snohomish CountyManufactured - Highly Impacted | Snohomish CountyManufactured - Highly ImpactedHeat Central Gas Boiler | Snohomish CountyManufactured - Highly ImpactedHeat Central Gas Boiler3 | Snohomish CountyManufactured - Highly ImpactedHeat Central Gas Boiler3Existing | Snohomish CountyManufactured - Highly ImpactedHeat Central Gas BoilerMarket Standard BoilerExisting | Snohomish CountyManufactured - Highly ImpactedHeat Central Gas BoilerExisting | Snohomish County | Manufactured - Highly Impacted | Heat Central Gas Boiler | 3 | Market Standard Boiler | Existing | bar: 2023 to 2050
Snohomish CountyManufactured - Highly Impacted | Snohomish CountyManufactured - Highly ImpactedHeat Central Gas Boiler | Snohomish CountyManufactured - Highly ImpactedHeat Central Gas Boiler3 | Snohomish CountyManufactured - Highly ImpactedHeat Central Gas Boiler3New | Snohomish CountyManufactured - Highly ImpactedHeat Central Gas BoilerMarket Standard BoilerNew | Snohomish CountyManufactured - Highly ImpactedHeat Central Gas BoilerNew | Snohomish County | Manufactured - Highly Impacted | Heat Central Gas Boiler | 3 | Market Standard Boiler | New | bar: 2023 to 2050
Snohomish CountySingle Family | Snohomish CountySingle FamilyHeat Central Gas Boiler | Snohomish CountySingle FamilyHeat Central Gas Boiler4 | Snohomish CountySingle FamilyHeat Central Gas Boiler4Existing | Snohomish CountySingle FamilyHeat Central Gas BoilerAdvanced Efficiency Boiler - 93% AFUEExisting | Snohomish CountySingle FamilyHeat Central Gas BoilerExisting | Snohomish County | Single Family | Heat Central Gas Boiler | 4 | Advanced Efficiency Boiler - 93% AFUE | Existing | 9.29% | 9.29% | 9.29% | 9.29% | 9.29% | 9.29% | 9.29% | 9.29% | 9.29% | 9.29% | 9.29% | 9.29% | 9.29% | 9.29% | 9.29% | 9.29% | 9.29% | 9.29% | 9.29% | 9.29% | 9.29% | 9.29% | 9.29% | 9.29% | 9.29% | 9.29% | 9.29% | 9.29%
Snohomish CountySingle Family | Snohomish CountySingle FamilyHeat Central Gas Boiler | Snohomish CountySingle FamilyHeat Central Gas Boiler4 | Snohomish CountySingle FamilyHeat Central Gas Boiler4New | Snohomish CountySingle FamilyHeat Central Gas BoilerAdvanced Efficiency Boiler - 93% AFUENew | Snohomish CountySingle FamilyHeat Central Gas BoilerNew | Snohomish County | Single Family | Heat Central Gas Boiler | 4 | Advanced Efficiency Boiler - 93% AFUE | New | 9.29% | 9.29% | 9.29% | 9.29% | 9.29% | 9.29% | 9.29% | 9.29% | 9.29% | 9.29% | 9.29% | 9.29% | 9.29% | 9.29% | 9.29% | 9.29% | 9.29% | 9.29% | 9.29% | 9.29% | 9.29% | 9.29% | 9.29% | 9.29% | 9.29% | 9.29% | 9.29% | 9.29%
Snohomish CountySingle Family - Highly Impacted | Snohomish CountySingle Family - Highly ImpactedHeat Central Gas Boiler | Snohomish CountySingle Family - Highly ImpactedHeat Central Gas Boiler4 | Snohomish CountySingle Family - Highly ImpactedHeat Central Gas Boiler4Existing | Snohomish CountySingle Family - Highly ImpactedHeat Central Gas BoilerAdvanced Efficiency Boiler - 93% AFUEExisting | Snohomish CountySingle Family - Highly ImpactedHeat Central Gas BoilerExisting | Snohomish County | Single Family - Highly Impacted | Heat Central Gas Boiler | 4 | Advanced Efficiency Boiler - 93% AFUE | Existing | 9.29% | 9.29% | 9.29% | 9.29% | 9.29% | 9.29% | 9.29% | 9.29% | 9.29% | 9.29% | 9.29% | 9.29% | 9.29% | 9.29% | 9.29% | 9.29% | 9.29% | 9.29% | 9.29% | 9.29% | 9.29% | 9.29% | 9.29% | 9.29% | 9.29% | 9.29% | 9.29% | 9.29%
Snohomish CountySingle Family - Highly Impacted | Snohomish CountySingle Family - Highly ImpactedHeat Central Gas Boiler | Snohomish CountySingle Family - Highly ImpactedHeat Central Gas Boiler4 | Snohomish CountySingle Family - Highly ImpactedHeat Central Gas Boiler4New | Snohomish CountySingle Family - Highly ImpactedHeat Central Gas BoilerAdvanced Efficiency Boiler - 93% AFUENew | Snohomish CountySingle Family - Highly ImpactedHeat Central Gas BoilerNew | Snohomish County | Single Family - Highly Impacted | Heat Central Gas Boiler | 4 | Advanced Efficiency Boiler - 93% AFUE | New | 9.29% | 9.29% | 9.29% | 9.29% | 9.29% | 9.29% | 9.29% | 9.29% | 9.29% | 9.29% | 9.29% | 9.29% | 9.29% | 9.29% | 9.29% | 9.29% | 9.29% | 9.29% | 9.29% | 9.29% | 9.29% | 9.29% | 9.29% | 9.29% | 9.29% | 9.29% | 9.29% | 9.29%
Snohomish CountyMultifamily | Snohomish CountyMultifamilyHeat Central Gas Boiler | Snohomish CountyMultifamilyHeat Central Gas Boiler4 | Snohomish CountyMultifamilyHeat Central Gas Boiler4Existing | Snohomish CountyMultifamilyHeat Central Gas BoilerAdvanced Efficiency Boiler - 93% AFUEExisting | Snohomish CountyMultifamilyHeat Central Gas BoilerExisting | Snohomish County | Multifamily | Heat Central Gas Boiler | 4 | Advanced Efficiency Boiler - 93% AFUE | Existing | 9.29% | 9.29% | 9.29% | 9.29% | 9.29% | 9.29% | 9.29% | 9.29% | 9.29% | 9.29% | 9.29% | 9.29% | 9.29% | 9.29% | 9.29% | 9.29% | 9.29% | 9.29% | 9.29% | 9.29% | 9.29% | 9.29% | 9.29% | 9.29% | 9.29% | 9.29% | 9.29% | 9.29%
Snohomish CountyMultifamily | Snohomish CountyMultifamilyHeat Central Gas Boiler | Snohomish CountyMultifamilyHeat Central Gas Boiler4 | Snohomish CountyMultifamilyHeat Central Gas Boiler4New | Snohomish CountyMultifamilyHeat Central Gas BoilerAdvanced Efficiency Boiler - 93% AFUENew | Snohomish CountyMultifamilyHeat Central Gas BoilerNew | Snohomish County | Multifamily | Heat Central Gas Boiler | 4 | Advanced Efficiency Boiler - 93% AFUE | New | 9.29% | 9.29% | 9.29% | 9.29% | 9.29% | 9.29% | 9.29% | 9.29% | 9.29% | 9.29% | 9.29% | 9.29% | 9.29% | 9.29% | 9.29% | 9.29% | 9.29% | 9.29% | 9.29% | 9.29% | 9.29% | 9.29% | 9.29% | 9.29% | 9.29% | 9.29% | 9.29% | 9.29%
Snohomish CountyMultifamily - Highly Impacted | Snohomish CountyMultifamily - Highly ImpactedHeat Central Gas Boiler | Snohomish CountyMultifamily - Highly ImpactedHeat Central Gas Boiler4 | Snohomish CountyMultifamily - Highly ImpactedHeat Central Gas Boiler4Existing | Snohomish CountyMultifamily - Highly ImpactedHeat Central Gas BoilerAdvanced Efficiency Boiler - 93% AFUEExisting | Snohomish CountyMultifamily - Highly ImpactedHeat Central Gas BoilerExisting | Snohomish County | Multifamily - Highly Impacted | Heat Central Gas Boiler | 4 | Advanced Efficiency Boiler - 93% AFUE | Existing | 9.29% | 9.29% | 9.29% | 9.29% | 9.29% | 9.29% | 9.29% | 9.29% | 9.29% | 9.29% | 9.29% | 9.29% | 9.29% | 9.29% | 9.29% | 9.29% | 9.29% | 9.29% | 9.29% | 9.29% | 9.29% | 9.29% | 9.29% | 9.29% | 9.29% | 9.29% | 9.29% | 9.29%
Snohomish CountyMultifamily - Highly Impacted | Snohomish CountyMultifamily - Highly ImpactedHeat Central Gas Boiler | Snohomish CountyMultifamily - Highly ImpactedHeat Central Gas Boiler4 | Snohomish CountyMultifamily - Highly ImpactedHeat Central Gas Boiler4New | Snohomish CountyMultifamily - Highly ImpactedHeat Central Gas BoilerAdvanced Efficiency Boiler - 93% AFUENew | Snohomish CountyMultifamily - Highly ImpactedHeat Central Gas BoilerNew | Snohomish County | Multifamily - Highly Impacted | Heat Central Gas Boiler | 4 | Advanced Efficiency Boiler - 93% AFUE | New | 9.29% | 9.29% | 9.29% | 9.29% | 9.29% | 9.29% | 9.29% | 9.29% | 9.29% | 9.29% | 9.29% | 9.29% | 9.29% | 9.29% | 9.29% | 9.29% | 9.29% | 9.29% | 9.29% | 9.29% | 9.29% | 9.29% | 9.29% | 9.29% | 9.29% | 9.29% | 9.29% | 9.29%
Snohomish CountyManufactured | Snohomish CountyManufacturedHeat Central Gas Boiler | Snohomish CountyManufacturedHeat Central Gas Boiler4 | Snohomish CountyManufacturedHeat Central Gas Boiler4Existing | Snohomish CountyManufacturedHeat Central Gas BoilerAdvanced Efficiency Boiler - 93% AFUEExisting | Snohomish CountyManufacturedHeat Central Gas BoilerExisting | Snohomish County | Manufactured | Heat Central Gas Boiler | 4 | Advanced Efficiency Boiler - 93% AFUE | Existing | 9.29% | 9.29% | 9.29% | 9.29% | 9.29% | 9.29% | 9.29% | 9.29% | 9.29% | 9.29% | 9.29% | 9.29% | 9.29% | 9.29% | 9.29% | 9.29% | 9.29% | 9.29% | 9.29% | 9.29% | 9.29% | 9.29% | 9.29% | 9.29% | 9.29% | 9.29% | 9.29% | 9.29%
Snohomish CountyManufactured | Snohomish CountyManufacturedHeat Central Gas Boiler | Snohomish CountyManufacturedHeat Central Gas Boiler4 | Snohomish CountyManufacturedHeat Central Gas Boiler4New | Snohomish CountyManufacturedHeat Central Gas BoilerAdvanced Efficiency Boiler - 93% AFUENew | Snohomish CountyManufacturedHeat Central Gas BoilerNew | Snohomish County | Manufactured | Heat Central Gas Boiler | 4 | Advanced Efficiency Boiler - 93% AFUE | New | 9.29% | 9.29% | 9.29% | 9.29% | 9.29% | 9.29% | 9.29% | 9.29% | 9.29% | 9.29% | 9.29% | 9.29% | 9.29% | 9.29% | 9.29% | 9.29% | 9.29% | 9.29% | 9.29% | 9.29% | 9.29% | 9.29% | 9.29% | 9.29% | 9.29% | 9.29% | 9.29% | 9.29%
Snohomish CountyManufactured - Highly Impacted | Snohomish CountyManufactured - Highly ImpactedHeat Central Gas Boiler | Snohomish CountyManufactured - Highly ImpactedHeat Central Gas Boiler4 | Snohomish CountyManufactured - Highly ImpactedHeat Central Gas Boiler4Existing | Snohomish CountyManufactured - Highly ImpactedHeat Central Gas BoilerAdvanced Efficiency Boiler - 93% AFUEExisting | Snohomish CountyManufactured - Highly ImpactedHeat Central Gas BoilerExisting | Snohomish County | Manufactured - Highly Impacted | Heat Central Gas Boiler | 4 | Advanced Efficiency Boiler - 93% AFUE | Existing | 9.29% | 9.29% | 9.29% | 9.29% | 9.29% | 9.29% | 9.29% | 9.29% | 9.29% | 9.29% | 9.29% | 9.29% | 9.29% | 9.29% | 9.29% | 9.29% | 9.29% | 9.29% | 9.29% | 9.29% | 9.29% | 9.29% | 9.29% | 9.29% | 9.29% | 9.29% | 9.29% | 9.29%
Snohomish CountyManufactured - Highly Impacted | Snohomish CountyManufactured - Highly ImpactedHeat Central Gas Boiler | Snohomish CountyManufactured - Highly ImpactedHeat Central Gas Boiler4 | Snohomish CountyManufactured - Highly ImpactedHeat Central Gas Boiler4New | Snohomish CountyManufactured - Highly ImpactedHeat Central Gas BoilerAdvanced Efficiency Boiler - 93% AFUENew | Snohomish CountyManufactured - Highly ImpactedHeat Central Gas BoilerNew | Snohomish County | Manufactured - Highly Impacted | Heat Central Gas Boiler | 4 | Advanced Efficiency Boiler - 93% AFUE | New | 9.29% | 9.29% | 9.29% | 9.29% | 9.29% | 9.29% | 9.29% | 9.29% | 9.29% | 9.29% | 9.29% | 9.29% | 9.29% | 9.29% | 9.29% | 9.29% | 9.29% | 9.29% | 9.29% | 9.29% | 9.29% | 9.29% | 9.29% | 9.29% | 9.29% | 9.29% | 9.29% | 9.29%
Snohomish CountySingle Family | Snohomish CountySingle FamilyHeat Central Gas Boiler | Snohomish CountySingle FamilyHeat Central Gas Boiler5 | Snohomish CountySingle FamilyHeat Central Gas Boiler5Existing | Snohomish CountySingle FamilyHeat Central Gas BoilerPremium Efficiency Boiler - 95% AFUEExisting | Snohomish CountySingle FamilyHeat Central Gas BoilerExisting | Snohomish County | Single Family | Heat Central Gas Boiler | 5 | Premium Efficiency Boiler - 95% AFUE | Existing | 5.321% | 5.321% | 5.321% | 5.321% | 5.321% | 5.321% | 5.321% | 5.321% | 5.321% | 5.321% | 5.321% | 5.321% | 5.321% | 5.321% | 5.321% | 5.321% | 5.321% | 5.321% | 5.321% | 5.321% | 5.321% | 5.321% | 5.321% | 5.321% | 5.321% | 5.321% | 5.321% | 5.321%
Snohomish CountySingle Family | Snohomish CountySingle FamilyHeat Central Gas Boiler | Snohomish CountySingle FamilyHeat Central Gas Boiler5 | Snohomish CountySingle FamilyHeat Central Gas Boiler5New | Snohomish CountySingle FamilyHeat Central Gas BoilerPremium Efficiency Boiler - 95% AFUENew | Snohomish CountySingle FamilyHeat Central Gas BoilerNew | Snohomish County | Single Family | Heat Central Gas Boiler | 5 | Premium Efficiency Boiler - 95% AFUE | New | 5.321% | 5.321% | 5.321% | 5.321% | 5.321% | 5.321% | 5.321% | 5.321% | 5.321% | 5.321% | 5.321% | 5.321% | 5.321% | 5.321% | 5.321% | 5.321% | 5.321% | 5.321% | 5.321% | 5.321% | 5.321% | 5.321% | 5.321% | 5.321% | 5.321% | 5.321% | 5.321% | 5.321%
Snohomish CountySingle Family - Highly Impacted | Snohomish CountySingle Family - Highly ImpactedHeat Central Gas Boiler | Snohomish CountySingle Family - Highly ImpactedHeat Central Gas Boiler5 | Snohomish CountySingle Family - Highly ImpactedHeat Central Gas Boiler5Existing | Snohomish CountySingle Family - Highly ImpactedHeat Central Gas BoilerPremium Efficiency Boiler - 95% AFUEExisting | Snohomish CountySingle Family - Highly ImpactedHeat Central Gas BoilerExisting | Snohomish County | Single Family - Highly Impacted | Heat Central Gas Boiler | 5 | Premium Efficiency Boiler - 95% AFUE | Existing | 5.321% | 5.321% | 5.321% | 5.321% | 5.321% | 5.321% | 5.321% | 5.321% | 5.321% | 5.321% | 5.321% | 5.321% | 5.321% | 5.321% | 5.321% | 5.321% | 5.321% | 5.321% | 5.321% | 5.321% | 5.321% | 5.321% | 5.321% | 5.321% | 5.321% | 5.321% | 5.321% | 5.321%
Snohomish CountySingle Family - Highly Impacted | Snohomish CountySingle Family - Highly ImpactedHeat Central Gas Boiler | Snohomish CountySingle Family - Highly ImpactedHeat Central Gas Boiler5 | Snohomish CountySingle Family - Highly ImpactedHeat Central Gas Boiler5New | Snohomish CountySingle Family - Highly ImpactedHeat Central Gas BoilerPremium Efficiency Boiler - 95% AFUENew | Snohomish CountySingle Family - Highly ImpactedHeat Central Gas BoilerNew | Snohomish County | Single Family - Highly Impacted | Heat Central Gas Boiler | 5 | Premium Efficiency Boiler - 95% AFUE | New | 5.321% | 5.321% | 5.321% | 5.321% | 5.321% | 5.321% | 5.321% | 5.321% | 5.321% | 5.321% | 5.321% | 5.321% | 5.321% | 5.321% | 5.321% | 5.321% | 5.321% | 5.321% | 5.321% | 5.321% | 5.321% | 5.321% | 5.321% | 5.321% | 5.321% | 5.321% | 5.321% | 5.321%
Snohomish CountyMultifamily | Snohomish CountyMultifamilyHeat Central Gas Boiler | Snohomish CountyMultifamilyHeat Central Gas Boiler5 | Snohomish CountyMultifamilyHeat Central Gas Boiler5Existing | Snohomish CountyMultifamilyHeat Central Gas BoilerPremium Efficiency Boiler - 95% AFUEExisting | Snohomish CountyMultifamilyHeat Central Gas BoilerExisting | Snohomish County | Multifamily | Heat Central Gas Boiler | 5 | Premium Efficiency Boiler - 95% AFUE | Existing | 5.321% | 5.321% | 5.321% | 5.321% | 5.321% | 5.321% | 5.321% | 5.321% | 5.321% | 5.321% | 5.321% | 5.321% | 5.321% | 5.321% | 5.321% | 5.321% | 5.321% | 5.321% | 5.321% | 5.321% | 5.321% | 5.321% | 5.321% | 5.321% | 5.321% | 5.321% | 5.321% | 5.321%
Snohomish CountyMultifamily | Snohomish CountyMultifamilyHeat Central Gas Boiler | Snohomish CountyMultifamilyHeat Central Gas Boiler5 | Snohomish CountyMultifamilyHeat Central Gas Boiler5New | Snohomish CountyMultifamilyHeat Central Gas BoilerPremium Efficiency Boiler - 95% AFUENew | Snohomish CountyMultifamilyHeat Central Gas BoilerNew | Snohomish County | Multifamily | Heat Central Gas Boiler | 5 | Premium Efficiency Boiler - 95% AFUE | New | 5.321% | 5.321% | 5.321% | 5.321% | 5.321% | 5.321% | 5.321% | 5.321% | 5.321% | 5.321% | 5.321% | 5.321% | 5.321% | 5.321% | 5.321% | 5.321% | 5.321% | 5.321% | 5.321% | 5.321% | 5.321% | 5.321% | 5.321% | 5.321% | 5.321% | 5.321% | 5.321% | 5.321%
Snohomish CountyMultifamily - Highly Impacted | Snohomish CountyMultifamily - Highly ImpactedHeat Central Gas Boiler | Snohomish CountyMultifamily - Highly ImpactedHeat Central Gas Boiler5 | Snohomish CountyMultifamily - Highly ImpactedHeat Central Gas Boiler5Existing | Snohomish CountyMultifamily - Highly ImpactedHeat Central Gas BoilerPremium Efficiency Boiler - 95% AFUEExisting | Snohomish CountyMultifamily - Highly ImpactedHeat Central Gas BoilerExisting | Snohomish County | Multifamily - Highly Impacted | Heat Central Gas Boiler | 5 | Premium Efficiency Boiler - 95% AFUE | Existing | 5.321% | 5.321% | 5.321% | 5.321% | 5.321% | 5.321% | 5.321% | 5.321% | 5.321% | 5.321% | 5.321% | 5.321% | 5.321% | 5.321% | 5.321% | 5.321% | 5.321% | 5.321% | 5.321% | 5.321% | 5.321% | 5.321% | 5.321% | 5.321% | 5.321% | 5.321% | 5.321% | 5.321%
Snohomish CountyMultifamily - Highly Impacted | Snohomish CountyMultifamily - Highly ImpactedHeat Central Gas Boiler | Snohomish CountyMultifamily - Highly ImpactedHeat Central Gas Boiler5 | Snohomish CountyMultifamily - Highly ImpactedHeat Central Gas Boiler5New | Snohomish CountyMultifamily - Highly ImpactedHeat Central Gas BoilerPremium Efficiency Boiler - 95% AFUENew | Snohomish CountyMultifamily - Highly ImpactedHeat Central Gas BoilerNew | Snohomish County | Multifamily - Highly Impacted | Heat Central Gas Boiler | 5 | Premium Efficiency Boiler - 95% AFUE | New | 5.321% | 5.321% | 5.321% | 5.321% | 5.321% | 5.321% | 5.321% | 5.321% | 5.321% | 5.321% | 5.321% | 5.321% | 5.321% | 5.321% | 5.321% | 5.321% | 5.321% | 5.321% | 5.321% | 5.321% | 5.321% | 5.321% | 5.321% | 5.321% | 5.321% | 5.321% | 5.321% | 5.321%
Snohomish CountyManufactured | Snohomish CountyManufacturedHeat Central Gas Boiler | Snohomish CountyManufacturedHeat Central Gas Boiler5 | Snohomish CountyManufacturedHeat Central Gas Boiler5Existing | Snohomish CountyManufacturedHeat Central Gas BoilerPremium Efficiency Boiler - 95% AFUEExisting | Snohomish CountyManufacturedHeat Central Gas BoilerExisting | Snohomish County | Manufactured | Heat Central Gas Boiler | 5 | Premium Efficiency Boiler - 95% AFUE | Existing | 5.321% | 5.321% | 5.321% | 5.321% | 5.321% | 5.321% | 5.321% | 5.321% | 5.321% | 5.321% | 5.321% | 5.321% | 5.321% | 5.321% | 5.321% | 5.321% | 5.321% | 5.321% | 5.321% | 5.321% | 5.321% | 5.321% | 5.321% | 5.321% | 5.321% | 5.321% | 5.321% | 5.321%
Snohomish CountyManufactured | Snohomish CountyManufacturedHeat Central Gas Boiler | Snohomish CountyManufacturedHeat Central Gas Boiler5 | Snohomish CountyManufacturedHeat Central Gas Boiler5New | Snohomish CountyManufacturedHeat Central Gas BoilerPremium Efficiency Boiler - 95% AFUENew | Snohomish CountyManufacturedHeat Central Gas BoilerNew | Snohomish County | Manufactured | Heat Central Gas Boiler | 5 | Premium Efficiency Boiler - 95% AFUE | New | 5.321% | 5.321% | 5.321% | 5.321% | 5.321% | 5.321% | 5.321% | 5.321% | 5.321% | 5.321% | 5.321% | 5.321% | 5.321% | 5.321% | 5.321% | 5.321% | 5.321% | 5.321% | 5.321% | 5.321% | 5.321% | 5.321% | 5.321% | 5.321% | 5.321% | 5.321% | 5.321% | 5.321%
Snohomish CountyManufactured - Highly Impacted | Snohomish CountyManufactured - Highly ImpactedHeat Central Gas Boiler | Snohomish CountyManufactured - Highly ImpactedHeat Central Gas Boiler5 | Snohomish CountyManufactured - Highly ImpactedHeat Central Gas Boiler5Existing | Snohomish CountyManufactured - Highly ImpactedHeat Central Gas BoilerPremium Efficiency Boiler - 95% AFUEExisting | Snohomish CountyManufactured - Highly ImpactedHeat Central Gas BoilerExisting | Snohomish County | Manufactured - Highly Impacted | Heat Central Gas Boiler | 5 | Premium Efficiency Boiler - 95% AFUE | Existing | 5.321% | 5.321% | 5.321% | 5.321% | 5.321% | 5.321% | 5.321% | 5.321% | 5.321% | 5.321% | 5.321% | 5.321% | 5.321% | 5.321% | 5.321% | 5.321% | 5.321% | 5.321% | 5.321% | 5.321% | 5.321% | 5.321% | 5.321% | 5.321% | 5.321% | 5.321% | 5.321% | 5.321%
Snohomish CountyManufactured - Highly Impacted | Snohomish CountyManufactured - Highly ImpactedHeat Central Gas Boiler | Snohomish CountyManufactured - Highly ImpactedHeat Central Gas Boiler5 | Snohomish CountyManufactured - Highly ImpactedHeat Central Gas Boiler5New | Snohomish CountyManufactured - Highly ImpactedHeat Central Gas BoilerPremium Efficiency Boiler - 95% AFUENew | Snohomish CountyManufactured - Highly ImpactedHeat Central Gas BoilerNew | Snohomish County | Manufactured - Highly Impacted | Heat Central Gas Boiler | 5 | Premium Efficiency Boiler - 95% AFUE | New | 5.321% | 5.321% | 5.321% | 5.321% | 5.321% | 5.321% | 5.321% | 5.321% | 5.321% | 5.321% | 5.321% | 5.321% | 5.321% | 5.321% | 5.321% | 5.321% | 5.321% | 5.321% | 5.321% | 5.321% | 5.321% | 5.321% | 5.321% | 5.321% | 5.321% | 5.321% | 5.321% | 5.321%
Snohomish CountySingle Family | Snohomish CountySingle FamilyHeat Central Gas Furnace | Snohomish CountySingle FamilyHeat Central Gas Furnace1 | Snohomish CountySingle FamilyHeat Central Gas Furnace1Existing | Snohomish CountySingle FamilyHeat Central Gas FurnaceBelow Standard Furnace - 76% AFUE (Low Income)Existing | Snohomish CountySingle FamilyHeat Central Gas FurnaceExisting | Snohomish County | Single Family | Heat Central Gas Furnace | 1 | Below Standard Furnace - 76% AFUE (Low Income) | Existing | 5.295% | 5.295% | 5.295% | 5.295% | 5.295% | 5.295% | 5.295% | 5.295% | 5.295% | 5.295% | 5.295% | 5.295% | 5.295% | 5.295% | 5.295% | 5.295% | 5.295% | 5.295% | 5.295% | 5.295% | 5.295% | 5.295% | 5.295% | 5.295% | 5.295% | 5.295% | 5.295% | 5.295%
Snohomish CountySingle Family | Snohomish CountySingle FamilyHeat Central Gas Furnace | Snohomish CountySingle FamilyHeat Central Gas Furnace1 | Snohomish CountySingle FamilyHeat Central Gas Furnace1New | Snohomish CountySingle FamilyHeat Central Gas FurnaceBelow Standard Furnace - 76% AFUE (Low Income)New | Snohomish CountySingle FamilyHeat Central Gas FurnaceNew | Snohomish County | Single Family | Heat Central Gas Furnace | 1 | Below Standard Furnace - 76% AFUE (Low Income) | New | bar: 2023 to 2050
Snohomish CountySingle Family - Highly Impacted | Snohomish CountySingle Family - Highly ImpactedHeat Central Gas Furnace | Snohomish CountySingle Family - Highly ImpactedHeat Central Gas Furnace1 | Snohomish CountySingle Family - Highly ImpactedHeat Central Gas Furnace1Existing | Snohomish CountySingle Family - Highly ImpactedHeat Central Gas FurnaceBelow Standard Furnace - 76% AFUE (Low Income)Existing | Snohomish CountySingle Family - Highly ImpactedHeat Central Gas FurnaceExisting | Snohomish County | Single Family - Highly Impacted | Heat Central Gas Furnace | 1 | Below Standard Furnace - 76% AFUE (Low Income) | Existing | 5.295% | 5.295% | 5.295% | 5.295% | 5.295% | 5.295% | 5.295% | 5.295% | 5.295% | 5.295% | 5.295% | 5.295% | 5.295% | 5.295% | 5.295% | 5.295% | 5.295% | 5.295% | 5.295% | 5.295% | 5.295% | 5.295% | 5.295% | 5.295% | 5.295% | 5.295% | 5.295% | 5.295%
Snohomish CountySingle Family - Highly Impacted | Snohomish CountySingle Family - Highly ImpactedHeat Central Gas Furnace | Snohomish CountySingle Family - Highly ImpactedHeat Central Gas Furnace1 | Snohomish CountySingle Family - Highly ImpactedHeat Central Gas Furnace1New | Snohomish CountySingle Family - Highly ImpactedHeat Central Gas FurnaceBelow Standard Furnace - 76% AFUE (Low Income)New | Snohomish CountySingle Family - Highly ImpactedHeat Central Gas FurnaceNew | Snohomish County | Single Family - Highly Impacted | Heat Central Gas Furnace | 1 | Below Standard Furnace - 76% AFUE (Low Income) | New | bar: 2023 to 2050
Snohomish CountyMultifamily | Snohomish CountyMultifamilyHeat Central Gas Furnace | Snohomish CountyMultifamilyHeat Central Gas Furnace1 | Snohomish CountyMultifamilyHeat Central Gas Furnace1Existing | Snohomish CountyMultifamilyHeat Central Gas FurnaceBelow Standard Furnace - 76% AFUE (Low Income)Existing | Snohomish CountyMultifamilyHeat Central Gas FurnaceExisting | Snohomish County | Multifamily | Heat Central Gas Furnace | 1 | Below Standard Furnace - 76% AFUE (Low Income) | Existing | 5.295% | 5.295% | 5.295% | 5.295% | 5.295% | 5.295% | 5.295% | 5.295% | 5.295% | 5.295% | 5.295% | 5.295% | 5.295% | 5.295% | 5.295% | 5.295% | 5.295% | 5.295% | 5.295% | 5.295% | 5.295% | 5.295% | 5.295% | 5.295% | 5.295% | 5.295% | 5.295% | 5.295%
Snohomish CountyMultifamily | Snohomish CountyMultifamilyHeat Central Gas Furnace | Snohomish CountyMultifamilyHeat Central Gas Furnace1 | Snohomish CountyMultifamilyHeat Central Gas Furnace1New | Snohomish CountyMultifamilyHeat Central Gas FurnaceBelow Standard Furnace - 76% AFUE (Low Income)New | Snohomish CountyMultifamilyHeat Central Gas FurnaceNew | Snohomish County | Multifamily | Heat Central Gas Furnace | 1 | Below Standard Furnace - 76% AFUE (Low Income) | New | bar: 2023 to 2050
Snohomish CountyMultifamily - Highly Impacted | Snohomish CountyMultifamily - Highly ImpactedHeat Central Gas Furnace | Snohomish CountyMultifamily - Highly ImpactedHeat Central Gas Furnace1 | Snohomish CountyMultifamily - Highly ImpactedHeat Central Gas Furnace1Existing | Snohomish CountyMultifamily - Highly ImpactedHeat Central Gas FurnaceBelow Standard Furnace - 76% AFUE (Low Income)Existing | Snohomish CountyMultifamily - Highly ImpactedHeat Central Gas FurnaceExisting | Snohomish County | Multifamily - Highly Impacted | Heat Central Gas Furnace | 1 | Below Standard Furnace - 76% AFUE (Low Income) | Existing | 5.295% | 5.295% | 5.295% | 5.295% | 5.295% | 5.295% | 5.295% | 5.295% | 5.295% | 5.295% | 5.295% | 5.295% | 5.295% | 5.295% | 5.295% | 5.295% | 5.295% | 5.295% | 5.295% | 5.295% | 5.295% | 5.295% | 5.295% | 5.295% | 5.295% | 5.295% | 5.295% | 5.295%
Snohomish CountyMultifamily - Highly Impacted | Snohomish CountyMultifamily - Highly ImpactedHeat Central Gas Furnace | Snohomish CountyMultifamily - Highly ImpactedHeat Central Gas Furnace1 | Snohomish CountyMultifamily - Highly ImpactedHeat Central Gas Furnace1New | Snohomish CountyMultifamily - Highly ImpactedHeat Central Gas FurnaceBelow Standard Furnace - 76% AFUE (Low Income)New | Snohomish CountyMultifamily - Highly ImpactedHeat Central Gas FurnaceNew | Snohomish County | Multifamily - Highly Impacted | Heat Central Gas Furnace | 1 | Below Standard Furnace - 76% AFUE (Low Income) | New | bar: 2023 to 2050
Snohomish CountyManufactured | Snohomish CountyManufacturedHeat Central Gas Furnace | Snohomish CountyManufacturedHeat Central Gas Furnace1 | Snohomish CountyManufacturedHeat Central Gas Furnace1Existing | Snohomish CountyManufacturedHeat Central Gas FurnaceBelow Standard Furnace - 76% AFUE (Low Income)Existing | Snohomish CountyManufacturedHeat Central Gas FurnaceExisting | Snohomish County | Manufactured | Heat Central Gas Furnace | 1 | Below Standard Furnace - 76% AFUE (Low Income) | Existing | 5.295% | 5.295% | 5.295% | 5.295% | 5.295% | 5.295% | 5.295% | 5.295% | 5.295% | 5.295% | 5.295% | 5.295% | 5.295% | 5.295% | 5.295% | 5.295% | 5.295% | 5.295% | 5.295% | 5.295% | 5.295% | 5.295% | 5.295% | 5.295% | 5.295% | 5.295% | 5.295% | 5.295%
Snohomish CountyManufactured | Snohomish CountyManufacturedHeat Central Gas Furnace | Snohomish CountyManufacturedHeat Central Gas Furnace1 | Snohomish CountyManufacturedHeat Central Gas Furnace1New | Snohomish CountyManufacturedHeat Central Gas FurnaceBelow Standard Furnace - 76% AFUE (Low Income)New | Snohomish CountyManufacturedHeat Central Gas FurnaceNew | Snohomish County | Manufactured | Heat Central Gas Furnace | 1 | Below Standard Furnace - 76% AFUE (Low Income) | New | bar: 2023 to 2050
Snohomish CountyManufactured - Highly Impacted | Snohomish CountyManufactured - Highly ImpactedHeat Central Gas Furnace | Snohomish CountyManufactured - Highly ImpactedHeat Central Gas Furnace1 | Snohomish CountyManufactured - Highly ImpactedHeat Central Gas Furnace1Existing | Snohomish CountyManufactured - Highly ImpactedHeat Central Gas FurnaceBelow Standard Furnace - 76% AFUE (Low Income)Existing | Snohomish CountyManufactured - Highly ImpactedHeat Central Gas FurnaceExisting | Snohomish County | Manufactured - Highly Impacted | Heat Central Gas Furnace | 1 | Below Standard Furnace - 76% AFUE (Low Income) | Existing | 5.295% | 5.295% | 5.295% | 5.295% | 5.295% | 5.295% | 5.295% | 5.295% | 5.295% | 5.295% | 5.295% | 5.295% | 5.295% | 5.295% | 5.295% | 5.295% | 5.295% | 5.295% | 5.295% | 5.295% | 5.295% | 5.295% | 5.295% | 5.295% | 5.295% | 5.295% | 5.295% | 5.295%
Snohomish CountyManufactured - Highly Impacted | Snohomish CountyManufactured - Highly ImpactedHeat Central Gas Furnace | Snohomish CountyManufactured - Highly ImpactedHeat Central Gas Furnace1 | Snohomish CountyManufactured - Highly ImpactedHeat Central Gas Furnace1New | Snohomish CountyManufactured - Highly ImpactedHeat Central Gas FurnaceBelow Standard Furnace - 76% AFUE (Low Income)New | Snohomish CountyManufactured - Highly ImpactedHeat Central Gas FurnaceNew | Snohomish County | Manufactured - Highly Impacted | Heat Central Gas Furnace | 1 | Below Standard Furnace - 76% AFUE (Low Income) | New | bar: 2023 to 2050
Snohomish CountySingle Family | Snohomish CountySingle FamilyHeat Central Gas Furnace | Snohomish CountySingle FamilyHeat Central Gas Furnace2 | Snohomish CountySingle FamilyHeat Central Gas Furnace2Existing | Snohomish CountySingle FamilyHeat Central Gas FurnaceFederal Standard 2016 Furnace - 80% AFUEExisting | Snohomish CountySingle FamilyHeat Central Gas FurnaceExisting | Snohomish County | Single Family | Heat Central Gas Furnace | 2 | Federal Standard 2016 Furnace - 80% AFUE | Existing | 54.88% | 54.88% | 54.88% | 54.88% | 54.88% | 54.88% | 54.88% | 54.88% | 54.88% | 54.88% | 54.88% | 54.88% | 54.88% | 54.88% | 54.88% | 54.88% | 54.88% | 54.88% | 54.88% | 54.88% | 54.88% | 54.88% | 54.88% | 54.88% | 54.88% | 54.88% | 54.88% | 54.88%
Snohomish CountySingle Family | Snohomish CountySingle FamilyHeat Central Gas Furnace | Snohomish CountySingle FamilyHeat Central Gas Furnace2 | Snohomish CountySingle FamilyHeat Central Gas Furnace2New | Snohomish CountySingle FamilyHeat Central Gas FurnaceFederal Standard 2016 Furnace - 80% AFUENew | Snohomish CountySingle FamilyHeat Central Gas FurnaceNew | Snohomish County | Single Family | Heat Central Gas Furnace | 2 | Federal Standard 2016 Furnace - 80% AFUE | New | bar: 2023 to 2050
Snohomish CountySingle Family - Highly Impacted | Snohomish CountySingle Family - Highly ImpactedHeat Central Gas Furnace | Snohomish CountySingle Family - Highly ImpactedHeat Central Gas Furnace2 | Snohomish CountySingle Family - Highly ImpactedHeat Central Gas Furnace2Existing | Snohomish CountySingle Family - Highly ImpactedHeat Central Gas FurnaceFederal Standard 2016 Furnace - 80% AFUEExisting | Snohomish CountySingle Family - Highly ImpactedHeat Central Gas FurnaceExisting | Snohomish County | Single Family - Highly Impacted | Heat Central Gas Furnace | 2 | Federal Standard 2016 Furnace - 80% AFUE | Existing | 54.88% | 54.88% | 54.88% | 54.88% | 54.88% | 54.88% | 54.88% | 54.88% | 54.88% | 54.88% | 54.88% | 54.88% | 54.88% | 54.88% | 54.88% | 54.88% | 54.88% | 54.88% | 54.88% | 54.88% | 54.88% | 54.88% | 54.88% | 54.88% | 54.88% | 54.88% | 54.88% | 54.88%
Snohomish CountySingle Family - Highly Impacted | Snohomish CountySingle Family - Highly ImpactedHeat Central Gas Furnace | Snohomish CountySingle Family - Highly ImpactedHeat Central Gas Furnace2 | Snohomish CountySingle Family - Highly ImpactedHeat Central Gas Furnace2New | Snohomish CountySingle Family - Highly ImpactedHeat Central Gas FurnaceFederal Standard 2016 Furnace - 80% AFUENew | Snohomish CountySingle Family - Highly ImpactedHeat Central Gas FurnaceNew | Snohomish County | Single Family - Highly Impacted | Heat Central Gas Furnace | 2 | Federal Standard 2016 Furnace - 80% AFUE | New | bar: 2023 to 2050
Snohomish CountyMultifamily | Snohomish CountyMultifamilyHeat Central Gas Furnace | Snohomish CountyMultifamilyHeat Central Gas Furnace2 | Snohomish CountyMultifamilyHeat Central Gas Furnace2Existing | Snohomish CountyMultifamilyHeat Central Gas FurnaceFederal Standard 2016 Furnace - 80% AFUEExisting | Snohomish CountyMultifamilyHeat Central Gas FurnaceExisting | Snohomish County | Multifamily | Heat Central Gas Furnace | 2 | Federal Standard 2016 Furnace - 80% AFUE | Existing | 54.88% | 54.88% | 54.88% | 54.88% | 54.88% | 54.88% | 54.88% | 54.88% | 54.88% | 54.88% | 54.88% | 54.88% | 54.88% | 54.88% | 54.88% | 54.88% | 54.88% | 54.88% | 54.88% | 54.88% | 54.88% | 54.88% | 54.88% | 54.88% | 54.88% | 54.88% | 54.88% | 54.88%
Snohomish CountyMultifamily | Snohomish CountyMultifamilyHeat Central Gas Furnace | Snohomish CountyMultifamilyHeat Central Gas Furnace2 | Snohomish CountyMultifamilyHeat Central Gas Furnace2New | Snohomish CountyMultifamilyHeat Central Gas FurnaceFederal Standard 2016 Furnace - 80% AFUENew | Snohomish CountyMultifamilyHeat Central Gas FurnaceNew | Snohomish County | Multifamily | Heat Central Gas Furnace | 2 | Federal Standard 2016 Furnace - 80% AFUE | New | bar: 2023 to 2050
Snohomish CountyMultifamily - Highly Impacted | Snohomish CountyMultifamily - Highly ImpactedHeat Central Gas Furnace | Snohomish CountyMultifamily - Highly ImpactedHeat Central Gas Furnace2 | Snohomish CountyMultifamily - Highly ImpactedHeat Central Gas Furnace2Existing | Snohomish CountyMultifamily - Highly ImpactedHeat Central Gas FurnaceFederal Standard 2016 Furnace - 80% AFUEExisting | Snohomish CountyMultifamily - Highly ImpactedHeat Central Gas FurnaceExisting | Snohomish County | Multifamily - Highly Impacted | Heat Central Gas Furnace | 2 | Federal Standard 2016 Furnace - 80% AFUE | Existing | 54.88% | 54.88% | 54.88% | 54.88% | 54.88% | 54.88% | 54.88% | 54.88% | 54.88% | 54.88% | 54.88% | 54.88% | 54.88% | 54.88% | 54.88% | 54.88% | 54.88% | 54.88% | 54.88% | 54.88% | 54.88% | 54.88% | 54.88% | 54.88% | 54.88% | 54.88% | 54.88% | 54.88%
Snohomish CountyMultifamily - Highly Impacted | Snohomish CountyMultifamily - Highly ImpactedHeat Central Gas Furnace | Snohomish CountyMultifamily - Highly ImpactedHeat Central Gas Furnace2 | Snohomish CountyMultifamily - Highly ImpactedHeat Central Gas Furnace2New | Snohomish CountyMultifamily - Highly ImpactedHeat Central Gas FurnaceFederal Standard 2016 Furnace - 80% AFUENew | Snohomish CountyMultifamily - Highly ImpactedHeat Central Gas FurnaceNew | Snohomish County | Multifamily - Highly Impacted | Heat Central Gas Furnace | 2 | Federal Standard 2016 Furnace - 80% AFUE | New | bar: 2023 to 2050
Snohomish CountyManufactured | Snohomish CountyManufacturedHeat Central Gas Furnace | Snohomish CountyManufacturedHeat Central Gas Furnace2 | Snohomish CountyManufacturedHeat Central Gas Furnace2Existing | Snohomish CountyManufacturedHeat Central Gas FurnaceFederal Standard 2016 Furnace - 80% AFUEExisting | Snohomish CountyManufacturedHeat Central Gas FurnaceExisting | Snohomish County | Manufactured | Heat Central Gas Furnace | 2 | Federal Standard 2016 Furnace - 80% AFUE | Existing | 54.88% | 54.88% | 54.88% | 54.88% | 54.88% | 54.88% | 54.88% | 54.88% | 54.88% | 54.88% | 54.88% | 54.88% | 54.88% | 54.88% | 54.88% | 54.88% | 54.88% | 54.88% | 54.88% | 54.88% | 54.88% | 54.88% | 54.88% | 54.88% | 54.88% | 54.88% | 54.88% | 54.88%
Snohomish CountyManufactured | Snohomish CountyManufacturedHeat Central Gas Furnace | Snohomish CountyManufacturedHeat Central Gas Furnace2 | Snohomish CountyManufacturedHeat Central Gas Furnace2New | Snohomish CountyManufacturedHeat Central Gas FurnaceFederal Standard 2016 Furnace - 80% AFUENew | Snohomish CountyManufacturedHeat Central Gas FurnaceNew | Snohomish County | Manufactured | Heat Central Gas Furnace | 2 | Federal Standard 2016 Furnace - 80% AFUE | New | bar: 2023 to 2050
Snohomish CountyManufactured - Highly Impacted | Snohomish CountyManufactured - Highly ImpactedHeat Central Gas Furnace | Snohomish CountyManufactured - Highly ImpactedHeat Central Gas Furnace2 | Snohomish CountyManufactured - Highly ImpactedHeat Central Gas Furnace2Existing | Snohomish CountyManufactured - Highly ImpactedHeat Central Gas FurnaceFederal Standard 2016 Furnace - 80% AFUEExisting | Snohomish CountyManufactured - Highly ImpactedHeat Central Gas FurnaceExisting | Snohomish County | Manufactured - Highly Impacted | Heat Central Gas Furnace | 2 | Federal Standard 2016 Furnace - 80% AFUE | Existing | 54.88% | 54.88% | 54.88% | 54.88% | 54.88% | 54.88% | 54.88% | 54.88% | 54.88% | 54.88% | 54.88% | 54.88% | 54.88% | 54.88% | 54.88% | 54.88% | 54.88% | 54.88% | 54.88% | 54.88% | 54.88% | 54.88% | 54.88% | 54.88% | 54.88% | 54.88% | 54.88% | 54.88%
Snohomish CountyManufactured - Highly Impacted | Snohomish CountyManufactured - Highly ImpactedHeat Central Gas Furnace | Snohomish CountyManufactured - Highly ImpactedHeat Central Gas Furnace2 | Snohomish CountyManufactured - Highly ImpactedHeat Central Gas Furnace2New | Snohomish CountyManufactured - Highly ImpactedHeat Central Gas FurnaceFederal Standard 2016 Furnace - 80% AFUENew | Snohomish CountyManufactured - Highly ImpactedHeat Central Gas FurnaceNew | Snohomish County | Manufactured - Highly Impacted | Heat Central Gas Furnace | 2 | Federal Standard 2016 Furnace - 80% AFUE | New | bar: 2023 to 2050
Snohomish CountySingle Family | Snohomish CountySingle FamilyHeat Central Gas Furnace | Snohomish CountySingle FamilyHeat Central Gas Furnace3 | Snohomish CountySingle FamilyHeat Central Gas Furnace3Existing | Snohomish CountySingle FamilyHeat Central Gas FurnaceMarket Standard FurnaceExisting | Snohomish CountySingle FamilyHeat Central Gas FurnaceExisting | Snohomish County | Single Family | Heat Central Gas Furnace | 3 | Market Standard Furnace | Existing | bar: 2023 to 2050
Snohomish CountySingle Family | Snohomish CountySingle FamilyHeat Central Gas Furnace | Snohomish CountySingle FamilyHeat Central Gas Furnace3 | Snohomish CountySingle FamilyHeat Central Gas Furnace3New | Snohomish CountySingle FamilyHeat Central Gas FurnaceMarket Standard FurnaceNew | Snohomish CountySingle FamilyHeat Central Gas FurnaceNew | Snohomish County | Single Family | Heat Central Gas Furnace | 3 | Market Standard Furnace | New | bar: 2023 to 2050
Snohomish CountySingle Family - Highly Impacted | Snohomish CountySingle Family - Highly ImpactedHeat Central Gas Furnace | Snohomish CountySingle Family - Highly ImpactedHeat Central Gas Furnace3 | Snohomish CountySingle Family - Highly ImpactedHeat Central Gas Furnace3Existing | Snohomish CountySingle Family - Highly ImpactedHeat Central Gas FurnaceMarket Standard FurnaceExisting | Snohomish CountySingle Family - Highly ImpactedHeat Central Gas FurnaceExisting | Snohomish County | Single Family - Highly Impacted | Heat Central Gas Furnace | 3 | Market Standard Furnace | Existing | bar: 2023 to 2050
Snohomish CountySingle Family - Highly Impacted | Snohomish CountySingle Family - Highly ImpactedHeat Central Gas Furnace | Snohomish CountySingle Family - Highly ImpactedHeat Central Gas Furnace3 | Snohomish CountySingle Family - Highly ImpactedHeat Central Gas Furnace3New | Snohomish CountySingle Family - Highly ImpactedHeat Central Gas FurnaceMarket Standard FurnaceNew | Snohomish CountySingle Family - Highly ImpactedHeat Central Gas FurnaceNew | Snohomish County | Single Family - Highly Impacted | Heat Central Gas Furnace | 3 | Market Standard Furnace | New | bar: 2023 to 2050
Snohomish CountyMultifamily | Snohomish CountyMultifamilyHeat Central Gas Furnace | Snohomish CountyMultifamilyHeat Central Gas Furnace3 | Snohomish CountyMultifamilyHeat Central Gas Furnace3Existing | Snohomish CountyMultifamilyHeat Central Gas FurnaceMarket Standard FurnaceExisting | Snohomish CountyMultifamilyHeat Central Gas FurnaceExisting | Snohomish County | Multifamily | Heat Central Gas Furnace | 3 | Market Standard Furnace | Existing | bar: 2023 to 2050
Snohomish CountyMultifamily | Snohomish CountyMultifamilyHeat Central Gas Furnace | Snohomish CountyMultifamilyHeat Central Gas Furnace3 | Snohomish CountyMultifamilyHeat Central Gas Furnace3New | Snohomish CountyMultifamilyHeat Central Gas FurnaceMarket Standard FurnaceNew | Snohomish CountyMultifamilyHeat Central Gas FurnaceNew | Snohomish County | Multifamily | Heat Central Gas Furnace | 3 | Market Standard Furnace | New | bar: 2023 to 2050
Snohomish CountyMultifamily - Highly Impacted | Snohomish CountyMultifamily - Highly ImpactedHeat Central Gas Furnace | Snohomish CountyMultifamily - Highly ImpactedHeat Central Gas Furnace3 | Snohomish CountyMultifamily - Highly ImpactedHeat Central Gas Furnace3Existing | Snohomish CountyMultifamily - Highly ImpactedHeat Central Gas FurnaceMarket Standard FurnaceExisting | Snohomish CountyMultifamily - Highly ImpactedHeat Central Gas FurnaceExisting | Snohomish County | Multifamily - Highly Impacted | Heat Central Gas Furnace | 3 | Market Standard Furnace | Existing | bar: 2023 to 2050
Snohomish CountyMultifamily - Highly Impacted | Snohomish CountyMultifamily - Highly ImpactedHeat Central Gas Furnace | Snohomish CountyMultifamily - Highly ImpactedHeat Central Gas Furnace3 | Snohomish CountyMultifamily - Highly ImpactedHeat Central Gas Furnace3New | Snohomish CountyMultifamily - Highly ImpactedHeat Central Gas FurnaceMarket Standard FurnaceNew | Snohomish CountyMultifamily - Highly ImpactedHeat Central Gas FurnaceNew | Snohomish County | Multifamily - Highly Impacted | Heat Central Gas Furnace | 3 | Market Standard Furnace | New | bar: 2023 to 2050
Snohomish CountyManufactured | Snohomish CountyManufacturedHeat Central Gas Furnace | Snohomish CountyManufacturedHeat Central Gas Furnace3 | Snohomish CountyManufacturedHeat Central Gas Furnace3Existing | Snohomish CountyManufacturedHeat Central Gas FurnaceMarket Standard FurnaceExisting | Snohomish CountyManufacturedHeat Central Gas FurnaceExisting | Snohomish County | Manufactured | Heat Central Gas Furnace | 3 | Market Standard Furnace | Existing | bar: 2023 to 2050
Snohomish CountyManufactured | Snohomish CountyManufacturedHeat Central Gas Furnace | Snohomish CountyManufacturedHeat Central Gas Furnace3 | Snohomish CountyManufacturedHeat Central Gas Furnace3New | Snohomish CountyManufacturedHeat Central Gas FurnaceMarket Standard FurnaceNew | Snohomish CountyManufacturedHeat Central Gas FurnaceNew | Snohomish County | Manufactured | Heat Central Gas Furnace | 3 | Market Standard Furnace | New | bar: 2023 to 2050
Snohomish CountyManufactured - Highly Impacted | Snohomish CountyManufactured - Highly ImpactedHeat Central Gas Furnace | Snohomish CountyManufactured - Highly ImpactedHeat Central Gas Furnace3 | Snohomish CountyManufactured - Highly ImpactedHeat Central Gas Furnace3Existing | Snohomish CountyManufactured - Highly ImpactedHeat Central Gas FurnaceMarket Standard FurnaceExisting | Snohomish CountyManufactured - Highly ImpactedHeat Central Gas FurnaceExisting | Snohomish County | Manufactured - Highly Impacted | Heat Central Gas Furnace | 3 | Market Standard Furnace | Existing | bar: 2023 to 2050
Snohomish CountyManufactured - Highly Impacted | Snohomish CountyManufactured - Highly ImpactedHeat Central Gas Furnace | Snohomish CountyManufactured - Highly ImpactedHeat Central Gas Furnace3 | Snohomish CountyManufactured - Highly ImpactedHeat Central Gas Furnace3New | Snohomish CountyManufactured - Highly ImpactedHeat Central Gas FurnaceMarket Standard FurnaceNew | Snohomish CountyManufactured - Highly ImpactedHeat Central Gas FurnaceNew | Snohomish County | Manufactured - Highly Impacted | Heat Central Gas Furnace | 3 | Market Standard Furnace | New | bar: 2023 to 2050
Snohomish CountySingle Family | Snohomish CountySingle FamilyHeat Central Gas Furnace | Snohomish CountySingle FamilyHeat Central Gas Furnace4 | Snohomish CountySingle FamilyHeat Central Gas Furnace4Existing | Snohomish CountySingle FamilyHeat Central Gas FurnaceENERGY STAR Furnace - 95% AFUEExisting | Snohomish CountySingle FamilyHeat Central Gas FurnaceExisting | Snohomish County | Single Family | Heat Central Gas Furnace | 4 | ENERGY STAR Furnace - 95% AFUE | Existing | 36.81% | 36.81% | 36.81% | 36.81% | 36.81% | 36.81% | 36.81% | 36.81% | 36.81% | 36.81% | 36.81% | 36.81% | 36.81% | 36.81% | 36.81% | 36.81% | 36.81% | 36.81% | 36.81% | 36.81% | 36.81% | 36.81% | 36.81% | 36.81% | 36.81% | 36.81% | 36.81% | 36.81%
Snohomish CountySingle Family | Snohomish CountySingle FamilyHeat Central Gas Furnace | Snohomish CountySingle FamilyHeat Central Gas Furnace4 | Snohomish CountySingle FamilyHeat Central Gas Furnace4New | Snohomish CountySingle FamilyHeat Central Gas FurnaceENERGY STAR Furnace - 95% AFUENew | Snohomish CountySingle FamilyHeat Central Gas FurnaceNew | Snohomish County | Single Family | Heat Central Gas Furnace | 4 | ENERGY STAR Furnace - 95% AFUE | New | 85.68% | 85.68% | 85.68% | 85.68% | 85.68% | 85.68% | 85.68% | 85.68% | 85.68% | 85.68% | 85.68% | 85.68% | 85.68% | 85.68% | 85.68% | 85.68% | 85.68% | 85.68% | 85.68% | 85.68% | 85.68% | 85.68% | 85.68% | 85.68% | 85.68% | 85.68% | 85.68% | 85.68%
Snohomish CountySingle Family - Highly Impacted | Snohomish CountySingle Family - Highly ImpactedHeat Central Gas Furnace | Snohomish CountySingle Family - Highly ImpactedHeat Central Gas Furnace4 | Snohomish CountySingle Family - Highly ImpactedHeat Central Gas Furnace4Existing | Snohomish CountySingle Family - Highly ImpactedHeat Central Gas FurnaceENERGY STAR Furnace - 95% AFUEExisting | Snohomish CountySingle Family - Highly ImpactedHeat Central Gas FurnaceExisting | Snohomish County | Single Family - Highly Impacted | Heat Central Gas Furnace | 4 | ENERGY STAR Furnace - 95% AFUE | Existing | 36.81% | 36.81% | 36.81% | 36.81% | 36.81% | 36.81% | 36.81% | 36.81% | 36.81% | 36.81% | 36.81% | 36.81% | 36.81% | 36.81% | 36.81% | 36.81% | 36.81% | 36.81% | 36.81% | 36.81% | 36.81% | 36.81% | 36.81% | 36.81% | 36.81% | 36.81% | 36.81% | 36.81%
Snohomish CountySingle Family - Highly Impacted | Snohomish CountySingle Family - Highly ImpactedHeat Central Gas Furnace | Snohomish CountySingle Family - Highly ImpactedHeat Central Gas Furnace4 | Snohomish CountySingle Family - Highly ImpactedHeat Central Gas Furnace4New | Snohomish CountySingle Family - Highly ImpactedHeat Central Gas FurnaceENERGY STAR Furnace - 95% AFUENew | Snohomish CountySingle Family - Highly ImpactedHeat Central Gas FurnaceNew | Snohomish County | Single Family - Highly Impacted | Heat Central Gas Furnace | 4 | ENERGY STAR Furnace - 95% AFUE | New | 85.68% | 85.68% | 85.68% | 85.68% | 85.68% | 85.68% | 85.68% | 85.68% | 85.68% | 85.68% | 85.68% | 85.68% | 85.68% | 85.68% | 85.68% | 85.68% | 85.68% | 85.68% | 85.68% | 85.68% | 85.68% | 85.68% | 85.68% | 85.68% | 85.68% | 85.68% | 85.68% | 85.68%
Snohomish CountyMultifamily | Snohomish CountyMultifamilyHeat Central Gas Furnace | Snohomish CountyMultifamilyHeat Central Gas Furnace4 | Snohomish CountyMultifamilyHeat Central Gas Furnace4Existing | Snohomish CountyMultifamilyHeat Central Gas FurnaceENERGY STAR Furnace - 95% AFUEExisting | Snohomish CountyMultifamilyHeat Central Gas FurnaceExisting | Snohomish County | Multifamily | Heat Central Gas Furnace | 4 | ENERGY STAR Furnace - 95% AFUE | Existing | 36.81% | 36.81% | 36.81% | 36.81% | 36.81% | 36.81% | 36.81% | 36.81% | 36.81% | 36.81% | 36.81% | 36.81% | 36.81% | 36.81% | 36.81% | 36.81% | 36.81% | 36.81% | 36.81% | 36.81% | 36.81% | 36.81% | 36.81% | 36.81% | 36.81% | 36.81% | 36.81% | 36.81%
Snohomish CountyMultifamily | Snohomish CountyMultifamilyHeat Central Gas Furnace | Snohomish CountyMultifamilyHeat Central Gas Furnace4 | Snohomish CountyMultifamilyHeat Central Gas Furnace4New | Snohomish CountyMultifamilyHeat Central Gas FurnaceENERGY STAR Furnace - 95% AFUENew | Snohomish CountyMultifamilyHeat Central Gas FurnaceNew | Snohomish County | Multifamily | Heat Central Gas Furnace | 4 | ENERGY STAR Furnace - 95% AFUE | New | 85.68% | 85.68% | 85.68% | 85.68% | 85.68% | 85.68% | 85.68% | 85.68% | 85.68% | 85.68% | 85.68% | 85.68% | 85.68% | 85.68% | 85.68% | 85.68% | 85.68% | 85.68% | 85.68% | 85.68% | 85.68% | 85.68% | 85.68% | 85.68% | 85.68% | 85.68% | 85.68% | 85.68%
Snohomish CountyMultifamily - Highly Impacted | Snohomish CountyMultifamily - Highly ImpactedHeat Central Gas Furnace | Snohomish CountyMultifamily - Highly ImpactedHeat Central Gas Furnace4 | Snohomish CountyMultifamily - Highly ImpactedHeat Central Gas Furnace4Existing | Snohomish CountyMultifamily - Highly ImpactedHeat Central Gas FurnaceENERGY STAR Furnace - 95% AFUEExisting | Snohomish CountyMultifamily - Highly ImpactedHeat Central Gas FurnaceExisting | Snohomish County | Multifamily - Highly Impacted | Heat Central Gas Furnace | 4 | ENERGY STAR Furnace - 95% AFUE | Existing | 36.81% | 36.81% | 36.81% | 36.81% | 36.81% | 36.81% | 36.81% | 36.81% | 36.81% | 36.81% | 36.81% | 36.81% | 36.81% | 36.81% | 36.81% | 36.81% | 36.81% | 36.81% | 36.81% | 36.81% | 36.81% | 36.81% | 36.81% | 36.81% | 36.81% | 36.81% | 36.81% | 36.81%
Snohomish CountyMultifamily - Highly Impacted | Snohomish CountyMultifamily - Highly ImpactedHeat Central Gas Furnace | Snohomish CountyMultifamily - Highly ImpactedHeat Central Gas Furnace4 | Snohomish CountyMultifamily - Highly ImpactedHeat Central Gas Furnace4New | Snohomish CountyMultifamily - Highly ImpactedHeat Central Gas FurnaceENERGY STAR Furnace - 95% AFUENew | Snohomish CountyMultifamily - Highly ImpactedHeat Central Gas FurnaceNew | Snohomish County | Multifamily - Highly Impacted | Heat Central Gas Furnace | 4 | ENERGY STAR Furnace - 95% AFUE | New | 85.68% | 85.68% | 85.68% | 85.68% | 85.68% | 85.68% | 85.68% | 85.68% | 85.68% | 85.68% | 85.68% | 85.68% | 85.68% | 85.68% | 85.68% | 85.68% | 85.68% | 85.68% | 85.68% | 85.68% | 85.68% | 85.68% | 85.68% | 85.68% | 85.68% | 85.68% | 85.68% | 85.68%
Snohomish CountyManufactured | Snohomish CountyManufacturedHeat Central Gas Furnace | Snohomish CountyManufacturedHeat Central Gas Furnace4 | Snohomish CountyManufacturedHeat Central Gas Furnace4Existing | Snohomish CountyManufacturedHeat Central Gas FurnaceENERGY STAR Furnace - 95% AFUEExisting | Snohomish CountyManufacturedHeat Central Gas FurnaceExisting | Snohomish County | Manufactured | Heat Central Gas Furnace | 4 | ENERGY STAR Furnace - 95% AFUE | Existing | 36.81% | 36.81% | 36.81% | 36.81% | 36.81% | 36.81% | 36.81% | 36.81% | 36.81% | 36.81% | 36.81% | 36.81% | 36.81% | 36.81% | 36.81% | 36.81% | 36.81% | 36.81% | 36.81% | 36.81% | 36.81% | 36.81% | 36.81% | 36.81% | 36.81% | 36.81% | 36.81% | 36.81%
Snohomish CountyManufactured | Snohomish CountyManufacturedHeat Central Gas Furnace | Snohomish CountyManufacturedHeat Central Gas Furnace4 | Snohomish CountyManufacturedHeat Central Gas Furnace4New | Snohomish CountyManufacturedHeat Central Gas FurnaceENERGY STAR Furnace - 95% AFUENew | Snohomish CountyManufacturedHeat Central Gas FurnaceNew | Snohomish County | Manufactured | Heat Central Gas Furnace | 4 | ENERGY STAR Furnace - 95% AFUE | New | 85.68% | 85.68% | 85.68% | 85.68% | 85.68% | 85.68% | 85.68% | 85.68% | 85.68% | 85.68% | 85.68% | 85.68% | 85.68% | 85.68% | 85.68% | 85.68% | 85.68% | 85.68% | 85.68% | 85.68% | 85.68% | 85.68% | 85.68% | 85.68% | 85.68% | 85.68% | 85.68% | 85.68%
Snohomish CountyManufactured - Highly Impacted | Snohomish CountyManufactured - Highly ImpactedHeat Central Gas Furnace | Snohomish CountyManufactured - Highly ImpactedHeat Central Gas Furnace4 | Snohomish CountyManufactured - Highly ImpactedHeat Central Gas Furnace4Existing | Snohomish CountyManufactured - Highly ImpactedHeat Central Gas FurnaceENERGY STAR Furnace - 95% AFUEExisting | Snohomish CountyManufactured - Highly ImpactedHeat Central Gas FurnaceExisting | Snohomish County | Manufactured - Highly Impacted | Heat Central Gas Furnace | 4 | ENERGY STAR Furnace - 95% AFUE | Existing | 36.81% | 36.81% | 36.81% | 36.81% | 36.81% | 36.81% | 36.81% | 36.81% | 36.81% | 36.81% | 36.81% | 36.81% | 36.81% | 36.81% | 36.81% | 36.81% | 36.81% | 36.81% | 36.81% | 36.81% | 36.81% | 36.81% | 36.81% | 36.81% | 36.81% | 36.81% | 36.81% | 36.81%
Snohomish CountyManufactured - Highly Impacted | Snohomish CountyManufactured - Highly ImpactedHeat Central Gas Furnace | Snohomish CountyManufactured - Highly ImpactedHeat Central Gas Furnace4 | Snohomish CountyManufactured - Highly ImpactedHeat Central Gas Furnace4New | Snohomish CountyManufactured - Highly ImpactedHeat Central Gas FurnaceENERGY STAR Furnace - 95% AFUENew | Snohomish CountyManufactured - Highly ImpactedHeat Central Gas FurnaceNew | Snohomish County | Manufactured - Highly Impacted | Heat Central Gas Furnace | 4 | ENERGY STAR Furnace - 95% AFUE | New | 85.68% | 85.68% | 85.68% | 85.68% | 85.68% | 85.68% | 85.68% | 85.68% | 85.68% | 85.68% | 85.68% | 85.68% | 85.68% | 85.68% | 85.68% | 85.68% | 85.68% | 85.68% | 85.68% | 85.68% | 85.68% | 85.68% | 85.68% | 85.68% | 85.68% | 85.68% | 85.68% | 85.68%
Snohomish CountySingle Family | Snohomish CountySingle FamilyHeat Central Gas Furnace | Snohomish CountySingle FamilyHeat Central Gas Furnace5 | Snohomish CountySingle FamilyHeat Central Gas Furnace5Existing | Snohomish CountySingle FamilyHeat Central Gas FurnaceAdvanced Efficiency Furnace - 97% AFUEExisting | Snohomish CountySingle FamilyHeat Central Gas FurnaceExisting | Snohomish County | Single Family | Heat Central Gas Furnace | 5 | Advanced Efficiency Furnace - 97% AFUE | Existing | 2.963% | 2.963% | 2.963% | 2.963% | 2.963% | 2.963% | 2.963% | 2.963% | 2.963% | 2.963% | 2.963% | 2.963% | 2.963% | 2.963% | 2.963% | 2.963% | 2.963% | 2.963% | 2.963% | 2.963% | 2.963% | 2.963% | 2.963% | 2.963% | 2.963% | 2.963% | 2.963% | 2.963%
Snohomish CountySingle Family | Snohomish CountySingle FamilyHeat Central Gas Furnace | Snohomish CountySingle FamilyHeat Central Gas Furnace5 | Snohomish CountySingle FamilyHeat Central Gas Furnace5New | Snohomish CountySingle FamilyHeat Central Gas FurnaceAdvanced Efficiency Furnace - 97% AFUENew | Snohomish CountySingle FamilyHeat Central Gas FurnaceNew | Snohomish County | Single Family | Heat Central Gas Furnace | 5 | Advanced Efficiency Furnace - 97% AFUE | New | 14.07% | 14.07% | 14.07% | 14.07% | 14.07% | 14.07% | 14.07% | 14.07% | 14.07% | 14.07% | 14.07% | 14.07% | 14.07% | 14.07% | 14.07% | 14.07% | 14.07% | 14.07% | 14.07% | 14.07% | 14.07% | 14.07% | 14.07% | 14.07% | 14.07% | 14.07% | 14.07% | 14.07%
Snohomish CountySingle Family - Highly Impacted | Snohomish CountySingle Family - Highly ImpactedHeat Central Gas Furnace | Snohomish CountySingle Family - Highly ImpactedHeat Central Gas Furnace5 | Snohomish CountySingle Family - Highly ImpactedHeat Central Gas Furnace5Existing | Snohomish CountySingle Family - Highly ImpactedHeat Central Gas FurnaceAdvanced Efficiency Furnace - 97% AFUEExisting | Snohomish CountySingle Family - Highly ImpactedHeat Central Gas FurnaceExisting | Snohomish County | Single Family - Highly Impacted | Heat Central Gas Furnace | 5 | Advanced Efficiency Furnace - 97% AFUE | Existing | 2.963% | 2.963% | 2.963% | 2.963% | 2.963% | 2.963% | 2.963% | 2.963% | 2.963% | 2.963% | 2.963% | 2.963% | 2.963% | 2.963% | 2.963% | 2.963% | 2.963% | 2.963% | 2.963% | 2.963% | 2.963% | 2.963% | 2.963% | 2.963% | 2.963% | 2.963% | 2.963% | 2.963%
Snohomish CountySingle Family - Highly Impacted | Snohomish CountySingle Family - Highly ImpactedHeat Central Gas Furnace | Snohomish CountySingle Family - Highly ImpactedHeat Central Gas Furnace5 | Snohomish CountySingle Family - Highly ImpactedHeat Central Gas Furnace5New | Snohomish CountySingle Family - Highly ImpactedHeat Central Gas FurnaceAdvanced Efficiency Furnace - 97% AFUENew | Snohomish CountySingle Family - Highly ImpactedHeat Central Gas FurnaceNew | Snohomish County | Single Family - Highly Impacted | Heat Central Gas Furnace | 5 | Advanced Efficiency Furnace - 97% AFUE | New | 14.07% | 14.07% | 14.07% | 14.07% | 14.07% | 14.07% | 14.07% | 14.07% | 14.07% | 14.07% | 14.07% | 14.07% | 14.07% | 14.07% | 14.07% | 14.07% | 14.07% | 14.07% | 14.07% | 14.07% | 14.07% | 14.07% | 14.07% | 14.07% | 14.07% | 14.07% | 14.07% | 14.07%
Snohomish CountyMultifamily | Snohomish CountyMultifamilyHeat Central Gas Furnace | Snohomish CountyMultifamilyHeat Central Gas Furnace5 | Snohomish CountyMultifamilyHeat Central Gas Furnace5Existing | Snohomish CountyMultifamilyHeat Central Gas FurnaceAdvanced Efficiency Furnace - 97% AFUEExisting | Snohomish CountyMultifamilyHeat Central Gas FurnaceExisting | Snohomish County | Multifamily | Heat Central Gas Furnace | 5 | Advanced Efficiency Furnace - 97% AFUE | Existing | 2.963% | 2.963% | 2.963% | 2.963% | 2.963% | 2.963% | 2.963% | 2.963% | 2.963% | 2.963% | 2.963% | 2.963% | 2.963% | 2.963% | 2.963% | 2.963% | 2.963% | 2.963% | 2.963% | 2.963% | 2.963% | 2.963% | 2.963% | 2.963% | 2.963% | 2.963% | 2.963% | 2.963%
Snohomish CountyMultifamily | Snohomish CountyMultifamilyHeat Central Gas Furnace | Snohomish CountyMultifamilyHeat Central Gas Furnace5 | Snohomish CountyMultifamilyHeat Central Gas Furnace5New | Snohomish CountyMultifamilyHeat Central Gas FurnaceAdvanced Efficiency Furnace - 97% AFUENew | Snohomish CountyMultifamilyHeat Central Gas FurnaceNew | Snohomish County | Multifamily | Heat Central Gas Furnace | 5 | Advanced Efficiency Furnace - 97% AFUE | New | 14.07% | 14.07% | 14.07% | 14.07% | 14.07% | 14.07% | 14.07% | 14.07% | 14.07% | 14.07% | 14.07% | 14.07% | 14.07% | 14.07% | 14.07% | 14.07% | 14.07% | 14.07% | 14.07% | 14.07% | 14.07% | 14.07% | 14.07% | 14.07% | 14.07% | 14.07% | 14.07% | 14.07%
Snohomish CountyMultifamily - Highly Impacted | Snohomish CountyMultifamily - Highly ImpactedHeat Central Gas Furnace | Snohomish CountyMultifamily - Highly ImpactedHeat Central Gas Furnace5 | Snohomish CountyMultifamily - Highly ImpactedHeat Central Gas Furnace5Existing | Snohomish CountyMultifamily - Highly ImpactedHeat Central Gas FurnaceAdvanced Efficiency Furnace - 97% AFUEExisting | Snohomish CountyMultifamily - Highly ImpactedHeat Central Gas FurnaceExisting | Snohomish County | Multifamily - Highly Impacted | Heat Central Gas Furnace | 5 | Advanced Efficiency Furnace - 97% AFUE | Existing | 2.963% | 2.963% | 2.963% | 2.963% | 2.963% | 2.963% | 2.963% | 2.963% | 2.963% | 2.963% | 2.963% | 2.963% | 2.963% | 2.963% | 2.963% | 2.963% | 2.963% | 2.963% | 2.963% | 2.963% | 2.963% | 2.963% | 2.963% | 2.963% | 2.963% | 2.963% | 2.963% | 2.963%
Snohomish CountyMultifamily - Highly Impacted | Snohomish CountyMultifamily - Highly ImpactedHeat Central Gas Furnace | Snohomish CountyMultifamily - Highly ImpactedHeat Central Gas Furnace5 | Snohomish CountyMultifamily - Highly ImpactedHeat Central Gas Furnace5New | Snohomish CountyMultifamily - Highly ImpactedHeat Central Gas FurnaceAdvanced Efficiency Furnace - 97% AFUENew | Snohomish CountyMultifamily - Highly ImpactedHeat Central Gas FurnaceNew | Snohomish County | Multifamily - Highly Impacted | Heat Central Gas Furnace | 5 | Advanced Efficiency Furnace - 97% AFUE | New | 14.07% | 14.07% | 14.07% | 14.07% | 14.07% | 14.07% | 14.07% | 14.07% | 14.07% | 14.07% | 14.07% | 14.07% | 14.07% | 14.07% | 14.07% | 14.07% | 14.07% | 14.07% | 14.07% | 14.07% | 14.07% | 14.07% | 14.07% | 14.07% | 14.07% | 14.07% | 14.07% | 14.07%
Snohomish CountyManufactured | Snohomish CountyManufacturedHeat Central Gas Furnace | Snohomish CountyManufacturedHeat Central Gas Furnace5 | Snohomish CountyManufacturedHeat Central Gas Furnace5Existing | Snohomish CountyManufacturedHeat Central Gas FurnaceAdvanced Efficiency Furnace - 97% AFUEExisting | Snohomish CountyManufacturedHeat Central Gas FurnaceExisting | Snohomish County | Manufactured | Heat Central Gas Furnace | 5 | Advanced Efficiency Furnace - 97% AFUE | Existing | 2.963% | 2.963% | 2.963% | 2.963% | 2.963% | 2.963% | 2.963% | 2.963% | 2.963% | 2.963% | 2.963% | 2.963% | 2.963% | 2.963% | 2.963% | 2.963% | 2.963% | 2.963% | 2.963% | 2.963% | 2.963% | 2.963% | 2.963% | 2.963% | 2.963% | 2.963% | 2.963% | 2.963%
Snohomish CountyManufactured | Snohomish CountyManufacturedHeat Central Gas Furnace | Snohomish CountyManufacturedHeat Central Gas Furnace5 | Snohomish CountyManufacturedHeat Central Gas Furnace5New | Snohomish CountyManufacturedHeat Central Gas FurnaceAdvanced Efficiency Furnace - 97% AFUENew | Snohomish CountyManufacturedHeat Central Gas FurnaceNew | Snohomish County | Manufactured | Heat Central Gas Furnace | 5 | Advanced Efficiency Furnace - 97% AFUE | New | 14.07% | 14.07% | 14.07% | 14.07% | 14.07% | 14.07% | 14.07% | 14.07% | 14.07% | 14.07% | 14.07% | 14.07% | 14.07% | 14.07% | 14.07% | 14.07% | 14.07% | 14.07% | 14.07% | 14.07% | 14.07% | 14.07% | 14.07% | 14.07% | 14.07% | 14.07% | 14.07% | 14.07%
Snohomish CountyManufactured - Highly Impacted | Snohomish CountyManufactured - Highly ImpactedHeat Central Gas Furnace | Snohomish CountyManufactured - Highly ImpactedHeat Central Gas Furnace5 | Snohomish CountyManufactured - Highly ImpactedHeat Central Gas Furnace5Existing | Snohomish CountyManufactured - Highly ImpactedHeat Central Gas FurnaceAdvanced Efficiency Furnace - 97% AFUEExisting | Snohomish CountyManufactured - Highly ImpactedHeat Central Gas FurnaceExisting | Snohomish County | Manufactured - Highly Impacted | Heat Central Gas Furnace | 5 | Advanced Efficiency Furnace - 97% AFUE | Existing | 2.963% | 2.963% | 2.963% | 2.963% | 2.963% | 2.963% | 2.963% | 2.963% | 2.963% | 2.963% | 2.963% | 2.963% | 2.963% | 2.963% | 2.963% | 2.963% | 2.963% | 2.963% | 2.963% | 2.963% | 2.963% | 2.963% | 2.963% | 2.963% | 2.963% | 2.963% | 2.963% | 2.963%
Snohomish CountyManufactured - Highly Impacted | Snohomish CountyManufactured - Highly ImpactedHeat Central Gas Furnace | Snohomish CountyManufactured - Highly ImpactedHeat Central Gas Furnace5 | Snohomish CountyManufactured - Highly ImpactedHeat Central Gas Furnace5New | Snohomish CountyManufactured - Highly ImpactedHeat Central Gas FurnaceAdvanced Efficiency Furnace - 97% AFUENew | Snohomish CountyManufactured - Highly ImpactedHeat Central Gas FurnaceNew | Snohomish County | Manufactured - Highly Impacted | Heat Central Gas Furnace | 5 | Advanced Efficiency Furnace - 97% AFUE | New | 14.07% | 14.07% | 14.07% | 14.07% | 14.07% | 14.07% | 14.07% | 14.07% | 14.07% | 14.07% | 14.07% | 14.07% | 14.07% | 14.07% | 14.07% | 14.07% | 14.07% | 14.07% | 14.07% | 14.07% | 14.07% | 14.07% | 14.07% | 14.07% | 14.07% | 14.07% | 14.07% | 14.07%
Snohomish CountySingle Family | Snohomish CountySingle FamilyHeat Central Gas Furnace | Snohomish CountySingle FamilyHeat Central Gas Furnace6 | Snohomish CountySingle FamilyHeat Central Gas Furnace6Existing | Snohomish CountySingle FamilyHeat Central Gas FurnacePremium Efficiency Furnace - 98% AFUEExisting | Snohomish CountySingle FamilyHeat Central Gas FurnaceExisting | Snohomish County | Single Family | Heat Central Gas Furnace | 6 | Premium Efficiency Furnace - 98% AFUE | Existing | 0.05273% | 0.05273% | 0.05273% | 0.05273% | 0.05273% | 0.05273% | 0.05273% | 0.05273% | 0.05273% | 0.05273% | 0.05273% | 0.05273% | 0.05273% | 0.05273% | 0.05273% | 0.05273% | 0.05273% | 0.05273% | 0.05273% | 0.05273% | 0.05273% | 0.05273% | 0.05273% | 0.05273% | 0.05273% | 0.05273% | 0.05273% | 0.05273%
Snohomish CountySingle Family | Snohomish CountySingle FamilyHeat Central Gas Furnace | Snohomish CountySingle FamilyHeat Central Gas Furnace6 | Snohomish CountySingle FamilyHeat Central Gas Furnace6New | Snohomish CountySingle FamilyHeat Central Gas FurnacePremium Efficiency Furnace - 98% AFUENew | Snohomish CountySingle FamilyHeat Central Gas FurnaceNew | Snohomish County | Single Family | Heat Central Gas Furnace | 6 | Premium Efficiency Furnace - 98% AFUE | New | 0.2504% | 0.2504% | 0.2504% | 0.2504% | 0.2504% | 0.2504% | 0.2504% | 0.2504% | 0.2504% | 0.2504% | 0.2504% | 0.2504% | 0.2504% | 0.2504% | 0.2504% | 0.2504% | 0.2504% | 0.2504% | 0.2504% | 0.2504% | 0.2504% | 0.2504% | 0.2504% | 0.2504% | 0.2504% | 0.2504% | 0.2504% | 0.2504%
Snohomish CountySingle Family - Highly Impacted | Snohomish CountySingle Family - Highly ImpactedHeat Central Gas Furnace | Snohomish CountySingle Family - Highly ImpactedHeat Central Gas Furnace6 | Snohomish CountySingle Family - Highly ImpactedHeat Central Gas Furnace6Existing | Snohomish CountySingle Family - Highly ImpactedHeat Central Gas FurnacePremium Efficiency Furnace - 98% AFUEExisting | Snohomish CountySingle Family - Highly ImpactedHeat Central Gas FurnaceExisting | Snohomish County | Single Family - Highly Impacted | Heat Central Gas Furnace | 6 | Premium Efficiency Furnace - 98% AFUE | Existing | 0.05273% | 0.05273% | 0.05273% | 0.05273% | 0.05273% | 0.05273% | 0.05273% | 0.05273% | 0.05273% | 0.05273% | 0.05273% | 0.05273% | 0.05273% | 0.05273% | 0.05273% | 0.05273% | 0.05273% | 0.05273% | 0.05273% | 0.05273% | 0.05273% | 0.05273% | 0.05273% | 0.05273% | 0.05273% | 0.05273% | 0.05273% | 0.05273%
Snohomish CountySingle Family - Highly Impacted | Snohomish CountySingle Family - Highly ImpactedHeat Central Gas Furnace | Snohomish CountySingle Family - Highly ImpactedHeat Central Gas Furnace6 | Snohomish CountySingle Family - Highly ImpactedHeat Central Gas Furnace6New | Snohomish CountySingle Family - Highly ImpactedHeat Central Gas FurnacePremium Efficiency Furnace - 98% AFUENew | Snohomish CountySingle Family - Highly ImpactedHeat Central Gas FurnaceNew | Snohomish County | Single Family - Highly Impacted | Heat Central Gas Furnace | 6 | Premium Efficiency Furnace - 98% AFUE | New | 0.2504% | 0.2504% | 0.2504% | 0.2504% | 0.2504% | 0.2504% | 0.2504% | 0.2504% | 0.2504% | 0.2504% | 0.2504% | 0.2504% | 0.2504% | 0.2504% | 0.2504% | 0.2504% | 0.2504% | 0.2504% | 0.2504% | 0.2504% | 0.2504% | 0.2504% | 0.2504% | 0.2504% | 0.2504% | 0.2504% | 0.2504% | 0.2504%
Snohomish CountyMultifamily | Snohomish CountyMultifamilyHeat Central Gas Furnace | Snohomish CountyMultifamilyHeat Central Gas Furnace6 | Snohomish CountyMultifamilyHeat Central Gas Furnace6Existing | Snohomish CountyMultifamilyHeat Central Gas FurnacePremium Efficiency Furnace - 98% AFUEExisting | Snohomish CountyMultifamilyHeat Central Gas FurnaceExisting | Snohomish County | Multifamily | Heat Central Gas Furnace | 6 | Premium Efficiency Furnace - 98% AFUE | Existing | 0.05273% | 0.05273% | 0.05273% | 0.05273% | 0.05273% | 0.05273% | 0.05273% | 0.05273% | 0.05273% | 0.05273% | 0.05273% | 0.05273% | 0.05273% | 0.05273% | 0.05273% | 0.05273% | 0.05273% | 0.05273% | 0.05273% | 0.05273% | 0.05273% | 0.05273% | 0.05273% | 0.05273% | 0.05273% | 0.05273% | 0.05273% | 0.05273%
Snohomish CountyMultifamily | Snohomish CountyMultifamilyHeat Central Gas Furnace | Snohomish CountyMultifamilyHeat Central Gas Furnace6 | Snohomish CountyMultifamilyHeat Central Gas Furnace6New | Snohomish CountyMultifamilyHeat Central Gas FurnacePremium Efficiency Furnace - 98% AFUENew | Snohomish CountyMultifamilyHeat Central Gas FurnaceNew | Snohomish County | Multifamily | Heat Central Gas Furnace | 6 | Premium Efficiency Furnace - 98% AFUE | New | 0.2504% | 0.2504% | 0.2504% | 0.2504% | 0.2504% | 0.2504% | 0.2504% | 0.2504% | 0.2504% | 0.2504% | 0.2504% | 0.2504% | 0.2504% | 0.2504% | 0.2504% | 0.2504% | 0.2504% | 0.2504% | 0.2504% | 0.2504% | 0.2504% | 0.2504% | 0.2504% | 0.2504% | 0.2504% | 0.2504% | 0.2504% | 0.2504%
Snohomish CountyMultifamily - Highly Impacted | Snohomish CountyMultifamily - Highly ImpactedHeat Central Gas Furnace | Snohomish CountyMultifamily - Highly ImpactedHeat Central Gas Furnace6 | Snohomish CountyMultifamily - Highly ImpactedHeat Central Gas Furnace6Existing | Snohomish CountyMultifamily - Highly ImpactedHeat Central Gas FurnacePremium Efficiency Furnace - 98% AFUEExisting | Snohomish CountyMultifamily - Highly ImpactedHeat Central Gas FurnaceExisting | Snohomish County | Multifamily - Highly Impacted | Heat Central Gas Furnace | 6 | Premium Efficiency Furnace - 98% AFUE | Existing | 0.05273% | 0.05273% | 0.05273% | 0.05273% | 0.05273% | 0.05273% | 0.05273% | 0.05273% | 0.05273% | 0.05273% | 0.05273% | 0.05273% | 0.05273% | 0.05273% | 0.05273% | 0.05273% | 0.05273% | 0.05273% | 0.05273% | 0.05273% | 0.05273% | 0.05273% | 0.05273% | 0.05273% | 0.05273% | 0.05273% | 0.05273% | 0.05273%
Snohomish CountyMultifamily - Highly Impacted | Snohomish CountyMultifamily - Highly ImpactedHeat Central Gas Furnace | Snohomish CountyMultifamily - Highly ImpactedHeat Central Gas Furnace6 | Snohomish CountyMultifamily - Highly ImpactedHeat Central Gas Furnace6New | Snohomish CountyMultifamily - Highly ImpactedHeat Central Gas FurnacePremium Efficiency Furnace - 98% AFUENew | Snohomish CountyMultifamily - Highly ImpactedHeat Central Gas FurnaceNew | Snohomish County | Multifamily - Highly Impacted | Heat Central Gas Furnace | 6 | Premium Efficiency Furnace - 98% AFUE | New | 0.2504% | 0.2504% | 0.2504% | 0.2504% | 0.2504% | 0.2504% | 0.2504% | 0.2504% | 0.2504% | 0.2504% | 0.2504% | 0.2504% | 0.2504% | 0.2504% | 0.2504% | 0.2504% | 0.2504% | 0.2504% | 0.2504% | 0.2504% | 0.2504% | 0.2504% | 0.2504% | 0.2504% | 0.2504% | 0.2504% | 0.2504% | 0.2504%
Snohomish CountyManufactured | Snohomish CountyManufacturedHeat Central Gas Furnace | Snohomish CountyManufacturedHeat Central Gas Furnace6 | Snohomish CountyManufacturedHeat Central Gas Furnace6Existing | Snohomish CountyManufacturedHeat Central Gas FurnacePremium Efficiency Furnace - 98% AFUEExisting | Snohomish CountyManufacturedHeat Central Gas FurnaceExisting | Snohomish County | Manufactured | Heat Central Gas Furnace | 6 | Premium Efficiency Furnace - 98% AFUE | Existing | 0.05273% | 0.05273% | 0.05273% | 0.05273% | 0.05273% | 0.05273% | 0.05273% | 0.05273% | 0.05273% | 0.05273% | 0.05273% | 0.05273% | 0.05273% | 0.05273% | 0.05273% | 0.05273% | 0.05273% | 0.05273% | 0.05273% | 0.05273% | 0.05273% | 0.05273% | 0.05273% | 0.05273% | 0.05273% | 0.05273% | 0.05273% | 0.05273%
Snohomish CountyManufactured | Snohomish CountyManufacturedHeat Central Gas Furnace | Snohomish CountyManufacturedHeat Central Gas Furnace6 | Snohomish CountyManufacturedHeat Central Gas Furnace6New | Snohomish CountyManufacturedHeat Central Gas FurnacePremium Efficiency Furnace - 98% AFUENew | Snohomish CountyManufacturedHeat Central Gas FurnaceNew | Snohomish County | Manufactured | Heat Central Gas Furnace | 6 | Premium Efficiency Furnace - 98% AFUE | New | 0.2504% | 0.2504% | 0.2504% | 0.2504% | 0.2504% | 0.2504% | 0.2504% | 0.2504% | 0.2504% | 0.2504% | 0.2504% | 0.2504% | 0.2504% | 0.2504% | 0.2504% | 0.2504% | 0.2504% | 0.2504% | 0.2504% | 0.2504% | 0.2504% | 0.2504% | 0.2504% | 0.2504% | 0.2504% | 0.2504% | 0.2504% | 0.2504%
Snohomish CountyManufactured - Highly Impacted | Snohomish CountyManufactured - Highly ImpactedHeat Central Gas Furnace | Snohomish CountyManufactured - Highly ImpactedHeat Central Gas Furnace6 | Snohomish CountyManufactured - Highly ImpactedHeat Central Gas Furnace6Existing | Snohomish CountyManufactured - Highly ImpactedHeat Central Gas FurnacePremium Efficiency Furnace - 98% AFUEExisting | Snohomish CountyManufactured - Highly ImpactedHeat Central Gas FurnaceExisting | Snohomish County | Manufactured - Highly Impacted | Heat Central Gas Furnace | 6 | Premium Efficiency Furnace - 98% AFUE | Existing | 0.05273% | 0.05273% | 0.05273% | 0.05273% | 0.05273% | 0.05273% | 0.05273% | 0.05273% | 0.05273% | 0.05273% | 0.05273% | 0.05273% | 0.05273% | 0.05273% | 0.05273% | 0.05273% | 0.05273% | 0.05273% | 0.05273% | 0.05273% | 0.05273% | 0.05273% | 0.05273% | 0.05273% | 0.05273% | 0.05273% | 0.05273% | 0.05273%
Snohomish CountyManufactured - Highly Impacted | Snohomish CountyManufactured - Highly ImpactedHeat Central Gas Furnace | Snohomish CountyManufactured - Highly ImpactedHeat Central Gas Furnace6 | Snohomish CountyManufactured - Highly ImpactedHeat Central Gas Furnace6New | Snohomish CountyManufactured - Highly ImpactedHeat Central Gas FurnacePremium Efficiency Furnace - 98% AFUENew | Snohomish CountyManufactured - Highly ImpactedHeat Central Gas FurnaceNew | Snohomish County | Manufactured - Highly Impacted | Heat Central Gas Furnace | 6 | Premium Efficiency Furnace - 98% AFUE | New | 0.2504% | 0.2504% | 0.2504% | 0.2504% | 0.2504% | 0.2504% | 0.2504% | 0.2504% | 0.2504% | 0.2504% | 0.2504% | 0.2504% | 0.2504% | 0.2504% | 0.2504% | 0.2504% | 0.2504% | 0.2504% | 0.2504% | 0.2504% | 0.2504% | 0.2504% | 0.2504% | 0.2504% | 0.2504% | 0.2504% | 0.2504% | 0.2504%
Snohomish CountySingle Family | Snohomish CountySingle FamilyHeat Room Gas | Snohomish CountySingle FamilyHeat Room Gas1 | Snohomish CountySingle FamilyHeat Room Gas1Existing | Snohomish CountySingle FamilyHeat Room GasMarket Standard Gas Room HeatExisting | Snohomish CountySingle FamilyHeat Room GasExisting | Snohomish County | Single Family | Heat Room Gas | 1 | Market Standard Gas Room Heat | Existing | 100% | 100% | 100% | 100% | 100% | 100% | 100% | 100% | 100% | 100% | 100% | 100% | 100% | 100% | 100% | 100% | 100% | 100% | 100% | 100% | 100% | 100% | 100% | 100% | 100% | 100% | 100% | 100%
Snohomish CountySingle Family | Snohomish CountySingle FamilyHeat Room Gas | Snohomish CountySingle FamilyHeat Room Gas1 | Snohomish CountySingle FamilyHeat Room Gas1New | Snohomish CountySingle FamilyHeat Room GasMarket Standard Gas Room HeatNew | Snohomish CountySingle FamilyHeat Room GasNew | Snohomish County | Single Family | Heat Room Gas | 1 | Market Standard Gas Room Heat | New | 100% | 100% | 100% | 100% | 100% | 100% | 100% | 100% | 100% | 100% | 100% | 100% | 100% | 100% | 100% | 100% | 100% | 100% | 100% | 100% | 100% | 100% | 100% | 100% | 100% | 100% | 100% | 100%
Snohomish CountySingle Family - Highly Impacted | Snohomish CountySingle Family - Highly ImpactedHeat Room Gas | Snohomish CountySingle Family - Highly ImpactedHeat Room Gas1 | Snohomish CountySingle Family - Highly ImpactedHeat Room Gas1Existing | Snohomish CountySingle Family - Highly ImpactedHeat Room GasMarket Standard Gas Room HeatExisting | Snohomish CountySingle Family - Highly ImpactedHeat Room GasExisting | Snohomish County | Single Family - Highly Impacted | Heat Room Gas | 1 | Market Standard Gas Room Heat | Existing | 100% | 100% | 100% | 100% | 100% | 100% | 100% | 100% | 100% | 100% | 100% | 100% | 100% | 100% | 100% | 100% | 100% | 100% | 100% | 100% | 100% | 100% | 100% | 100% | 100% | 100% | 100% | 100%
Snohomish CountySingle Family - Highly Impacted | Snohomish CountySingle Family - Highly ImpactedHeat Room Gas | Snohomish CountySingle Family - Highly ImpactedHeat Room Gas1 | Snohomish CountySingle Family - Highly ImpactedHeat Room Gas1New | Snohomish CountySingle Family - Highly ImpactedHeat Room GasMarket Standard Gas Room HeatNew | Snohomish CountySingle Family - Highly ImpactedHeat Room GasNew | Snohomish County | Single Family - Highly Impacted | Heat Room Gas | 1 | Market Standard Gas Room Heat | New | 100% | 100% | 100% | 100% | 100% | 100% | 100% | 100% | 100% | 100% | 100% | 100% | 100% | 100% | 100% | 100% | 100% | 100% | 100% | 100% | 100% | 100% | 100% | 100% | 100% | 100% | 100% | 100%
Snohomish CountyMultifamily | Snohomish CountyMultifamilyHeat Room Gas | Snohomish CountyMultifamilyHeat Room Gas1 | Snohomish CountyMultifamilyHeat Room Gas1Existing | Snohomish CountyMultifamilyHeat Room GasMarket Standard Gas Room HeatExisting | Snohomish CountyMultifamilyHeat Room GasExisting | Snohomish County | Multifamily | Heat Room Gas | 1 | Market Standard Gas Room Heat | Existing | 100% | 100% | 100% | 100% | 100% | 100% | 100% | 100% | 100% | 100% | 100% | 100% | 100% | 100% | 100% | 100% | 100% | 100% | 100% | 100% | 100% | 100% | 100% | 100% | 100% | 100% | 100% | 100%
Snohomish CountyMultifamily | Snohomish CountyMultifamilyHeat Room Gas | Snohomish CountyMultifamilyHeat Room Gas1 | Snohomish CountyMultifamilyHeat Room Gas1New | Snohomish CountyMultifamilyHeat Room GasMarket Standard Gas Room HeatNew | Snohomish CountyMultifamilyHeat Room GasNew | Snohomish County | Multifamily | Heat Room Gas | 1 | Market Standard Gas Room Heat | New | 100% | 100% | 100% | 100% | 100% | 100% | 100% | 100% | 100% | 100% | 100% | 100% | 100% | 100% | 100% | 100% | 100% | 100% | 100% | 100% | 100% | 100% | 100% | 100% | 100% | 100% | 100% | 100%
Snohomish CountyMultifamily - Highly Impacted | Snohomish CountyMultifamily - Highly ImpactedHeat Room Gas | Snohomish CountyMultifamily - Highly ImpactedHeat Room Gas1 | Snohomish CountyMultifamily - Highly ImpactedHeat Room Gas1Existing | Snohomish CountyMultifamily - Highly ImpactedHeat Room GasMarket Standard Gas Room HeatExisting | Snohomish CountyMultifamily - Highly ImpactedHeat Room GasExisting | Snohomish County | Multifamily - Highly Impacted | Heat Room Gas | 1 | Market Standard Gas Room Heat | Existing | 100% | 100% | 100% | 100% | 100% | 100% | 100% | 100% | 100% | 100% | 100% | 100% | 100% | 100% | 100% | 100% | 100% | 100% | 100% | 100% | 100% | 100% | 100% | 100% | 100% | 100% | 100% | 100%
Snohomish CountyMultifamily - Highly Impacted | Snohomish CountyMultifamily - Highly ImpactedHeat Room Gas | Snohomish CountyMultifamily - Highly ImpactedHeat Room Gas1 | Snohomish CountyMultifamily - Highly ImpactedHeat Room Gas1New | Snohomish CountyMultifamily - Highly ImpactedHeat Room GasMarket Standard Gas Room HeatNew | Snohomish CountyMultifamily - Highly ImpactedHeat Room GasNew | Snohomish County | Multifamily - Highly Impacted | Heat Room Gas | 1 | Market Standard Gas Room Heat | New | 100% | 100% | 100% | 100% | 100% | 100% | 100% | 100% | 100% | 100% | 100% | 100% | 100% | 100% | 100% | 100% | 100% | 100% | 100% | 100% | 100% | 100% | 100% | 100% | 100% | 100% | 100% | 100%
Snohomish CountyManufactured | Snohomish CountyManufacturedHeat Room Gas | Snohomish CountyManufacturedHeat Room Gas1 | Snohomish CountyManufacturedHeat Room Gas1Existing | Snohomish CountyManufacturedHeat Room GasMarket Standard Gas Room HeatExisting | Snohomish CountyManufacturedHeat Room GasExisting | Snohomish County | Manufactured | Heat Room Gas | 1 | Market Standard Gas Room Heat | Existing | 100% | 100% | 100% | 100% | 100% | 100% | 100% | 100% | 100% | 100% | 100% | 100% | 100% | 100% | 100% | 100% | 100% | 100% | 100% | 100% | 100% | 100% | 100% | 100% | 100% | 100% | 100% | 100%
Snohomish CountyManufactured | Snohomish CountyManufacturedHeat Room Gas | Snohomish CountyManufacturedHeat Room Gas1 | Snohomish CountyManufacturedHeat Room Gas1New | Snohomish CountyManufacturedHeat Room GasMarket Standard Gas Room HeatNew | Snohomish CountyManufacturedHeat Room GasNew | Snohomish County | Manufactured | Heat Room Gas | 1 | Market Standard Gas Room Heat | New | 100% | 100% | 100% | 100% | 100% | 100% | 100% | 100% | 100% | 100% | 100% | 100% | 100% | 100% | 100% | 100% | 100% | 100% | 100% | 100% | 100% | 100% | 100% | 100% | 100% | 100% | 100% | 100%
Snohomish CountyManufactured - Highly Impacted | Snohomish CountyManufactured - Highly ImpactedHeat Room Gas | Snohomish CountyManufactured - Highly ImpactedHeat Room Gas1 | Snohomish CountyManufactured - Highly ImpactedHeat Room Gas1Existing | Snohomish CountyManufactured - Highly ImpactedHeat Room GasMarket Standard Gas Room HeatExisting | Snohomish CountyManufactured - Highly ImpactedHeat Room GasExisting | Snohomish County | Manufactured - Highly Impacted | Heat Room Gas | 1 | Market Standard Gas Room Heat | Existing | 100% | 100% | 100% | 100% | 100% | 100% | 100% | 100% | 100% | 100% | 100% | 100% | 100% | 100% | 100% | 100% | 100% | 100% | 100% | 100% | 100% | 100% | 100% | 100% | 100% | 100% | 100% | 100%
Snohomish CountyManufactured - Highly Impacted | Snohomish CountyManufactured - Highly ImpactedHeat Room Gas | Snohomish CountyManufactured - Highly ImpactedHeat Room Gas1 | Snohomish CountyManufactured - Highly ImpactedHeat Room Gas1New | Snohomish CountyManufactured - Highly ImpactedHeat Room GasMarket Standard Gas Room HeatNew | Snohomish CountyManufactured - Highly ImpactedHeat Room GasNew | Snohomish County | Manufactured - Highly Impacted | Heat Room Gas | 1 | Market Standard Gas Room Heat | New | 100% | 100% | 100% | 100% | 100% | 100% | 100% | 100% | 100% | 100% | 100% | 100% | 100% | 100% | 100% | 100% | 100% | 100% | 100% | 100% | 100% | 100% | 100% | 100% | 100% | 100% | 100% | 100%
Snohomish CountySingle Family | Snohomish CountySingle FamilyPool Heat | Snohomish CountySingle FamilyPool Heat1 | Snohomish CountySingle FamilyPool Heat1Existing | Snohomish CountySingle FamilyPool HeatBelow Standard Pool Heater - 78% EfficientExisting | Snohomish CountySingle FamilyPool HeatExisting | Snohomish County | Single Family | Pool Heat | 1 | Below Standard Pool Heater - 78% Efficient | Existing | 24.38% | 24.38% | 24.38% | 24.38% | 24.38% | 24.38% | 24.38% | 24.38% | 24.38% | 24.38% | 24.38% | 24.38% | 24.38% | 24.38% | 24.38% | 24.38% | 24.38% | 24.38% | 24.38% | 24.38% | 24.38% | 24.38% | 24.38% | 24.38% | 24.38% | 24.38% | 24.38% | 24.38%
Snohomish CountySingle Family | Snohomish CountySingle FamilyPool Heat | Snohomish CountySingle FamilyPool Heat1 | Snohomish CountySingle FamilyPool Heat1New | Snohomish CountySingle FamilyPool HeatBelow Standard Pool Heater - 78% EfficientNew | Snohomish CountySingle FamilyPool HeatNew | Snohomish County | Single Family | Pool Heat | 1 | Below Standard Pool Heater - 78% Efficient | New | bar: 2023 to 2050
Snohomish CountySingle Family - Highly Impacted | Snohomish CountySingle Family - Highly ImpactedPool Heat | Snohomish CountySingle Family - Highly ImpactedPool Heat1 | Snohomish CountySingle Family - Highly ImpactedPool Heat1Existing | Snohomish CountySingle Family - Highly ImpactedPool HeatBelow Standard Pool Heater - 78% EfficientExisting | Snohomish CountySingle Family - Highly ImpactedPool HeatExisting | Snohomish County | Single Family - Highly Impacted | Pool Heat | 1 | Below Standard Pool Heater - 78% Efficient | Existing | 24.38% | 24.38% | 24.38% | 24.38% | 24.38% | 24.38% | 24.38% | 24.38% | 24.38% | 24.38% | 24.38% | 24.38% | 24.38% | 24.38% | 24.38% | 24.38% | 24.38% | 24.38% | 24.38% | 24.38% | 24.38% | 24.38% | 24.38% | 24.38% | 24.38% | 24.38% | 24.38% | 24.38%
Snohomish CountySingle Family - Highly Impacted | Snohomish CountySingle Family - Highly ImpactedPool Heat | Snohomish CountySingle Family - Highly ImpactedPool Heat1 | Snohomish CountySingle Family - Highly ImpactedPool Heat1New | Snohomish CountySingle Family - Highly ImpactedPool HeatBelow Standard Pool Heater - 78% EfficientNew | Snohomish CountySingle Family - Highly ImpactedPool HeatNew | Snohomish County | Single Family - Highly Impacted | Pool Heat | 1 | Below Standard Pool Heater - 78% Efficient | New | bar: 2023 to 2050
Snohomish CountyMultifamily | Snohomish CountyMultifamilyPool Heat | Snohomish CountyMultifamilyPool Heat1 | Snohomish CountyMultifamilyPool Heat1Existing | Snohomish CountyMultifamilyPool HeatBelow Standard Pool Heater - 78% EfficientExisting | Snohomish CountyMultifamilyPool HeatExisting | Snohomish County | Multifamily | Pool Heat | 1 | Below Standard Pool Heater - 78% Efficient | Existing | 24.38% | 24.38% | 24.38% | 24.38% | 24.38% | 24.38% | 24.38% | 24.38% | 24.38% | 24.38% | 24.38% | 24.38% | 24.38% | 24.38% | 24.38% | 24.38% | 24.38% | 24.38% | 24.38% | 24.38% | 24.38% | 24.38% | 24.38% | 24.38% | 24.38% | 24.38% | 24.38% | 24.38%
Snohomish CountyMultifamily | Snohomish CountyMultifamilyPool Heat | Snohomish CountyMultifamilyPool Heat1 | Snohomish CountyMultifamilyPool Heat1New | Snohomish CountyMultifamilyPool HeatBelow Standard Pool Heater - 78% EfficientNew | Snohomish CountyMultifamilyPool HeatNew | Snohomish County | Multifamily | Pool Heat | 1 | Below Standard Pool Heater - 78% Efficient | New | bar: 2023 to 2050
Snohomish CountyMultifamily - Highly Impacted | Snohomish CountyMultifamily - Highly ImpactedPool Heat | Snohomish CountyMultifamily - Highly ImpactedPool Heat1 | Snohomish CountyMultifamily - Highly ImpactedPool Heat1Existing | Snohomish CountyMultifamily - Highly ImpactedPool HeatBelow Standard Pool Heater - 78% EfficientExisting | Snohomish CountyMultifamily - Highly ImpactedPool HeatExisting | Snohomish County | Multifamily - Highly Impacted | Pool Heat | 1 | Below Standard Pool Heater - 78% Efficient | Existing | 24.38% | 24.38% | 24.38% | 24.38% | 24.38% | 24.38% | 24.38% | 24.38% | 24.38% | 24.38% | 24.38% | 24.38% | 24.38% | 24.38% | 24.38% | 24.38% | 24.38% | 24.38% | 24.38% | 24.38% | 24.38% | 24.38% | 24.38% | 24.38% | 24.38% | 24.38% | 24.38% | 24.38%
Snohomish CountyMultifamily - Highly Impacted | Snohomish CountyMultifamily - Highly ImpactedPool Heat | Snohomish CountyMultifamily - Highly ImpactedPool Heat1 | Snohomish CountyMultifamily - Highly ImpactedPool Heat1New | Snohomish CountyMultifamily - Highly ImpactedPool HeatBelow Standard Pool Heater - 78% EfficientNew | Snohomish CountyMultifamily - Highly ImpactedPool HeatNew | Snohomish County | Multifamily - Highly Impacted | Pool Heat | 1 | Below Standard Pool Heater - 78% Efficient | New | bar: 2023 to 2050
Snohomish CountyManufactured | Snohomish CountyManufacturedPool Heat | Snohomish CountyManufacturedPool Heat1 | Snohomish CountyManufacturedPool Heat1Existing | Snohomish CountyManufacturedPool HeatBelow Standard Pool Heater - 78% EfficientExisting | Snohomish CountyManufacturedPool HeatExisting | Snohomish County | Manufactured | Pool Heat | 1 | Below Standard Pool Heater - 78% Efficient | Existing | 24.38% | 24.38% | 24.38% | 24.38% | 24.38% | 24.38% | 24.38% | 24.38% | 24.38% | 24.38% | 24.38% | 24.38% | 24.38% | 24.38% | 24.38% | 24.38% | 24.38% | 24.38% | 24.38% | 24.38% | 24.38% | 24.38% | 24.38% | 24.38% | 24.38% | 24.38% | 24.38% | 24.38%
Snohomish CountyManufactured | Snohomish CountyManufacturedPool Heat | Snohomish CountyManufacturedPool Heat1 | Snohomish CountyManufacturedPool Heat1New | Snohomish CountyManufacturedPool HeatBelow Standard Pool Heater - 78% EfficientNew | Snohomish CountyManufacturedPool HeatNew | Snohomish County | Manufactured | Pool Heat | 1 | Below Standard Pool Heater - 78% Efficient | New | bar: 2023 to 2050
Snohomish CountyManufactured - Highly Impacted | Snohomish CountyManufactured - Highly ImpactedPool Heat | Snohomish CountyManufactured - Highly ImpactedPool Heat1 | Snohomish CountyManufactured - Highly ImpactedPool Heat1Existing | Snohomish CountyManufactured - Highly ImpactedPool HeatBelow Standard Pool Heater - 78% EfficientExisting | Snohomish CountyManufactured - Highly ImpactedPool HeatExisting | Snohomish County | Manufactured - Highly Impacted | Pool Heat | 1 | Below Standard Pool Heater - 78% Efficient | Existing | 24.38% | 24.38% | 24.38% | 24.38% | 24.38% | 24.38% | 24.38% | 24.38% | 24.38% | 24.38% | 24.38% | 24.38% | 24.38% | 24.38% | 24.38% | 24.38% | 24.38% | 24.38% | 24.38% | 24.38% | 24.38% | 24.38% | 24.38% | 24.38% | 24.38% | 24.38% | 24.38% | 24.38%
Snohomish CountyManufactured - Highly Impacted | Snohomish CountyManufactured - Highly ImpactedPool Heat | Snohomish CountyManufactured - Highly ImpactedPool Heat1 | Snohomish CountyManufactured - Highly ImpactedPool Heat1New | Snohomish CountyManufactured - Highly ImpactedPool HeatBelow Standard Pool Heater - 78% EfficientNew | Snohomish CountyManufactured - Highly ImpactedPool HeatNew | Snohomish County | Manufactured - Highly Impacted | Pool Heat | 1 | Below Standard Pool Heater - 78% Efficient | New | bar: 2023 to 2050
Snohomish CountySingle Family | Snohomish CountySingle FamilyPool Heat | Snohomish CountySingle FamilyPool Heat2 | Snohomish CountySingle FamilyPool Heat2Existing | Snohomish CountySingle FamilyPool HeatFederal Standard 2014 Pool Heater - 82% EfficientExisting | Snohomish CountySingle FamilyPool HeatExisting | Snohomish County | Single Family | Pool Heat | 2 | Federal Standard 2014 Pool Heater - 82% Efficient | Existing | 73.12% | 73.12% | 73.12% | 73.12% | 73.12% | 73.12% | 73.12% | 73.12% | 73.12% | 73.12% | 73.12% | 73.12% | 73.12% | 73.12% | 73.12% | 73.12% | 73.12% | 73.12% | 73.12% | 73.12% | 73.12% | 73.12% | 73.12% | 73.12% | 73.12% | 73.12% | 73.12% | 73.12%
Snohomish CountySingle Family | Snohomish CountySingle FamilyPool Heat | Snohomish CountySingle FamilyPool Heat2 | Snohomish CountySingle FamilyPool Heat2New | Snohomish CountySingle FamilyPool HeatFederal Standard 2014 Pool Heater - 82% EfficientNew | Snohomish CountySingle FamilyPool HeatNew | Snohomish County | Single Family | Pool Heat | 2 | Federal Standard 2014 Pool Heater - 82% Efficient | New | 97.5% | 97.5% | 97.5% | 97.5% | 97.5% | 97.5% | 97.5% | 97.5% | 97.5% | 97.5% | 97.5% | 97.5% | 97.5% | 97.5% | 97.5% | 97.5% | 97.5% | 97.5% | 97.5% | 97.5% | 97.5% | 97.5% | 97.5% | 97.5% | 97.5% | 97.5% | 97.5% | 97.5%
Snohomish CountySingle Family - Highly Impacted | Snohomish CountySingle Family - Highly ImpactedPool Heat | Snohomish CountySingle Family - Highly ImpactedPool Heat2 | Snohomish CountySingle Family - Highly ImpactedPool Heat2Existing | Snohomish CountySingle Family - Highly ImpactedPool HeatFederal Standard 2014 Pool Heater - 82% EfficientExisting | Snohomish CountySingle Family - Highly ImpactedPool HeatExisting | Snohomish County | Single Family - Highly Impacted | Pool Heat | 2 | Federal Standard 2014 Pool Heater - 82% Efficient | Existing | 73.12% | 73.12% | 73.12% | 73.12% | 73.12% | 73.12% | 73.12% | 73.12% | 73.12% | 73.12% | 73.12% | 73.12% | 73.12% | 73.12% | 73.12% | 73.12% | 73.12% | 73.12% | 73.12% | 73.12% | 73.12% | 73.12% | 73.12% | 73.12% | 73.12% | 73.12% | 73.12% | 73.12%
Snohomish CountySingle Family - Highly Impacted | Snohomish CountySingle Family - Highly ImpactedPool Heat | Snohomish CountySingle Family - Highly ImpactedPool Heat2 | Snohomish CountySingle Family - Highly ImpactedPool Heat2New | Snohomish CountySingle Family - Highly ImpactedPool HeatFederal Standard 2014 Pool Heater - 82% EfficientNew | Snohomish CountySingle Family - Highly ImpactedPool HeatNew | Snohomish County | Single Family - Highly Impacted | Pool Heat | 2 | Federal Standard 2014 Pool Heater - 82% Efficient | New | 97.5% | 97.5% | 97.5% | 97.5% | 97.5% | 97.5% | 97.5% | 97.5% | 97.5% | 97.5% | 97.5% | 97.5% | 97.5% | 97.5% | 97.5% | 97.5% | 97.5% | 97.5% | 97.5% | 97.5% | 97.5% | 97.5% | 97.5% | 97.5% | 97.5% | 97.5% | 97.5% | 97.5%
Snohomish CountyMultifamily | Snohomish CountyMultifamilyPool Heat | Snohomish CountyMultifamilyPool Heat2 | Snohomish CountyMultifamilyPool Heat2Existing | Snohomish CountyMultifamilyPool HeatFederal Standard 2014 Pool Heater - 82% EfficientExisting | Snohomish CountyMultifamilyPool HeatExisting | Snohomish County | Multifamily | Pool Heat | 2 | Federal Standard 2014 Pool Heater - 82% Efficient | Existing | 73.12% | 73.12% | 73.12% | 73.12% | 73.12% | 73.12% | 73.12% | 73.12% | 73.12% | 73.12% | 73.12% | 73.12% | 73.12% | 73.12% | 73.12% | 73.12% | 73.12% | 73.12% | 73.12% | 73.12% | 73.12% | 73.12% | 73.12% | 73.12% | 73.12% | 73.12% | 73.12% | 73.12%
Snohomish CountyMultifamily | Snohomish CountyMultifamilyPool Heat | Snohomish CountyMultifamilyPool Heat2 | Snohomish CountyMultifamilyPool Heat2New | Snohomish CountyMultifamilyPool HeatFederal Standard 2014 Pool Heater - 82% EfficientNew | Snohomish CountyMultifamilyPool HeatNew | Snohomish County | Multifamily | Pool Heat | 2 | Federal Standard 2014 Pool Heater - 82% Efficient | New | 97.5% | 97.5% | 97.5% | 97.5% | 97.5% | 97.5% | 97.5% | 97.5% | 97.5% | 97.5% | 97.5% | 97.5% | 97.5% | 97.5% | 97.5% | 97.5% | 97.5% | 97.5% | 97.5% | 97.5% | 97.5% | 97.5% | 97.5% | 97.5% | 97.5% | 97.5% | 97.5% | 97.5%
Snohomish CountyMultifamily - Highly Impacted | Snohomish CountyMultifamily - Highly ImpactedPool Heat | Snohomish CountyMultifamily - Highly ImpactedPool Heat2 | Snohomish CountyMultifamily - Highly ImpactedPool Heat2Existing | Snohomish CountyMultifamily - Highly ImpactedPool HeatFederal Standard 2014 Pool Heater - 82% EfficientExisting | Snohomish CountyMultifamily - Highly ImpactedPool HeatExisting | Snohomish County | Multifamily - Highly Impacted | Pool Heat | 2 | Federal Standard 2014 Pool Heater - 82% Efficient | Existing | 73.12% | 73.12% | 73.12% | 73.12% | 73.12% | 73.12% | 73.12% | 73.12% | 73.12% | 73.12% | 73.12% | 73.12% | 73.12% | 73.12% | 73.12% | 73.12% | 73.12% | 73.12% | 73.12% | 73.12% | 73.12% | 73.12% | 73.12% | 73.12% | 73.12% | 73.12% | 73.12% | 73.12%
Snohomish CountyMultifamily - Highly Impacted | Snohomish CountyMultifamily - Highly ImpactedPool Heat | Snohomish CountyMultifamily - Highly ImpactedPool Heat2 | Snohomish CountyMultifamily - Highly ImpactedPool Heat2New | Snohomish CountyMultifamily - Highly ImpactedPool HeatFederal Standard 2014 Pool Heater - 82% EfficientNew | Snohomish CountyMultifamily - Highly ImpactedPool HeatNew | Snohomish County | Multifamily - Highly Impacted | Pool Heat | 2 | Federal Standard 2014 Pool Heater - 82% Efficient | New | 97.5% | 97.5% | 97.5% | 97.5% | 97.5% | 97.5% | 97.5% | 97.5% | 97.5% | 97.5% | 97.5% | 97.5% | 97.5% | 97.5% | 97.5% | 97.5% | 97.5% | 97.5% | 97.5% | 97.5% | 97.5% | 97.5% | 97.5% | 97.5% | 97.5% | 97.5% | 97.5% | 97.5%
Snohomish CountyManufactured | Snohomish CountyManufacturedPool Heat | Snohomish CountyManufacturedPool Heat2 | Snohomish CountyManufacturedPool Heat2Existing | Snohomish CountyManufacturedPool HeatFederal Standard 2014 Pool Heater - 82% EfficientExisting | Snohomish CountyManufacturedPool HeatExisting | Snohomish County | Manufactured | Pool Heat | 2 | Federal Standard 2014 Pool Heater - 82% Efficient | Existing | 73.12% | 73.12% | 73.12% | 73.12% | 73.12% | 73.12% | 73.12% | 73.12% | 73.12% | 73.12% | 73.12% | 73.12% | 73.12% | 73.12% | 73.12% | 73.12% | 73.12% | 73.12% | 73.12% | 73.12% | 73.12% | 73.12% | 73.12% | 73.12% | 73.12% | 73.12% | 73.12% | 73.12%
Snohomish CountyManufactured | Snohomish CountyManufacturedPool Heat | Snohomish CountyManufacturedPool Heat2 | Snohomish CountyManufacturedPool Heat2New | Snohomish CountyManufacturedPool HeatFederal Standard 2014 Pool Heater - 82% EfficientNew | Snohomish CountyManufacturedPool HeatNew | Snohomish County | Manufactured | Pool Heat | 2 | Federal Standard 2014 Pool Heater - 82% Efficient | New | 97.5% | 97.5% | 97.5% | 97.5% | 97.5% | 97.5% | 97.5% | 97.5% | 97.5% | 97.5% | 97.5% | 97.5% | 97.5% | 97.5% | 97.5% | 97.5% | 97.5% | 97.5% | 97.5% | 97.5% | 97.5% | 97.5% | 97.5% | 97.5% | 97.5% | 97.5% | 97.5% | 97.5%
Snohomish CountyManufactured - Highly Impacted | Snohomish CountyManufactured - Highly ImpactedPool Heat | Snohomish CountyManufactured - Highly ImpactedPool Heat2 | Snohomish CountyManufactured - Highly ImpactedPool Heat2Existing | Snohomish CountyManufactured - Highly ImpactedPool HeatFederal Standard 2014 Pool Heater - 82% EfficientExisting | Snohomish CountyManufactured - Highly ImpactedPool HeatExisting | Snohomish County | Manufactured - Highly Impacted | Pool Heat | 2 | Federal Standard 2014 Pool Heater - 82% Efficient | Existing | 73.12% | 73.12% | 73.12% | 73.12% | 73.12% | 73.12% | 73.12% | 73.12% | 73.12% | 73.12% | 73.12% | 73.12% | 73.12% | 73.12% | 73.12% | 73.12% | 73.12% | 73.12% | 73.12% | 73.12% | 73.12% | 73.12% | 73.12% | 73.12% | 73.12% | 73.12% | 73.12% | 73.12%
Snohomish CountyManufactured - Highly Impacted | Snohomish CountyManufactured - Highly ImpactedPool Heat | Snohomish CountyManufactured - Highly ImpactedPool Heat2 | Snohomish CountyManufactured - Highly ImpactedPool Heat2New | Snohomish CountyManufactured - Highly ImpactedPool HeatFederal Standard 2014 Pool Heater - 82% EfficientNew | Snohomish CountyManufactured - Highly ImpactedPool HeatNew | Snohomish County | Manufactured - Highly Impacted | Pool Heat | 2 | Federal Standard 2014 Pool Heater - 82% Efficient | New | 97.5% | 97.5% | 97.5% | 97.5% | 97.5% | 97.5% | 97.5% | 97.5% | 97.5% | 97.5% | 97.5% | 97.5% | 97.5% | 97.5% | 97.5% | 97.5% | 97.5% | 97.5% | 97.5% | 97.5% | 97.5% | 97.5% | 97.5% | 97.5% | 97.5% | 97.5% | 97.5% | 97.5%
Snohomish CountySingle Family | Snohomish CountySingle FamilyPool Heat | Snohomish CountySingle FamilyPool Heat3 | Snohomish CountySingle FamilyPool Heat3Existing | Snohomish CountySingle FamilyPool HeatMarket Standard Pool HeaterExisting | Snohomish CountySingle FamilyPool HeatExisting | Snohomish County | Single Family | Pool Heat | 3 | Market Standard Pool Heater | Existing | bar: 2023 to 2050
Snohomish CountySingle Family | Snohomish CountySingle FamilyPool Heat | Snohomish CountySingle FamilyPool Heat3 | Snohomish CountySingle FamilyPool Heat3New | Snohomish CountySingle FamilyPool HeatMarket Standard Pool HeaterNew | Snohomish CountySingle FamilyPool HeatNew | Snohomish County | Single Family | Pool Heat | 3 | Market Standard Pool Heater | New | bar: 2023 to 2050
Snohomish CountySingle Family - Highly Impacted | Snohomish CountySingle Family - Highly ImpactedPool Heat | Snohomish CountySingle Family - Highly ImpactedPool Heat3 | Snohomish CountySingle Family - Highly ImpactedPool Heat3Existing | Snohomish CountySingle Family - Highly ImpactedPool HeatMarket Standard Pool HeaterExisting | Snohomish CountySingle Family - Highly ImpactedPool HeatExisting | Snohomish County | Single Family - Highly Impacted | Pool Heat | 3 | Market Standard Pool Heater | Existing | bar: 2023 to 2050
Snohomish CountySingle Family - Highly Impacted | Snohomish CountySingle Family - Highly ImpactedPool Heat | Snohomish CountySingle Family - Highly ImpactedPool Heat3 | Snohomish CountySingle Family - Highly ImpactedPool Heat3New | Snohomish CountySingle Family - Highly ImpactedPool HeatMarket Standard Pool HeaterNew | Snohomish CountySingle Family - Highly ImpactedPool HeatNew | Snohomish County | Single Family - Highly Impacted | Pool Heat | 3 | Market Standard Pool Heater | New | bar: 2023 to 2050
Snohomish CountyMultifamily | Snohomish CountyMultifamilyPool Heat | Snohomish CountyMultifamilyPool Heat3 | Snohomish CountyMultifamilyPool Heat3Existing | Snohomish CountyMultifamilyPool HeatMarket Standard Pool HeaterExisting | Snohomish CountyMultifamilyPool HeatExisting | Snohomish County | Multifamily | Pool Heat | 3 | Market Standard Pool Heater | Existing | bar: 2023 to 2050
Snohomish CountyMultifamily | Snohomish CountyMultifamilyPool Heat | Snohomish CountyMultifamilyPool Heat3 | Snohomish CountyMultifamilyPool Heat3New | Snohomish CountyMultifamilyPool HeatMarket Standard Pool HeaterNew | Snohomish CountyMultifamilyPool HeatNew | Snohomish County | Multifamily | Pool Heat | 3 | Market Standard Pool Heater | New | bar: 2023 to 2050
Snohomish CountyMultifamily - Highly Impacted | Snohomish CountyMultifamily - Highly ImpactedPool Heat | Snohomish CountyMultifamily - Highly ImpactedPool Heat3 | Snohomish CountyMultifamily - Highly ImpactedPool Heat3Existing | Snohomish CountyMultifamily - Highly ImpactedPool HeatMarket Standard Pool HeaterExisting | Snohomish CountyMultifamily - Highly ImpactedPool HeatExisting | Snohomish County | Multifamily - Highly Impacted | Pool Heat | 3 | Market Standard Pool Heater | Existing | bar: 2023 to 2050
Snohomish CountyMultifamily - Highly Impacted | Snohomish CountyMultifamily - Highly ImpactedPool Heat | Snohomish CountyMultifamily - Highly ImpactedPool Heat3 | Snohomish CountyMultifamily - Highly ImpactedPool Heat3New | Snohomish CountyMultifamily - Highly ImpactedPool HeatMarket Standard Pool HeaterNew | Snohomish CountyMultifamily - Highly ImpactedPool HeatNew | Snohomish County | Multifamily - Highly Impacted | Pool Heat | 3 | Market Standard Pool Heater | New | bar: 2023 to 2050
Snohomish CountyManufactured | Snohomish CountyManufacturedPool Heat | Snohomish CountyManufacturedPool Heat3 | Snohomish CountyManufacturedPool Heat3Existing | Snohomish CountyManufacturedPool HeatMarket Standard Pool HeaterExisting | Snohomish CountyManufacturedPool HeatExisting | Snohomish County | Manufactured | Pool Heat | 3 | Market Standard Pool Heater | Existing | bar: 2023 to 2050
Snohomish CountyManufactured | Snohomish CountyManufacturedPool Heat | Snohomish CountyManufacturedPool Heat3 | Snohomish CountyManufacturedPool Heat3New | Snohomish CountyManufacturedPool HeatMarket Standard Pool HeaterNew | Snohomish CountyManufacturedPool HeatNew | Snohomish County | Manufactured | Pool Heat | 3 | Market Standard Pool Heater | New | bar: 2023 to 2050
Snohomish CountyManufactured - Highly Impacted | Snohomish CountyManufactured - Highly ImpactedPool Heat | Snohomish CountyManufactured - Highly ImpactedPool Heat3 | Snohomish CountyManufactured - Highly ImpactedPool Heat3Existing | Snohomish CountyManufactured - Highly ImpactedPool HeatMarket Standard Pool HeaterExisting | Snohomish CountyManufactured - Highly ImpactedPool HeatExisting | Snohomish County | Manufactured - Highly Impacted | Pool Heat | 3 | Market Standard Pool Heater | Existing | bar: 2023 to 2050
Snohomish CountyManufactured - Highly Impacted | Snohomish CountyManufactured - Highly ImpactedPool Heat | Snohomish CountyManufactured - Highly ImpactedPool Heat3 | Snohomish CountyManufactured - Highly ImpactedPool Heat3New | Snohomish CountyManufactured - Highly ImpactedPool HeatMarket Standard Pool HeaterNew | Snohomish CountyManufactured - Highly ImpactedPool HeatNew | Snohomish County | Manufactured - Highly Impacted | Pool Heat | 3 | Market Standard Pool Heater | New | bar: 2023 to 2050
Snohomish CountySingle Family | Snohomish CountySingle FamilyPool Heat | Snohomish CountySingle FamilyPool Heat4 | Snohomish CountySingle FamilyPool Heat4Existing | Snohomish CountySingle FamilyPool HeatEfficient Pool Heater - 88% EfficientExisting | Snohomish CountySingle FamilyPool HeatExisting | Snohomish County | Single Family | Pool Heat | 4 | Efficient Pool Heater - 88% Efficient | Existing | 2.5% | 2.5% | 2.5% | 2.5% | 2.5% | 2.5% | 2.5% | 2.5% | 2.5% | 2.5% | 2.5% | 2.5% | 2.5% | 2.5% | 2.5% | 2.5% | 2.5% | 2.5% | 2.5% | 2.5% | 2.5% | 2.5% | 2.5% | 2.5% | 2.5% | 2.5% | 2.5% | 2.5%
Snohomish CountySingle Family | Snohomish CountySingle FamilyPool Heat | Snohomish CountySingle FamilyPool Heat4 | Snohomish CountySingle FamilyPool Heat4New | Snohomish CountySingle FamilyPool HeatEfficient Pool Heater - 88% EfficientNew | Snohomish CountySingle FamilyPool HeatNew | Snohomish County | Single Family | Pool Heat | 4 | Efficient Pool Heater - 88% Efficient | New | 2.5% | 2.5% | 2.5% | 2.5% | 2.5% | 2.5% | 2.5% | 2.5% | 2.5% | 2.5% | 2.5% | 2.5% | 2.5% | 2.5% | 2.5% | 2.5% | 2.5% | 2.5% | 2.5% | 2.5% | 2.5% | 2.5% | 2.5% | 2.5% | 2.5% | 2.5% | 2.5% | 2.5%
Snohomish CountySingle Family - Highly Impacted | Snohomish CountySingle Family - Highly ImpactedPool Heat | Snohomish CountySingle Family - Highly ImpactedPool Heat4 | Snohomish CountySingle Family - Highly ImpactedPool Heat4Existing | Snohomish CountySingle Family - Highly ImpactedPool HeatEfficient Pool Heater - 88% EfficientExisting | Snohomish CountySingle Family - Highly ImpactedPool HeatExisting | Snohomish County | Single Family - Highly Impacted | Pool Heat | 4 | Efficient Pool Heater - 88% Efficient | Existing | 2.5% | 2.5% | 2.5% | 2.5% | 2.5% | 2.5% | 2.5% | 2.5% | 2.5% | 2.5% | 2.5% | 2.5% | 2.5% | 2.5% | 2.5% | 2.5% | 2.5% | 2.5% | 2.5% | 2.5% | 2.5% | 2.5% | 2.5% | 2.5% | 2.5% | 2.5% | 2.5% | 2.5%
Snohomish CountySingle Family - Highly Impacted | Snohomish CountySingle Family - Highly ImpactedPool Heat | Snohomish CountySingle Family - Highly ImpactedPool Heat4 | Snohomish CountySingle Family - Highly ImpactedPool Heat4New | Snohomish CountySingle Family - Highly ImpactedPool HeatEfficient Pool Heater - 88% EfficientNew | Snohomish CountySingle Family - Highly ImpactedPool HeatNew | Snohomish County | Single Family - Highly Impacted | Pool Heat | 4 | Efficient Pool Heater - 88% Efficient | New | 2.5% | 2.5% | 2.5% | 2.5% | 2.5% | 2.5% | 2.5% | 2.5% | 2.5% | 2.5% | 2.5% | 2.5% | 2.5% | 2.5% | 2.5% | 2.5% | 2.5% | 2.5% | 2.5% | 2.5% | 2.5% | 2.5% | 2.5% | 2.5% | 2.5% | 2.5% | 2.5% | 2.5%
Snohomish CountyMultifamily | Snohomish CountyMultifamilyPool Heat | Snohomish CountyMultifamilyPool Heat4 | Snohomish CountyMultifamilyPool Heat4Existing | Snohomish CountyMultifamilyPool HeatEfficient Pool Heater - 88% EfficientExisting | Snohomish CountyMultifamilyPool HeatExisting | Snohomish County | Multifamily | Pool Heat | 4 | Efficient Pool Heater - 88% Efficient | Existing | 2.5% | 2.5% | 2.5% | 2.5% | 2.5% | 2.5% | 2.5% | 2.5% | 2.5% | 2.5% | 2.5% | 2.5% | 2.5% | 2.5% | 2.5% | 2.5% | 2.5% | 2.5% | 2.5% | 2.5% | 2.5% | 2.5% | 2.5% | 2.5% | 2.5% | 2.5% | 2.5% | 2.5%
Snohomish CountyMultifamily | Snohomish CountyMultifamilyPool Heat | Snohomish CountyMultifamilyPool Heat4 | Snohomish CountyMultifamilyPool Heat4New | Snohomish CountyMultifamilyPool HeatEfficient Pool Heater - 88% EfficientNew | Snohomish CountyMultifamilyPool HeatNew | Snohomish County | Multifamily | Pool Heat | 4 | Efficient Pool Heater - 88% Efficient | New | 2.5% | 2.5% | 2.5% | 2.5% | 2.5% | 2.5% | 2.5% | 2.5% | 2.5% | 2.5% | 2.5% | 2.5% | 2.5% | 2.5% | 2.5% | 2.5% | 2.5% | 2.5% | 2.5% | 2.5% | 2.5% | 2.5% | 2.5% | 2.5% | 2.5% | 2.5% | 2.5% | 2.5%
Snohomish CountyMultifamily - Highly Impacted | Snohomish CountyMultifamily - Highly ImpactedPool Heat | Snohomish CountyMultifamily - Highly ImpactedPool Heat4 | Snohomish CountyMultifamily - Highly ImpactedPool Heat4Existing | Snohomish CountyMultifamily - Highly ImpactedPool HeatEfficient Pool Heater - 88% EfficientExisting | Snohomish CountyMultifamily - Highly ImpactedPool HeatExisting | Snohomish County | Multifamily - Highly Impacted | Pool Heat | 4 | Efficient Pool Heater - 88% Efficient | Existing | 2.5% | 2.5% | 2.5% | 2.5% | 2.5% | 2.5% | 2.5% | 2.5% | 2.5% | 2.5% | 2.5% | 2.5% | 2.5% | 2.5% | 2.5% | 2.5% | 2.5% | 2.5% | 2.5% | 2.5% | 2.5% | 2.5% | 2.5% | 2.5% | 2.5% | 2.5% | 2.5% | 2.5%
Snohomish CountyMultifamily - Highly Impacted | Snohomish CountyMultifamily - Highly ImpactedPool Heat | Snohomish CountyMultifamily - Highly ImpactedPool Heat4 | Snohomish CountyMultifamily - Highly ImpactedPool Heat4New | Snohomish CountyMultifamily - Highly ImpactedPool HeatEfficient Pool Heater - 88% EfficientNew | Snohomish CountyMultifamily - Highly ImpactedPool HeatNew | Snohomish County | Multifamily - Highly Impacted | Pool Heat | 4 | Efficient Pool Heater - 88% Efficient | New | 2.5% | 2.5% | 2.5% | 2.5% | 2.5% | 2.5% | 2.5% | 2.5% | 2.5% | 2.5% | 2.5% | 2.5% | 2.5% | 2.5% | 2.5% | 2.5% | 2.5% | 2.5% | 2.5% | 2.5% | 2.5% | 2.5% | 2.5% | 2.5% | 2.5% | 2.5% | 2.5% | 2.5%
Snohomish CountyManufactured | Snohomish CountyManufacturedPool Heat | Snohomish CountyManufacturedPool Heat4 | Snohomish CountyManufacturedPool Heat4Existing | Snohomish CountyManufacturedPool HeatEfficient Pool Heater - 88% EfficientExisting | Snohomish CountyManufacturedPool HeatExisting | Snohomish County | Manufactured | Pool Heat | 4 | Efficient Pool Heater - 88% Efficient | Existing | 2.5% | 2.5% | 2.5% | 2.5% | 2.5% | 2.5% | 2.5% | 2.5% | 2.5% | 2.5% | 2.5% | 2.5% | 2.5% | 2.5% | 2.5% | 2.5% | 2.5% | 2.5% | 2.5% | 2.5% | 2.5% | 2.5% | 2.5% | 2.5% | 2.5% | 2.5% | 2.5% | 2.5%
Snohomish CountyManufactured | Snohomish CountyManufacturedPool Heat | Snohomish CountyManufacturedPool Heat4 | Snohomish CountyManufacturedPool Heat4New | Snohomish CountyManufacturedPool HeatEfficient Pool Heater - 88% EfficientNew | Snohomish CountyManufacturedPool HeatNew | Snohomish County | Manufactured | Pool Heat | 4 | Efficient Pool Heater - 88% Efficient | New | 2.5% | 2.5% | 2.5% | 2.5% | 2.5% | 2.5% | 2.5% | 2.5% | 2.5% | 2.5% | 2.5% | 2.5% | 2.5% | 2.5% | 2.5% | 2.5% | 2.5% | 2.5% | 2.5% | 2.5% | 2.5% | 2.5% | 2.5% | 2.5% | 2.5% | 2.5% | 2.5% | 2.5%
Snohomish CountyManufactured - Highly Impacted | Snohomish CountyManufactured - Highly ImpactedPool Heat | Snohomish CountyManufactured - Highly ImpactedPool Heat4 | Snohomish CountyManufactured - Highly ImpactedPool Heat4Existing | Snohomish CountyManufactured - Highly ImpactedPool HeatEfficient Pool Heater - 88% EfficientExisting | Snohomish CountyManufactured - Highly ImpactedPool HeatExisting | Snohomish County | Manufactured - Highly Impacted | Pool Heat | 4 | Efficient Pool Heater - 88% Efficient | Existing | 2.5% | 2.5% | 2.5% | 2.5% | 2.5% | 2.5% | 2.5% | 2.5% | 2.5% | 2.5% | 2.5% | 2.5% | 2.5% | 2.5% | 2.5% | 2.5% | 2.5% | 2.5% | 2.5% | 2.5% | 2.5% | 2.5% | 2.5% | 2.5% | 2.5% | 2.5% | 2.5% | 2.5%
Snohomish CountyManufactured - Highly Impacted | Snohomish CountyManufactured - Highly ImpactedPool Heat | Snohomish CountyManufactured - Highly ImpactedPool Heat4 | Snohomish CountyManufactured - Highly ImpactedPool Heat4New | Snohomish CountyManufactured - Highly ImpactedPool HeatEfficient Pool Heater - 88% EfficientNew | Snohomish CountyManufactured - Highly ImpactedPool HeatNew | Snohomish County | Manufactured - Highly Impacted | Pool Heat | 4 | Efficient Pool Heater - 88% Efficient | New | 2.5% | 2.5% | 2.5% | 2.5% | 2.5% | 2.5% | 2.5% | 2.5% | 2.5% | 2.5% | 2.5% | 2.5% | 2.5% | 2.5% | 2.5% | 2.5% | 2.5% | 2.5% | 2.5% | 2.5% | 2.5% | 2.5% | 2.5% | 2.5% | 2.5% | 2.5% | 2.5% | 2.5%
Snohomish CountySingle Family | Snohomish CountySingle FamilyWater Heat LE 55 Gal | Snohomish CountySingle FamilyWater Heat LE 55 Gal1 | Snohomish CountySingle FamilyWater Heat LE 55 Gal1Existing | Snohomish CountySingle FamilyWater Heat LE 55 GalBelow Standard Water Heater ≤ 55 GAL - EF 0.59Existing | Snohomish CountySingle FamilyWater Heat LE 55 GalExisting | Snohomish County | Single Family | Water Heat LE 55 Gal | 1 | Below Standard Water Heater ≤ 55 GAL - EF 0.59 | Existing | 69.76% | 69.76% | 69.76% | 69.76% | 69.76% | 69.76% | 69.76% | 69.76% | 69.76% | 69.76% | 69.76% | 69.76% | 69.76% | 69.76% | 69.76% | 69.76% | 69.76% | 69.76% | 69.76% | 69.76% | 69.76% | 69.76% | 69.76% | 69.76% | 69.76% | 69.76% | 69.76% | 69.76%
Snohomish CountySingle Family | Snohomish CountySingle FamilyWater Heat LE 55 Gal | Snohomish CountySingle FamilyWater Heat LE 55 Gal1 | Snohomish CountySingle FamilyWater Heat LE 55 Gal1New | Snohomish CountySingle FamilyWater Heat LE 55 GalBelow Standard Water Heater ≤ 55 GAL - EF 0.59New | Snohomish CountySingle FamilyWater Heat LE 55 GalNew | Snohomish County | Single Family | Water Heat LE 55 Gal | 1 | Below Standard Water Heater ≤ 55 GAL - EF 0.59 | New | bar: 2023 to 2050
Snohomish CountySingle Family - Highly Impacted | Snohomish CountySingle Family - Highly ImpactedWater Heat LE 55 Gal | Snohomish CountySingle Family - Highly ImpactedWater Heat LE 55 Gal1 | Snohomish CountySingle Family - Highly ImpactedWater Heat LE 55 Gal1Existing | Snohomish CountySingle Family - Highly ImpactedWater Heat LE 55 GalBelow Standard Water Heater ≤ 55 GAL - EF 0.59Existing | Snohomish CountySingle Family - Highly ImpactedWater Heat LE 55 GalExisting | Snohomish County | Single Family - Highly Impacted | Water Heat LE 55 Gal | 1 | Below Standard Water Heater ≤ 55 GAL - EF 0.59 | Existing | 69.76% | 69.76% | 69.76% | 69.76% | 69.76% | 69.76% | 69.76% | 69.76% | 69.76% | 69.76% | 69.76% | 69.76% | 69.76% | 69.76% | 69.76% | 69.76% | 69.76% | 69.76% | 69.76% | 69.76% | 69.76% | 69.76% | 69.76% | 69.76% | 69.76% | 69.76% | 69.76% | 69.76%
Snohomish CountySingle Family - Highly Impacted | Snohomish CountySingle Family - Highly ImpactedWater Heat LE 55 Gal | Snohomish CountySingle Family - Highly ImpactedWater Heat LE 55 Gal1 | Snohomish CountySingle Family - Highly ImpactedWater Heat LE 55 Gal1New | Snohomish CountySingle Family - Highly ImpactedWater Heat LE 55 GalBelow Standard Water Heater ≤ 55 GAL - EF 0.59New | Snohomish CountySingle Family - Highly ImpactedWater Heat LE 55 GalNew | Snohomish County | Single Family - Highly Impacted | Water Heat LE 55 Gal | 1 | Below Standard Water Heater ≤ 55 GAL - EF 0.59 | New | bar: 2023 to 2050
Snohomish CountyMultifamily | Snohomish CountyMultifamilyWater Heat LE 55 Gal | Snohomish CountyMultifamilyWater Heat LE 55 Gal1 | Snohomish CountyMultifamilyWater Heat LE 55 Gal1Existing | Snohomish CountyMultifamilyWater Heat LE 55 GalBelow Standard Water Heater ≤ 55 GAL - EF 0.59Existing | Snohomish CountyMultifamilyWater Heat LE 55 GalExisting | Snohomish County | Multifamily | Water Heat LE 55 Gal | 1 | Below Standard Water Heater ≤ 55 GAL - EF 0.59 | Existing | 69.76% | 69.76% | 69.76% | 69.76% | 69.76% | 69.76% | 69.76% | 69.76% | 69.76% | 69.76% | 69.76% | 69.76% | 69.76% | 69.76% | 69.76% | 69.76% | 69.76% | 69.76% | 69.76% | 69.76% | 69.76% | 69.76% | 69.76% | 69.76% | 69.76% | 69.76% | 69.76% | 69.76%
Snohomish CountyMultifamily | Snohomish CountyMultifamilyWater Heat LE 55 Gal | Snohomish CountyMultifamilyWater Heat LE 55 Gal1 | Snohomish CountyMultifamilyWater Heat LE 55 Gal1New | Snohomish CountyMultifamilyWater Heat LE 55 GalBelow Standard Water Heater ≤ 55 GAL - EF 0.59New | Snohomish CountyMultifamilyWater Heat LE 55 GalNew | Snohomish County | Multifamily | Water Heat LE 55 Gal | 1 | Below Standard Water Heater ≤ 55 GAL - EF 0.59 | New | bar: 2023 to 2050
Snohomish CountyMultifamily - Highly Impacted | Snohomish CountyMultifamily - Highly ImpactedWater Heat LE 55 Gal | Snohomish CountyMultifamily - Highly ImpactedWater Heat LE 55 Gal1 | Snohomish CountyMultifamily - Highly ImpactedWater Heat LE 55 Gal1Existing | Snohomish CountyMultifamily - Highly ImpactedWater Heat LE 55 GalBelow Standard Water Heater ≤ 55 GAL - EF 0.59Existing | Snohomish CountyMultifamily - Highly ImpactedWater Heat LE 55 GalExisting | Snohomish County | Multifamily - Highly Impacted | Water Heat LE 55 Gal | 1 | Below Standard Water Heater ≤ 55 GAL - EF 0.59 | Existing | 69.76% | 69.76% | 69.76% | 69.76% | 69.76% | 69.76% | 69.76% | 69.76% | 69.76% | 69.76% | 69.76% | 69.76% | 69.76% | 69.76% | 69.76% | 69.76% | 69.76% | 69.76% | 69.76% | 69.76% | 69.76% | 69.76% | 69.76% | 69.76% | 69.76% | 69.76% | 69.76% | 69.76%
Snohomish CountyMultifamily - Highly Impacted | Snohomish CountyMultifamily - Highly ImpactedWater Heat LE 55 Gal | Snohomish CountyMultifamily - Highly ImpactedWater Heat LE 55 Gal1 | Snohomish CountyMultifamily - Highly ImpactedWater Heat LE 55 Gal1New | Snohomish CountyMultifamily - Highly ImpactedWater Heat LE 55 GalBelow Standard Water Heater ≤ 55 GAL - EF 0.59New | Snohomish CountyMultifamily - Highly ImpactedWater Heat LE 55 GalNew | Snohomish County | Multifamily - Highly Impacted | Water Heat LE 55 Gal | 1 | Below Standard Water Heater ≤ 55 GAL - EF 0.59 | New | bar: 2023 to 2050
Snohomish CountyManufactured | Snohomish CountyManufacturedWater Heat LE 55 Gal | Snohomish CountyManufacturedWater Heat LE 55 Gal1 | Snohomish CountyManufacturedWater Heat LE 55 Gal1Existing | Snohomish CountyManufacturedWater Heat LE 55 GalBelow Standard Water Heater ≤ 55 GAL - EF 0.59Existing | Snohomish CountyManufacturedWater Heat LE 55 GalExisting | Snohomish County | Manufactured | Water Heat LE 55 Gal | 1 | Below Standard Water Heater ≤ 55 GAL - EF 0.59 | Existing | 69.76% | 69.76% | 69.76% | 69.76% | 69.76% | 69.76% | 69.76% | 69.76% | 69.76% | 69.76% | 69.76% | 69.76% | 69.76% | 69.76% | 69.76% | 69.76% | 69.76% | 69.76% | 69.76% | 69.76% | 69.76% | 69.76% | 69.76% | 69.76% | 69.76% | 69.76% | 69.76% | 69.76%
Snohomish CountyManufactured | Snohomish CountyManufacturedWater Heat LE 55 Gal | Snohomish CountyManufacturedWater Heat LE 55 Gal1 | Snohomish CountyManufacturedWater Heat LE 55 Gal1New | Snohomish CountyManufacturedWater Heat LE 55 GalBelow Standard Water Heater ≤ 55 GAL - EF 0.59New | Snohomish CountyManufacturedWater Heat LE 55 GalNew | Snohomish County | Manufactured | Water Heat LE 55 Gal | 1 | Below Standard Water Heater ≤ 55 GAL - EF 0.59 | New | bar: 2023 to 2050
Snohomish CountyManufactured - Highly Impacted | Snohomish CountyManufactured - Highly ImpactedWater Heat LE 55 Gal | Snohomish CountyManufactured - Highly ImpactedWater Heat LE 55 Gal1 | Snohomish CountyManufactured - Highly ImpactedWater Heat LE 55 Gal1Existing | Snohomish CountyManufactured - Highly ImpactedWater Heat LE 55 GalBelow Standard Water Heater ≤ 55 GAL - EF 0.59Existing | Snohomish CountyManufactured - Highly ImpactedWater Heat LE 55 GalExisting | Snohomish County | Manufactured - Highly Impacted | Water Heat LE 55 Gal | 1 | Below Standard Water Heater ≤ 55 GAL - EF 0.59 | Existing | 69.76% | 69.76% | 69.76% | 69.76% | 69.76% | 69.76% | 69.76% | 69.76% | 69.76% | 69.76% | 69.76% | 69.76% | 69.76% | 69.76% | 69.76% | 69.76% | 69.76% | 69.76% | 69.76% | 69.76% | 69.76% | 69.76% | 69.76% | 69.76% | 69.76% | 69.76% | 69.76% | 69.76%
Snohomish CountyManufactured - Highly Impacted | Snohomish CountyManufactured - Highly ImpactedWater Heat LE 55 Gal | Snohomish CountyManufactured - Highly ImpactedWater Heat LE 55 Gal1 | Snohomish CountyManufactured - Highly ImpactedWater Heat LE 55 Gal1New | Snohomish CountyManufactured - Highly ImpactedWater Heat LE 55 GalBelow Standard Water Heater ≤ 55 GAL - EF 0.59New | Snohomish CountyManufactured - Highly ImpactedWater Heat LE 55 GalNew | Snohomish County | Manufactured - Highly Impacted | Water Heat LE 55 Gal | 1 | Below Standard Water Heater ≤ 55 GAL - EF 0.59 | New | bar: 2023 to 2050
Snohomish CountySingle Family | Snohomish CountySingle FamilyWater Heat LE 55 Gal | Snohomish CountySingle FamilyWater Heat LE 55 Gal2 | Snohomish CountySingle FamilyWater Heat LE 55 Gal2Existing | Snohomish CountySingle FamilyWater Heat LE 55 GalFederal Standard 2015 Storage Water Heater ≤ 55 GAL - EF 0.62Existing | Snohomish CountySingle FamilyWater Heat LE 55 GalExisting | Snohomish County | Single Family | Water Heat LE 55 Gal | 2 | Federal Standard 2015 Storage Water Heater ≤ 55 GAL - EF 0.62 | Existing | 13.68% | 13.68% | 13.68% | 13.68% | 13.68% | 13.68% | 13.68% | 13.68% | 13.68% | 13.68% | 13.68% | 13.68% | 13.68% | 13.68% | 13.68% | 13.68% | 13.68% | 13.68% | 13.68% | 13.68% | 13.68% | 13.68% | 13.68% | 13.68% | 13.68% | 13.68% | 13.68% | 13.68%
Snohomish CountySingle Family | Snohomish CountySingle FamilyWater Heat LE 55 Gal | Snohomish CountySingle FamilyWater Heat LE 55 Gal2 | Snohomish CountySingle FamilyWater Heat LE 55 Gal2New | Snohomish CountySingle FamilyWater Heat LE 55 GalFederal Standard 2015 Storage Water Heater ≤ 55 GAL - EF 0.62New | Snohomish CountySingle FamilyWater Heat LE 55 GalNew | Snohomish County | Single Family | Water Heat LE 55 Gal | 2 | Federal Standard 2015 Storage Water Heater ≤ 55 GAL - EF 0.62 | New | 83.44% | 83.44% | 83.44% | 83.44% | 83.44% | 83.44% | 83.44% | 83.44% | 83.44% | 83.44% | 83.44% | 83.44% | 83.44% | 83.44% | 83.44% | 83.44% | 83.44% | 83.44% | 83.44% | 83.44% | 83.44% | 83.44% | 83.44% | 83.44% | 83.44% | 83.44% | 83.44% | 83.44%
Snohomish CountySingle Family - Highly Impacted | Snohomish CountySingle Family - Highly ImpactedWater Heat LE 55 Gal | Snohomish CountySingle Family - Highly ImpactedWater Heat LE 55 Gal2 | Snohomish CountySingle Family - Highly ImpactedWater Heat LE 55 Gal2Existing | Snohomish CountySingle Family - Highly ImpactedWater Heat LE 55 GalFederal Standard 2015 Storage Water Heater ≤ 55 GAL - EF 0.62Existing | Snohomish CountySingle Family - Highly ImpactedWater Heat LE 55 GalExisting | Snohomish County | Single Family - Highly Impacted | Water Heat LE 55 Gal | 2 | Federal Standard 2015 Storage Water Heater ≤ 55 GAL - EF 0.62 | Existing | 13.68% | 13.68% | 13.68% | 13.68% | 13.68% | 13.68% | 13.68% | 13.68% | 13.68% | 13.68% | 13.68% | 13.68% | 13.68% | 13.68% | 13.68% | 13.68% | 13.68% | 13.68% | 13.68% | 13.68% | 13.68% | 13.68% | 13.68% | 13.68% | 13.68% | 13.68% | 13.68% | 13.68%
Snohomish CountySingle Family - Highly Impacted | Snohomish CountySingle Family - Highly ImpactedWater Heat LE 55 Gal | Snohomish CountySingle Family - Highly ImpactedWater Heat LE 55 Gal2 | Snohomish CountySingle Family - Highly ImpactedWater Heat LE 55 Gal2New | Snohomish CountySingle Family - Highly ImpactedWater Heat LE 55 GalFederal Standard 2015 Storage Water Heater ≤ 55 GAL - EF 0.62New | Snohomish CountySingle Family - Highly ImpactedWater Heat LE 55 GalNew | Snohomish County | Single Family - Highly Impacted | Water Heat LE 55 Gal | 2 | Federal Standard 2015 Storage Water Heater ≤ 55 GAL - EF 0.62 | New | 83.44% | 83.44% | 83.44% | 83.44% | 83.44% | 83.44% | 83.44% | 83.44% | 83.44% | 83.44% | 83.44% | 83.44% | 83.44% | 83.44% | 83.44% | 83.44% | 83.44% | 83.44% | 83.44% | 83.44% | 83.44% | 83.44% | 83.44% | 83.44% | 83.44% | 83.44% | 83.44% | 83.44%
Snohomish CountyMultifamily | Snohomish CountyMultifamilyWater Heat LE 55 Gal | Snohomish CountyMultifamilyWater Heat LE 55 Gal2 | Snohomish CountyMultifamilyWater Heat LE 55 Gal2Existing | Snohomish CountyMultifamilyWater Heat LE 55 GalFederal Standard 2015 Storage Water Heater ≤ 55 GAL - EF 0.62Existing | Snohomish CountyMultifamilyWater Heat LE 55 GalExisting | Snohomish County | Multifamily | Water Heat LE 55 Gal | 2 | Federal Standard 2015 Storage Water Heater ≤ 55 GAL - EF 0.62 | Existing | 13.68% | 13.68% | 13.68% | 13.68% | 13.68% | 13.68% | 13.68% | 13.68% | 13.68% | 13.68% | 13.68% | 13.68% | 13.68% | 13.68% | 13.68% | 13.68% | 13.68% | 13.68% | 13.68% | 13.68% | 13.68% | 13.68% | 13.68% | 13.68% | 13.68% | 13.68% | 13.68% | 13.68%
Snohomish CountyMultifamily | Snohomish CountyMultifamilyWater Heat LE 55 Gal | Snohomish CountyMultifamilyWater Heat LE 55 Gal2 | Snohomish CountyMultifamilyWater Heat LE 55 Gal2New | Snohomish CountyMultifamilyWater Heat LE 55 GalFederal Standard 2015 Storage Water Heater ≤ 55 GAL - EF 0.62New | Snohomish CountyMultifamilyWater Heat LE 55 GalNew | Snohomish County | Multifamily | Water Heat LE 55 Gal | 2 | Federal Standard 2015 Storage Water Heater ≤ 55 GAL - EF 0.62 | New | 83.44% | 83.44% | 83.44% | 83.44% | 83.44% | 83.44% | 83.44% | 83.44% | 83.44% | 83.44% | 83.44% | 83.44% | 83.44% | 83.44% | 83.44% | 83.44% | 83.44% | 83.44% | 83.44% | 83.44% | 83.44% | 83.44% | 83.44% | 83.44% | 83.44% | 83.44% | 83.44% | 83.44%
Snohomish CountyMultifamily - Highly Impacted | Snohomish CountyMultifamily - Highly ImpactedWater Heat LE 55 Gal | Snohomish CountyMultifamily - Highly ImpactedWater Heat LE 55 Gal2 | Snohomish CountyMultifamily - Highly ImpactedWater Heat LE 55 Gal2Existing | Snohomish CountyMultifamily - Highly ImpactedWater Heat LE 55 GalFederal Standard 2015 Storage Water Heater ≤ 55 GAL - EF 0.62Existing | Snohomish CountyMultifamily - Highly ImpactedWater Heat LE 55 GalExisting | Snohomish County | Multifamily - Highly Impacted | Water Heat LE 55 Gal | 2 | Federal Standard 2015 Storage Water Heater ≤ 55 GAL - EF 0.62 | Existing | 13.68% | 13.68% | 13.68% | 13.68% | 13.68% | 13.68% | 13.68% | 13.68% | 13.68% | 13.68% | 13.68% | 13.68% | 13.68% | 13.68% | 13.68% | 13.68% | 13.68% | 13.68% | 13.68% | 13.68% | 13.68% | 13.68% | 13.68% | 13.68% | 13.68% | 13.68% | 13.68% | 13.68%
Snohomish CountyMultifamily - Highly Impacted | Snohomish CountyMultifamily - Highly ImpactedWater Heat LE 55 Gal | Snohomish CountyMultifamily - Highly ImpactedWater Heat LE 55 Gal2 | Snohomish CountyMultifamily - Highly ImpactedWater Heat LE 55 Gal2New | Snohomish CountyMultifamily - Highly ImpactedWater Heat LE 55 GalFederal Standard 2015 Storage Water Heater ≤ 55 GAL - EF 0.62New | Snohomish CountyMultifamily - Highly ImpactedWater Heat LE 55 GalNew | Snohomish County | Multifamily - Highly Impacted | Water Heat LE 55 Gal | 2 | Federal Standard 2015 Storage Water Heater ≤ 55 GAL - EF 0.62 | New | 83.44% | 83.44% | 83.44% | 83.44% | 83.44% | 83.44% | 83.44% | 83.44% | 83.44% | 83.44% | 83.44% | 83.44% | 83.44% | 83.44% | 83.44% | 83.44% | 83.44% | 83.44% | 83.44% | 83.44% | 83.44% | 83.44% | 83.44% | 83.44% | 83.44% | 83.44% | 83.44% | 83.44%
Snohomish CountyManufactured | Snohomish CountyManufacturedWater Heat LE 55 Gal | Snohomish CountyManufacturedWater Heat LE 55 Gal2 | Snohomish CountyManufacturedWater Heat LE 55 Gal2Existing | Snohomish CountyManufacturedWater Heat LE 55 GalFederal Standard 2015 Storage Water Heater ≤ 55 GAL - EF 0.62Existing | Snohomish CountyManufacturedWater Heat LE 55 GalExisting | Snohomish County | Manufactured | Water Heat LE 55 Gal | 2 | Federal Standard 2015 Storage Water Heater ≤ 55 GAL - EF 0.62 | Existing | 13.68% | 13.68% | 13.68% | 13.68% | 13.68% | 13.68% | 13.68% | 13.68% | 13.68% | 13.68% | 13.68% | 13.68% | 13.68% | 13.68% | 13.68% | 13.68% | 13.68% | 13.68% | 13.68% | 13.68% | 13.68% | 13.68% | 13.68% | 13.68% | 13.68% | 13.68% | 13.68% | 13.68%
Snohomish CountyManufactured | Snohomish CountyManufacturedWater Heat LE 55 Gal | Snohomish CountyManufacturedWater Heat LE 55 Gal2 | Snohomish CountyManufacturedWater Heat LE 55 Gal2New | Snohomish CountyManufacturedWater Heat LE 55 GalFederal Standard 2015 Storage Water Heater ≤ 55 GAL - EF 0.62New | Snohomish CountyManufacturedWater Heat LE 55 GalNew | Snohomish County | Manufactured | Water Heat LE 55 Gal | 2 | Federal Standard 2015 Storage Water Heater ≤ 55 GAL - EF 0.62 | New | 83.44% | 83.44% | 83.44% | 83.44% | 83.44% | 83.44% | 83.44% | 83.44% | 83.44% | 83.44% | 83.44% | 83.44% | 83.44% | 83.44% | 83.44% | 83.44% | 83.44% | 83.44% | 83.44% | 83.44% | 83.44% | 83.44% | 83.44% | 83.44% | 83.44% | 83.44% | 83.44% | 83.44%
Snohomish CountyManufactured - Highly Impacted | Snohomish CountyManufactured - Highly ImpactedWater Heat LE 55 Gal | Snohomish CountyManufactured - Highly ImpactedWater Heat LE 55 Gal2 | Snohomish CountyManufactured - Highly ImpactedWater Heat LE 55 Gal2Existing | Snohomish CountyManufactured - Highly ImpactedWater Heat LE 55 GalFederal Standard 2015 Storage Water Heater ≤ 55 GAL - EF 0.62Existing | Snohomish CountyManufactured - Highly ImpactedWater Heat LE 55 GalExisting | Snohomish County | Manufactured - Highly Impacted | Water Heat LE 55 Gal | 2 | Federal Standard 2015 Storage Water Heater ≤ 55 GAL - EF 0.62 | Existing | 13.68% | 13.68% | 13.68% | 13.68% | 13.68% | 13.68% | 13.68% | 13.68% | 13.68% | 13.68% | 13.68% | 13.68% | 13.68% | 13.68% | 13.68% | 13.68% | 13.68% | 13.68% | 13.68% | 13.68% | 13.68% | 13.68% | 13.68% | 13.68% | 13.68% | 13.68% | 13.68% | 13.68%
Snohomish CountyManufactured - Highly Impacted | Snohomish CountyManufactured - Highly ImpactedWater Heat LE 55 Gal | Snohomish CountyManufactured - Highly ImpactedWater Heat LE 55 Gal2 | Snohomish CountyManufactured - Highly ImpactedWater Heat LE 55 Gal2New | Snohomish CountyManufactured - Highly ImpactedWater Heat LE 55 GalFederal Standard 2015 Storage Water Heater ≤ 55 GAL - EF 0.62New | Snohomish CountyManufactured - Highly ImpactedWater Heat LE 55 GalNew | Snohomish County | Manufactured - Highly Impacted | Water Heat LE 55 Gal | 2 | Federal Standard 2015 Storage Water Heater ≤ 55 GAL - EF 0.62 | New | 83.44% | 83.44% | 83.44% | 83.44% | 83.44% | 83.44% | 83.44% | 83.44% | 83.44% | 83.44% | 83.44% | 83.44% | 83.44% | 83.44% | 83.44% | 83.44% | 83.44% | 83.44% | 83.44% | 83.44% | 83.44% | 83.44% | 83.44% | 83.44% | 83.44% | 83.44% | 83.44% | 83.44%
Snohomish CountySingle Family | Snohomish CountySingle FamilyWater Heat LE 55 Gal | Snohomish CountySingle FamilyWater Heat LE 55 Gal3 | Snohomish CountySingle FamilyWater Heat LE 55 Gal3Existing | Snohomish CountySingle FamilyWater Heat LE 55 GalMarket Standard Storage Water Heater ≤ 55 GALExisting | Snohomish CountySingle FamilyWater Heat LE 55 GalExisting | Snohomish County | Single Family | Water Heat LE 55 Gal | 3 | Market Standard Storage Water Heater ≤ 55 GAL | Existing | bar: 2023 to 2050
Snohomish CountySingle Family | Snohomish CountySingle FamilyWater Heat LE 55 Gal | Snohomish CountySingle FamilyWater Heat LE 55 Gal3 | Snohomish CountySingle FamilyWater Heat LE 55 Gal3New | Snohomish CountySingle FamilyWater Heat LE 55 GalMarket Standard Storage Water Heater ≤ 55 GALNew | Snohomish CountySingle FamilyWater Heat LE 55 GalNew | Snohomish County | Single Family | Water Heat LE 55 Gal | 3 | Market Standard Storage Water Heater ≤ 55 GAL | New | bar: 2023 to 2050
Snohomish CountySingle Family - Highly Impacted | Snohomish CountySingle Family - Highly ImpactedWater Heat LE 55 Gal | Snohomish CountySingle Family - Highly ImpactedWater Heat LE 55 Gal3 | Snohomish CountySingle Family - Highly ImpactedWater Heat LE 55 Gal3Existing | Snohomish CountySingle Family - Highly ImpactedWater Heat LE 55 GalMarket Standard Storage Water Heater ≤ 55 GALExisting | Snohomish CountySingle Family - Highly ImpactedWater Heat LE 55 GalExisting | Snohomish County | Single Family - Highly Impacted | Water Heat LE 55 Gal | 3 | Market Standard Storage Water Heater ≤ 55 GAL | Existing | bar: 2023 to 2050
Snohomish CountySingle Family - Highly Impacted | Snohomish CountySingle Family - Highly ImpactedWater Heat LE 55 Gal | Snohomish CountySingle Family - Highly ImpactedWater Heat LE 55 Gal3 | Snohomish CountySingle Family - Highly ImpactedWater Heat LE 55 Gal3New | Snohomish CountySingle Family - Highly ImpactedWater Heat LE 55 GalMarket Standard Storage Water Heater ≤ 55 GALNew | Snohomish CountySingle Family - Highly ImpactedWater Heat LE 55 GalNew | Snohomish County | Single Family - Highly Impacted | Water Heat LE 55 Gal | 3 | Market Standard Storage Water Heater ≤ 55 GAL | New | bar: 2023 to 2050
Snohomish CountyMultifamily | Snohomish CountyMultifamilyWater Heat LE 55 Gal | Snohomish CountyMultifamilyWater Heat LE 55 Gal3 | Snohomish CountyMultifamilyWater Heat LE 55 Gal3Existing | Snohomish CountyMultifamilyWater Heat LE 55 GalMarket Standard Storage Water Heater ≤ 55 GALExisting | Snohomish CountyMultifamilyWater Heat LE 55 GalExisting | Snohomish County | Multifamily | Water Heat LE 55 Gal | 3 | Market Standard Storage Water Heater ≤ 55 GAL | Existing | bar: 2023 to 2050
Snohomish CountyMultifamily | Snohomish CountyMultifamilyWater Heat LE 55 Gal | Snohomish CountyMultifamilyWater Heat LE 55 Gal3 | Snohomish CountyMultifamilyWater Heat LE 55 Gal3New | Snohomish CountyMultifamilyWater Heat LE 55 GalMarket Standard Storage Water Heater ≤ 55 GALNew | Snohomish CountyMultifamilyWater Heat LE 55 GalNew | Snohomish County | Multifamily | Water Heat LE 55 Gal | 3 | Market Standard Storage Water Heater ≤ 55 GAL | New | bar: 2023 to 2050
Snohomish CountyMultifamily - Highly Impacted | Snohomish CountyMultifamily - Highly ImpactedWater Heat LE 55 Gal | Snohomish CountyMultifamily - Highly ImpactedWater Heat LE 55 Gal3 | Snohomish CountyMultifamily - Highly ImpactedWater Heat LE 55 Gal3Existing | Snohomish CountyMultifamily - Highly ImpactedWater Heat LE 55 GalMarket Standard Storage Water Heater ≤ 55 GALExisting | Snohomish CountyMultifamily - Highly ImpactedWater Heat LE 55 GalExisting | Snohomish County | Multifamily - Highly Impacted | Water Heat LE 55 Gal | 3 | Market Standard Storage Water Heater ≤ 55 GAL | Existing | bar: 2023 to 2050
Snohomish CountyMultifamily - Highly Impacted | Snohomish CountyMultifamily - Highly ImpactedWater Heat LE 55 Gal | Snohomish CountyMultifamily - Highly ImpactedWater Heat LE 55 Gal3 | Snohomish CountyMultifamily - Highly ImpactedWater Heat LE 55 Gal3New | Snohomish CountyMultifamily - Highly ImpactedWater Heat LE 55 GalMarket Standard Storage Water Heater ≤ 55 GALNew | Snohomish CountyMultifamily - Highly ImpactedWater Heat LE 55 GalNew | Snohomish County | Multifamily - Highly Impacted | Water Heat LE 55 Gal | 3 | Market Standard Storage Water Heater ≤ 55 GAL | New | bar: 2023 to 2050
Snohomish CountyManufactured | Snohomish CountyManufacturedWater Heat LE 55 Gal | Snohomish CountyManufacturedWater Heat LE 55 Gal3 | Snohomish CountyManufacturedWater Heat LE 55 Gal3Existing | Snohomish CountyManufacturedWater Heat LE 55 GalMarket Standard Storage Water Heater ≤ 55 GALExisting | Snohomish CountyManufacturedWater Heat LE 55 GalExisting | Snohomish County | Manufactured | Water Heat LE 55 Gal | 3 | Market Standard Storage Water Heater ≤ 55 GAL | Existing | bar: 2023 to 2050
Snohomish CountyManufactured | Snohomish CountyManufacturedWater Heat LE 55 Gal | Snohomish CountyManufacturedWater Heat LE 55 Gal3 | Snohomish CountyManufacturedWater Heat LE 55 Gal3New | Snohomish CountyManufacturedWater Heat LE 55 GalMarket Standard Storage Water Heater ≤ 55 GALNew | Snohomish CountyManufacturedWater Heat LE 55 GalNew | Snohomish County | Manufactured | Water Heat LE 55 Gal | 3 | Market Standard Storage Water Heater ≤ 55 GAL | New | bar: 2023 to 2050
Snohomish CountyManufactured - Highly Impacted | Snohomish CountyManufactured - Highly ImpactedWater Heat LE 55 Gal | Snohomish CountyManufactured - Highly ImpactedWater Heat LE 55 Gal3 | Snohomish CountyManufactured - Highly ImpactedWater Heat LE 55 Gal3Existing | Snohomish CountyManufactured - Highly ImpactedWater Heat LE 55 GalMarket Standard Storage Water Heater ≤ 55 GALExisting | Snohomish CountyManufactured - Highly ImpactedWater Heat LE 55 GalExisting | Snohomish County | Manufactured - Highly Impacted | Water Heat LE 55 Gal | 3 | Market Standard Storage Water Heater ≤ 55 GAL | Existing | bar: 2023 to 2050
Snohomish CountyManufactured - Highly Impacted | Snohomish CountyManufactured - Highly ImpactedWater Heat LE 55 Gal | Snohomish CountyManufactured - Highly ImpactedWater Heat LE 55 Gal3 | Snohomish CountyManufactured - Highly ImpactedWater Heat LE 55 Gal3New | Snohomish CountyManufactured - Highly ImpactedWater Heat LE 55 GalMarket Standard Storage Water Heater ≤ 55 GALNew | Snohomish CountyManufactured - Highly ImpactedWater Heat LE 55 GalNew | Snohomish County | Manufactured - Highly Impacted | Water Heat LE 55 Gal | 3 | Market Standard Storage Water Heater ≤ 55 GAL | New | bar: 2023 to 2050
Snohomish CountySingle Family | Snohomish CountySingle FamilyWater Heat LE 55 Gal | Snohomish CountySingle FamilyWater Heat LE 55 Gal4 | Snohomish CountySingle FamilyWater Heat LE 55 Gal4Existing | Snohomish CountySingle FamilyWater Heat LE 55 GalENERGY STAR Storage Water Heater ≤ 55 GAL - EF 0.67Existing | Snohomish CountySingle FamilyWater Heat LE 55 GalExisting | Snohomish County | Single Family | Water Heat LE 55 Gal | 4 | ENERGY STAR Storage Water Heater ≤ 55 GAL - EF 0.67 | Existing | 1.146% | 1.146% | 1.146% | 1.146% | 1.146% | 1.146% | 1.146% | 1.146% | 1.146% | 1.146% | 1.146% | 1.146% | 1.146% | 1.146% | 1.146% | 1.146% | 1.146% | 1.146% | 1.146% | 1.146% | 1.146% | 1.146% | 1.146% | 1.146% | 1.146% | 1.146% | 1.146% | 1.146%
Snohomish CountySingle Family | Snohomish CountySingle FamilyWater Heat LE 55 Gal | Snohomish CountySingle FamilyWater Heat LE 55 Gal4 | Snohomish CountySingle FamilyWater Heat LE 55 Gal4New | Snohomish CountySingle FamilyWater Heat LE 55 GalENERGY STAR Storage Water Heater ≤ 55 GAL - EF 0.67New | Snohomish CountySingle FamilyWater Heat LE 55 GalNew | Snohomish County | Single Family | Water Heat LE 55 Gal | 4 | ENERGY STAR Storage Water Heater ≤ 55 GAL - EF 0.67 | New | 1.146% | 1.146% | 1.146% | 1.146% | 1.146% | 1.146% | 1.146% | 1.146% | 1.146% | 1.146% | 1.146% | 1.146% | 1.146% | 1.146% | 1.146% | 1.146% | 1.146% | 1.146% | 1.146% | 1.146% | 1.146% | 1.146% | 1.146% | 1.146% | 1.146% | 1.146% | 1.146% | 1.146%
Snohomish CountySingle Family - Highly Impacted | Snohomish CountySingle Family - Highly ImpactedWater Heat LE 55 Gal | Snohomish CountySingle Family - Highly ImpactedWater Heat LE 55 Gal4 | Snohomish CountySingle Family - Highly ImpactedWater Heat LE 55 Gal4Existing | Snohomish CountySingle Family - Highly ImpactedWater Heat LE 55 GalENERGY STAR Storage Water Heater ≤ 55 GAL - EF 0.67Existing | Snohomish CountySingle Family - Highly ImpactedWater Heat LE 55 GalExisting | Snohomish County | Single Family - Highly Impacted | Water Heat LE 55 Gal | 4 | ENERGY STAR Storage Water Heater ≤ 55 GAL - EF 0.67 | Existing | 1.146% | 1.146% | 1.146% | 1.146% | 1.146% | 1.146% | 1.146% | 1.146% | 1.146% | 1.146% | 1.146% | 1.146% | 1.146% | 1.146% | 1.146% | 1.146% | 1.146% | 1.146% | 1.146% | 1.146% | 1.146% | 1.146% | 1.146% | 1.146% | 1.146% | 1.146% | 1.146% | 1.146%
Snohomish CountySingle Family - Highly Impacted | Snohomish CountySingle Family - Highly ImpactedWater Heat LE 55 Gal | Snohomish CountySingle Family - Highly ImpactedWater Heat LE 55 Gal4 | Snohomish CountySingle Family - Highly ImpactedWater Heat LE 55 Gal4New | Snohomish CountySingle Family - Highly ImpactedWater Heat LE 55 GalENERGY STAR Storage Water Heater ≤ 55 GAL - EF 0.67New | Snohomish CountySingle Family - Highly ImpactedWater Heat LE 55 GalNew | Snohomish County | Single Family - Highly Impacted | Water Heat LE 55 Gal | 4 | ENERGY STAR Storage Water Heater ≤ 55 GAL - EF 0.67 | New | 1.146% | 1.146% | 1.146% | 1.146% | 1.146% | 1.146% | 1.146% | 1.146% | 1.146% | 1.146% | 1.146% | 1.146% | 1.146% | 1.146% | 1.146% | 1.146% | 1.146% | 1.146% | 1.146% | 1.146% | 1.146% | 1.146% | 1.146% | 1.146% | 1.146% | 1.146% | 1.146% | 1.146%
Snohomish CountyMultifamily | Snohomish CountyMultifamilyWater Heat LE 55 Gal | Snohomish CountyMultifamilyWater Heat LE 55 Gal4 | Snohomish CountyMultifamilyWater Heat LE 55 Gal4Existing | Snohomish CountyMultifamilyWater Heat LE 55 GalENERGY STAR Storage Water Heater ≤ 55 GAL - EF 0.67Existing | Snohomish CountyMultifamilyWater Heat LE 55 GalExisting | Snohomish County | Multifamily | Water Heat LE 55 Gal | 4 | ENERGY STAR Storage Water Heater ≤ 55 GAL - EF 0.67 | Existing | 1.146% | 1.146% | 1.146% | 1.146% | 1.146% | 1.146% | 1.146% | 1.146% | 1.146% | 1.146% | 1.146% | 1.146% | 1.146% | 1.146% | 1.146% | 1.146% | 1.146% | 1.146% | 1.146% | 1.146% | 1.146% | 1.146% | 1.146% | 1.146% | 1.146% | 1.146% | 1.146% | 1.146%
Snohomish CountyMultifamily | Snohomish CountyMultifamilyWater Heat LE 55 Gal | Snohomish CountyMultifamilyWater Heat LE 55 Gal4 | Snohomish CountyMultifamilyWater Heat LE 55 Gal4New | Snohomish CountyMultifamilyWater Heat LE 55 GalENERGY STAR Storage Water Heater ≤ 55 GAL - EF 0.67New | Snohomish CountyMultifamilyWater Heat LE 55 GalNew | Snohomish County | Multifamily | Water Heat LE 55 Gal | 4 | ENERGY STAR Storage Water Heater ≤ 55 GAL - EF 0.67 | New | 1.146% | 1.146% | 1.146% | 1.146% | 1.146% | 1.146% | 1.146% | 1.146% | 1.146% | 1.146% | 1.146% | 1.146% | 1.146% | 1.146% | 1.146% | 1.146% | 1.146% | 1.146% | 1.146% | 1.146% | 1.146% | 1.146% | 1.146% | 1.146% | 1.146% | 1.146% | 1.146% | 1.146%
Snohomish CountyMultifamily - Highly Impacted | Snohomish CountyMultifamily - Highly ImpactedWater Heat LE 55 Gal | Snohomish CountyMultifamily - Highly ImpactedWater Heat LE 55 Gal4 | Snohomish CountyMultifamily - Highly ImpactedWater Heat LE 55 Gal4Existing | Snohomish CountyMultifamily - Highly ImpactedWater Heat LE 55 GalENERGY STAR Storage Water Heater ≤ 55 GAL - EF 0.67Existing | Snohomish CountyMultifamily - Highly ImpactedWater Heat LE 55 GalExisting | Snohomish County | Multifamily - Highly Impacted | Water Heat LE 55 Gal | 4 | ENERGY STAR Storage Water Heater ≤ 55 GAL - EF 0.67 | Existing | 1.146% | 1.146% | 1.146% | 1.146% | 1.146% | 1.146% | 1.146% | 1.146% | 1.146% | 1.146% | 1.146% | 1.146% | 1.146% | 1.146% | 1.146% | 1.146% | 1.146% | 1.146% | 1.146% | 1.146% | 1.146% | 1.146% | 1.146% | 1.146% | 1.146% | 1.146% | 1.146% | 1.146%
Snohomish CountyMultifamily - Highly Impacted | Snohomish CountyMultifamily - Highly ImpactedWater Heat LE 55 Gal | Snohomish CountyMultifamily - Highly ImpactedWater Heat LE 55 Gal4 | Snohomish CountyMultifamily - Highly ImpactedWater Heat LE 55 Gal4New | Snohomish CountyMultifamily - Highly ImpactedWater Heat LE 55 GalENERGY STAR Storage Water Heater ≤ 55 GAL - EF 0.67New | Snohomish CountyMultifamily - Highly ImpactedWater Heat LE 55 GalNew | Snohomish County | Multifamily - Highly Impacted | Water Heat LE 55 Gal | 4 | ENERGY STAR Storage Water Heater ≤ 55 GAL - EF 0.67 | New | 1.146% | 1.146% | 1.146% | 1.146% | 1.146% | 1.146% | 1.146% | 1.146% | 1.146% | 1.146% | 1.146% | 1.146% | 1.146% | 1.146% | 1.146% | 1.146% | 1.146% | 1.146% | 1.146% | 1.146% | 1.146% | 1.146% | 1.146% | 1.146% | 1.146% | 1.146% | 1.146% | 1.146%
Snohomish CountyManufactured | Snohomish CountyManufacturedWater Heat LE 55 Gal | Snohomish CountyManufacturedWater Heat LE 55 Gal4 | Snohomish CountyManufacturedWater Heat LE 55 Gal4Existing | Snohomish CountyManufacturedWater Heat LE 55 GalENERGY STAR Storage Water Heater ≤ 55 GAL - EF 0.67Existing | Snohomish CountyManufacturedWater Heat LE 55 GalExisting | Snohomish County | Manufactured | Water Heat LE 55 Gal | 4 | ENERGY STAR Storage Water Heater ≤ 55 GAL - EF 0.67 | Existing | 1.146% | 1.146% | 1.146% | 1.146% | 1.146% | 1.146% | 1.146% | 1.146% | 1.146% | 1.146% | 1.146% | 1.146% | 1.146% | 1.146% | 1.146% | 1.146% | 1.146% | 1.146% | 1.146% | 1.146% | 1.146% | 1.146% | 1.146% | 1.146% | 1.146% | 1.146% | 1.146% | 1.146%
Snohomish CountyManufactured | Snohomish CountyManufacturedWater Heat LE 55 Gal | Snohomish CountyManufacturedWater Heat LE 55 Gal4 | Snohomish CountyManufacturedWater Heat LE 55 Gal4New | Snohomish CountyManufacturedWater Heat LE 55 GalENERGY STAR Storage Water Heater ≤ 55 GAL - EF 0.67New | Snohomish CountyManufacturedWater Heat LE 55 GalNew | Snohomish County | Manufactured | Water Heat LE 55 Gal | 4 | ENERGY STAR Storage Water Heater ≤ 55 GAL - EF 0.67 | New | 1.146% | 1.146% | 1.146% | 1.146% | 1.146% | 1.146% | 1.146% | 1.146% | 1.146% | 1.146% | 1.146% | 1.146% | 1.146% | 1.146% | 1.146% | 1.146% | 1.146% | 1.146% | 1.146% | 1.146% | 1.146% | 1.146% | 1.146% | 1.146% | 1.146% | 1.146% | 1.146% | 1.146%
Snohomish CountyManufactured - Highly Impacted | Snohomish CountyManufactured - Highly ImpactedWater Heat LE 55 Gal | Snohomish CountyManufactured - Highly ImpactedWater Heat LE 55 Gal4 | Snohomish CountyManufactured - Highly ImpactedWater Heat LE 55 Gal4Existing | Snohomish CountyManufactured - Highly ImpactedWater Heat LE 55 GalENERGY STAR Storage Water Heater ≤ 55 GAL - EF 0.67Existing | Snohomish CountyManufactured - Highly ImpactedWater Heat LE 55 GalExisting | Snohomish County | Manufactured - Highly Impacted | Water Heat LE 55 Gal | 4 | ENERGY STAR Storage Water Heater ≤ 55 GAL - EF 0.67 | Existing | 1.146% | 1.146% | 1.146% | 1.146% | 1.146% | 1.146% | 1.146% | 1.146% | 1.146% | 1.146% | 1.146% | 1.146% | 1.146% | 1.146% | 1.146% | 1.146% | 1.146% | 1.146% | 1.146% | 1.146% | 1.146% | 1.146% | 1.146% | 1.146% | 1.146% | 1.146% | 1.146% | 1.146%
Snohomish CountyManufactured - Highly Impacted | Snohomish CountyManufactured - Highly ImpactedWater Heat LE 55 Gal | Snohomish CountyManufactured - Highly ImpactedWater Heat LE 55 Gal4 | Snohomish CountyManufactured - Highly ImpactedWater Heat LE 55 Gal4New | Snohomish CountyManufactured - Highly ImpactedWater Heat LE 55 GalENERGY STAR Storage Water Heater ≤ 55 GAL - EF 0.67New | Snohomish CountyManufactured - Highly ImpactedWater Heat LE 55 GalNew | Snohomish County | Manufactured - Highly Impacted | Water Heat LE 55 Gal | 4 | ENERGY STAR Storage Water Heater ≤ 55 GAL - EF 0.67 | New | 1.146% | 1.146% | 1.146% | 1.146% | 1.146% | 1.146% | 1.146% | 1.146% | 1.146% | 1.146% | 1.146% | 1.146% | 1.146% | 1.146% | 1.146% | 1.146% | 1.146% | 1.146% | 1.146% | 1.146% | 1.146% | 1.146% | 1.146% | 1.146% | 1.146% | 1.146% | 1.146% | 1.146%
Snohomish CountySingle Family | Snohomish CountySingle FamilyWater Heat LE 55 Gal | Snohomish CountySingle FamilyWater Heat LE 55 Gal5 | Snohomish CountySingle FamilyWater Heat LE 55 Gal5Existing | Snohomish CountySingle FamilyWater Heat LE 55 GalCondensing Water Heater ≤ 55 GAL - EF 0.85Existing | Snohomish CountySingle FamilyWater Heat LE 55 GalExisting | Snohomish County | Single Family | Water Heat LE 55 Gal | 5 | Condensing Water Heater ≤ 55 GAL - EF 0.85 | Existing | 0.06877% | 0.06877% | 0.06877% | 0.06877% | 0.06877% | 0.06877% | 0.06877% | 0.06877% | 0.06877% | 0.06877% | 0.06877% | 0.06877% | 0.06877% | 0.06877% | 0.06877% | 0.06877% | 0.06877% | 0.06877% | 0.06877% | 0.06877% | 0.06877% | 0.06877% | 0.06877% | 0.06877% | 0.06877% | 0.06877% | 0.06877% | 0.06877%
Snohomish CountySingle Family | Snohomish CountySingle FamilyWater Heat LE 55 Gal | Snohomish CountySingle FamilyWater Heat LE 55 Gal5 | Snohomish CountySingle FamilyWater Heat LE 55 Gal5New | Snohomish CountySingle FamilyWater Heat LE 55 GalCondensing Water Heater ≤ 55 GAL - EF 0.85New | Snohomish CountySingle FamilyWater Heat LE 55 GalNew | Snohomish County | Single Family | Water Heat LE 55 Gal | 5 | Condensing Water Heater ≤ 55 GAL - EF 0.85 | New | 0.06877% | 0.06877% | 0.06877% | 0.06877% | 0.06877% | 0.06877% | 0.06877% | 0.06877% | 0.06877% | 0.06877% | 0.06877% | 0.06877% | 0.06877% | 0.06877% | 0.06877% | 0.06877% | 0.06877% | 0.06877% | 0.06877% | 0.06877% | 0.06877% | 0.06877% | 0.06877% | 0.06877% | 0.06877% | 0.06877% | 0.06877% | 0.06877%
Snohomish CountySingle Family - Highly Impacted | Snohomish CountySingle Family - Highly ImpactedWater Heat LE 55 Gal | Snohomish CountySingle Family - Highly ImpactedWater Heat LE 55 Gal5 | Snohomish CountySingle Family - Highly ImpactedWater Heat LE 55 Gal5Existing | Snohomish CountySingle Family - Highly ImpactedWater Heat LE 55 GalCondensing Water Heater ≤ 55 GAL - EF 0.85Existing | Snohomish CountySingle Family - Highly ImpactedWater Heat LE 55 GalExisting | Snohomish County | Single Family - Highly Impacted | Water Heat LE 55 Gal | 5 | Condensing Water Heater ≤ 55 GAL - EF 0.85 | Existing | 0.06877% | 0.06877% | 0.06877% | 0.06877% | 0.06877% | 0.06877% | 0.06877% | 0.06877% | 0.06877% | 0.06877% | 0.06877% | 0.06877% | 0.06877% | 0.06877% | 0.06877% | 0.06877% | 0.06877% | 0.06877% | 0.06877% | 0.06877% | 0.06877% | 0.06877% | 0.06877% | 0.06877% | 0.06877% | 0.06877% | 0.06877% | 0.06877%
Snohomish CountySingle Family - Highly Impacted | Snohomish CountySingle Family - Highly ImpactedWater Heat LE 55 Gal | Snohomish CountySingle Family - Highly ImpactedWater Heat LE 55 Gal5 | Snohomish CountySingle Family - Highly ImpactedWater Heat LE 55 Gal5New | Snohomish CountySingle Family - Highly ImpactedWater Heat LE 55 GalCondensing Water Heater ≤ 55 GAL - EF 0.85New | Snohomish CountySingle Family - Highly ImpactedWater Heat LE 55 GalNew | Snohomish County | Single Family - Highly Impacted | Water Heat LE 55 Gal | 5 | Condensing Water Heater ≤ 55 GAL - EF 0.85 | New | 0.06877% | 0.06877% | 0.06877% | 0.06877% | 0.06877% | 0.06877% | 0.06877% | 0.06877% | 0.06877% | 0.06877% | 0.06877% | 0.06877% | 0.06877% | 0.06877% | 0.06877% | 0.06877% | 0.06877% | 0.06877% | 0.06877% | 0.06877% | 0.06877% | 0.06877% | 0.06877% | 0.06877% | 0.06877% | 0.06877% | 0.06877% | 0.06877%
Snohomish CountyMultifamily | Snohomish CountyMultifamilyWater Heat LE 55 Gal | Snohomish CountyMultifamilyWater Heat LE 55 Gal5 | Snohomish CountyMultifamilyWater Heat LE 55 Gal5Existing | Snohomish CountyMultifamilyWater Heat LE 55 GalCondensing Water Heater ≤ 55 GAL - EF 0.85Existing | Snohomish CountyMultifamilyWater Heat LE 55 GalExisting | Snohomish County | Multifamily | Water Heat LE 55 Gal | 5 | Condensing Water Heater ≤ 55 GAL - EF 0.85 | Existing | 0.06877% | 0.06877% | 0.06877% | 0.06877% | 0.06877% | 0.06877% | 0.06877% | 0.06877% | 0.06877% | 0.06877% | 0.06877% | 0.06877% | 0.06877% | 0.06877% | 0.06877% | 0.06877% | 0.06877% | 0.06877% | 0.06877% | 0.06877% | 0.06877% | 0.06877% | 0.06877% | 0.06877% | 0.06877% | 0.06877% | 0.06877% | 0.06877%
Snohomish CountyMultifamily | Snohomish CountyMultifamilyWater Heat LE 55 Gal | Snohomish CountyMultifamilyWater Heat LE 55 Gal5 | Snohomish CountyMultifamilyWater Heat LE 55 Gal5New | Snohomish CountyMultifamilyWater Heat LE 55 GalCondensing Water Heater ≤ 55 GAL - EF 0.85New | Snohomish CountyMultifamilyWater Heat LE 55 GalNew | Snohomish County | Multifamily | Water Heat LE 55 Gal | 5 | Condensing Water Heater ≤ 55 GAL - EF 0.85 | New | 0.06877% | 0.06877% | 0.06877% | 0.06877% | 0.06877% | 0.06877% | 0.06877% | 0.06877% | 0.06877% | 0.06877% | 0.06877% | 0.06877% | 0.06877% | 0.06877% | 0.06877% | 0.06877% | 0.06877% | 0.06877% | 0.06877% | 0.06877% | 0.06877% | 0.06877% | 0.06877% | 0.06877% | 0.06877% | 0.06877% | 0.06877% | 0.06877%
Snohomish CountyMultifamily - Highly Impacted | Snohomish CountyMultifamily - Highly ImpactedWater Heat LE 55 Gal | Snohomish CountyMultifamily - Highly ImpactedWater Heat LE 55 Gal5 | Snohomish CountyMultifamily - Highly ImpactedWater Heat LE 55 Gal5Existing | Snohomish CountyMultifamily - Highly ImpactedWater Heat LE 55 GalCondensing Water Heater ≤ 55 GAL - EF 0.85Existing | Snohomish CountyMultifamily - Highly ImpactedWater Heat LE 55 GalExisting | Snohomish County | Multifamily - Highly Impacted | Water Heat LE 55 Gal | 5 | Condensing Water Heater ≤ 55 GAL - EF 0.85 | Existing | 0.06877% | 0.06877% | 0.06877% | 0.06877% | 0.06877% | 0.06877% | 0.06877% | 0.06877% | 0.06877% | 0.06877% | 0.06877% | 0.06877% | 0.06877% | 0.06877% | 0.06877% | 0.06877% | 0.06877% | 0.06877% | 0.06877% | 0.06877% | 0.06877% | 0.06877% | 0.06877% | 0.06877% | 0.06877% | 0.06877% | 0.06877% | 0.06877%
Snohomish CountyMultifamily - Highly Impacted | Snohomish CountyMultifamily - Highly ImpactedWater Heat LE 55 Gal | Snohomish CountyMultifamily - Highly ImpactedWater Heat LE 55 Gal5 | Snohomish CountyMultifamily - Highly ImpactedWater Heat LE 55 Gal5New | Snohomish CountyMultifamily - Highly ImpactedWater Heat LE 55 GalCondensing Water Heater ≤ 55 GAL - EF 0.85New | Snohomish CountyMultifamily - Highly ImpactedWater Heat LE 55 GalNew | Snohomish County | Multifamily - Highly Impacted | Water Heat LE 55 Gal | 5 | Condensing Water Heater ≤ 55 GAL - EF 0.85 | New | 0.06877% | 0.06877% | 0.06877% | 0.06877% | 0.06877% | 0.06877% | 0.06877% | 0.06877% | 0.06877% | 0.06877% | 0.06877% | 0.06877% | 0.06877% | 0.06877% | 0.06877% | 0.06877% | 0.06877% | 0.06877% | 0.06877% | 0.06877% | 0.06877% | 0.06877% | 0.06877% | 0.06877% | 0.06877% | 0.06877% | 0.06877% | 0.06877%
Snohomish CountyManufactured | Snohomish CountyManufacturedWater Heat LE 55 Gal | Snohomish CountyManufacturedWater Heat LE 55 Gal5 | Snohomish CountyManufacturedWater Heat LE 55 Gal5Existing | Snohomish CountyManufacturedWater Heat LE 55 GalCondensing Water Heater ≤ 55 GAL - EF 0.85Existing | Snohomish CountyManufacturedWater Heat LE 55 GalExisting | Snohomish County | Manufactured | Water Heat LE 55 Gal | 5 | Condensing Water Heater ≤ 55 GAL - EF 0.85 | Existing | 0.06877% | 0.06877% | 0.06877% | 0.06877% | 0.06877% | 0.06877% | 0.06877% | 0.06877% | 0.06877% | 0.06877% | 0.06877% | 0.06877% | 0.06877% | 0.06877% | 0.06877% | 0.06877% | 0.06877% | 0.06877% | 0.06877% | 0.06877% | 0.06877% | 0.06877% | 0.06877% | 0.06877% | 0.06877% | 0.06877% | 0.06877% | 0.06877%
Snohomish CountyManufactured | Snohomish CountyManufacturedWater Heat LE 55 Gal | Snohomish CountyManufacturedWater Heat LE 55 Gal5 | Snohomish CountyManufacturedWater Heat LE 55 Gal5New | Snohomish CountyManufacturedWater Heat LE 55 GalCondensing Water Heater ≤ 55 GAL - EF 0.85New | Snohomish CountyManufacturedWater Heat LE 55 GalNew | Snohomish County | Manufactured | Water Heat LE 55 Gal | 5 | Condensing Water Heater ≤ 55 GAL - EF 0.85 | New | 0.06877% | 0.06877% | 0.06877% | 0.06877% | 0.06877% | 0.06877% | 0.06877% | 0.06877% | 0.06877% | 0.06877% | 0.06877% | 0.06877% | 0.06877% | 0.06877% | 0.06877% | 0.06877% | 0.06877% | 0.06877% | 0.06877% | 0.06877% | 0.06877% | 0.06877% | 0.06877% | 0.06877% | 0.06877% | 0.06877% | 0.06877% | 0.06877%
Snohomish CountyManufactured - Highly Impacted | Snohomish CountyManufactured - Highly ImpactedWater Heat LE 55 Gal | Snohomish CountyManufactured - Highly ImpactedWater Heat LE 55 Gal5 | Snohomish CountyManufactured - Highly ImpactedWater Heat LE 55 Gal5Existing | Snohomish CountyManufactured - Highly ImpactedWater Heat LE 55 GalCondensing Water Heater ≤ 55 GAL - EF 0.85Existing | Snohomish CountyManufactured - Highly ImpactedWater Heat LE 55 GalExisting | Snohomish County | Manufactured - Highly Impacted | Water Heat LE 55 Gal | 5 | Condensing Water Heater ≤ 55 GAL - EF 0.85 | Existing | 0.06877% | 0.06877% | 0.06877% | 0.06877% | 0.06877% | 0.06877% | 0.06877% | 0.06877% | 0.06877% | 0.06877% | 0.06877% | 0.06877% | 0.06877% | 0.06877% | 0.06877% | 0.06877% | 0.06877% | 0.06877% | 0.06877% | 0.06877% | 0.06877% | 0.06877% | 0.06877% | 0.06877% | 0.06877% | 0.06877% | 0.06877% | 0.06877%
Snohomish CountyManufactured - Highly Impacted | Snohomish CountyManufactured - Highly ImpactedWater Heat LE 55 Gal | Snohomish CountyManufactured - Highly ImpactedWater Heat LE 55 Gal5 | Snohomish CountyManufactured - Highly ImpactedWater Heat LE 55 Gal5New | Snohomish CountyManufactured - Highly ImpactedWater Heat LE 55 GalCondensing Water Heater ≤ 55 GAL - EF 0.85New | Snohomish CountyManufactured - Highly ImpactedWater Heat LE 55 GalNew | Snohomish County | Manufactured - Highly Impacted | Water Heat LE 55 Gal | 5 | Condensing Water Heater ≤ 55 GAL - EF 0.85 | New | 0.06877% | 0.06877% | 0.06877% | 0.06877% | 0.06877% | 0.06877% | 0.06877% | 0.06877% | 0.06877% | 0.06877% | 0.06877% | 0.06877% | 0.06877% | 0.06877% | 0.06877% | 0.06877% | 0.06877% | 0.06877% | 0.06877% | 0.06877% | 0.06877% | 0.06877% | 0.06877% | 0.06877% | 0.06877% | 0.06877% | 0.06877% | 0.06877%
Snohomish CountySingle Family | Snohomish CountySingle FamilyWater Heat LE 55 Gal | Snohomish CountySingle FamilyWater Heat LE 55 Gal6 | Snohomish CountySingle FamilyWater Heat LE 55 Gal6Existing | Snohomish CountySingle FamilyWater Heat LE 55 GalENERGY STAR Tankless Water Heater ≤ 55 GAL - EF 0.90Existing | Snohomish CountySingle FamilyWater Heat LE 55 GalExisting | Snohomish County | Single Family | Water Heat LE 55 Gal | 6 | ENERGY STAR Tankless Water Heater ≤ 55 GAL - EF 0.90 | Existing | 15.34% | 15.34% | 15.34% | 15.34% | 15.34% | 15.34% | 15.34% | 15.34% | 15.34% | 15.34% | 15.34% | 15.34% | 15.34% | 15.34% | 15.34% | 15.34% | 15.34% | 15.34% | 15.34% | 15.34% | 15.34% | 15.34% | 15.34% | 15.34% | 15.34% | 15.34% | 15.34% | 15.34%
Snohomish CountySingle Family | Snohomish CountySingle FamilyWater Heat LE 55 Gal | Snohomish CountySingle FamilyWater Heat LE 55 Gal6 | Snohomish CountySingle FamilyWater Heat LE 55 Gal6New | Snohomish CountySingle FamilyWater Heat LE 55 GalENERGY STAR Tankless Water Heater ≤ 55 GAL - EF 0.90New | Snohomish CountySingle FamilyWater Heat LE 55 GalNew | Snohomish County | Single Family | Water Heat LE 55 Gal | 6 | ENERGY STAR Tankless Water Heater ≤ 55 GAL - EF 0.90 | New | 15.34% | 15.34% | 15.34% | 15.34% | 15.34% | 15.34% | 15.34% | 15.34% | 15.34% | 15.34% | 15.34% | 15.34% | 15.34% | 15.34% | 15.34% | 15.34% | 15.34% | 15.34% | 15.34% | 15.34% | 15.34% | 15.34% | 15.34% | 15.34% | 15.34% | 15.34% | 15.34% | 15.34%
Snohomish CountySingle Family - Highly Impacted | Snohomish CountySingle Family - Highly ImpactedWater Heat LE 55 Gal | Snohomish CountySingle Family - Highly ImpactedWater Heat LE 55 Gal6 | Snohomish CountySingle Family - Highly ImpactedWater Heat LE 55 Gal6Existing | Snohomish CountySingle Family - Highly ImpactedWater Heat LE 55 GalENERGY STAR Tankless Water Heater ≤ 55 GAL - EF 0.90Existing | Snohomish CountySingle Family - Highly ImpactedWater Heat LE 55 GalExisting | Snohomish County | Single Family - Highly Impacted | Water Heat LE 55 Gal | 6 | ENERGY STAR Tankless Water Heater ≤ 55 GAL - EF 0.90 | Existing | 15.34% | 15.34% | 15.34% | 15.34% | 15.34% | 15.34% | 15.34% | 15.34% | 15.34% | 15.34% | 15.34% | 15.34% | 15.34% | 15.34% | 15.34% | 15.34% | 15.34% | 15.34% | 15.34% | 15.34% | 15.34% | 15.34% | 15.34% | 15.34% | 15.34% | 15.34% | 15.34% | 15.34%
Snohomish CountySingle Family - Highly Impacted | Snohomish CountySingle Family - Highly ImpactedWater Heat LE 55 Gal | Snohomish CountySingle Family - Highly ImpactedWater Heat LE 55 Gal6 | Snohomish CountySingle Family - Highly ImpactedWater Heat LE 55 Gal6New | Snohomish CountySingle Family - Highly ImpactedWater Heat LE 55 GalENERGY STAR Tankless Water Heater ≤ 55 GAL - EF 0.90New | Snohomish CountySingle Family - Highly ImpactedWater Heat LE 55 GalNew | Snohomish County | Single Family - Highly Impacted | Water Heat LE 55 Gal | 6 | ENERGY STAR Tankless Water Heater ≤ 55 GAL - EF 0.90 | New | 15.34% | 15.34% | 15.34% | 15.34% | 15.34% | 15.34% | 15.34% | 15.34% | 15.34% | 15.34% | 15.34% | 15.34% | 15.34% | 15.34% | 15.34% | 15.34% | 15.34% | 15.34% | 15.34% | 15.34% | 15.34% | 15.34% | 15.34% | 15.34% | 15.34% | 15.34% | 15.34% | 15.34%
Snohomish CountyMultifamily | Snohomish CountyMultifamilyWater Heat LE 55 Gal | Snohomish CountyMultifamilyWater Heat LE 55 Gal6 | Snohomish CountyMultifamilyWater Heat LE 55 Gal6Existing | Snohomish CountyMultifamilyWater Heat LE 55 GalENERGY STAR Tankless Water Heater ≤ 55 GAL - EF 0.90Existing | Snohomish CountyMultifamilyWater Heat LE 55 GalExisting | Snohomish County | Multifamily | Water Heat LE 55 Gal | 6 | ENERGY STAR Tankless Water Heater ≤ 55 GAL - EF 0.90 | Existing | 15.34% | 15.34% | 15.34% | 15.34% | 15.34% | 15.34% | 15.34% | 15.34% | 15.34% | 15.34% | 15.34% | 15.34% | 15.34% | 15.34% | 15.34% | 15.34% | 15.34% | 15.34% | 15.34% | 15.34% | 15.34% | 15.34% | 15.34% | 15.34% | 15.34% | 15.34% | 15.34% | 15.34%
Snohomish CountyMultifamily | Snohomish CountyMultifamilyWater Heat LE 55 Gal | Snohomish CountyMultifamilyWater Heat LE 55 Gal6 | Snohomish CountyMultifamilyWater Heat LE 55 Gal6New | Snohomish CountyMultifamilyWater Heat LE 55 GalENERGY STAR Tankless Water Heater ≤ 55 GAL - EF 0.90New | Snohomish CountyMultifamilyWater Heat LE 55 GalNew | Snohomish County | Multifamily | Water Heat LE 55 Gal | 6 | ENERGY STAR Tankless Water Heater ≤ 55 GAL - EF 0.90 | New | 15.34% | 15.34% | 15.34% | 15.34% | 15.34% | 15.34% | 15.34% | 15.34% | 15.34% | 15.34% | 15.34% | 15.34% | 15.34% | 15.34% | 15.34% | 15.34% | 15.34% | 15.34% | 15.34% | 15.34% | 15.34% | 15.34% | 15.34% | 15.34% | 15.34% | 15.34% | 15.34% | 15.34%
Snohomish CountyMultifamily - Highly Impacted | Snohomish CountyMultifamily - Highly ImpactedWater Heat LE 55 Gal | Snohomish CountyMultifamily - Highly ImpactedWater Heat LE 55 Gal6 | Snohomish CountyMultifamily - Highly ImpactedWater Heat LE 55 Gal6Existing | Snohomish CountyMultifamily - Highly ImpactedWater Heat LE 55 GalENERGY STAR Tankless Water Heater ≤ 55 GAL - EF 0.90Existing | Snohomish CountyMultifamily - Highly ImpactedWater Heat LE 55 GalExisting | Snohomish County | Multifamily - Highly Impacted | Water Heat LE 55 Gal | 6 | ENERGY STAR Tankless Water Heater ≤ 55 GAL - EF 0.90 | Existing | 15.34% | 15.34% | 15.34% | 15.34% | 15.34% | 15.34% | 15.34% | 15.34% | 15.34% | 15.34% | 15.34% | 15.34% | 15.34% | 15.34% | 15.34% | 15.34% | 15.34% | 15.34% | 15.34% | 15.34% | 15.34% | 15.34% | 15.34% | 15.34% | 15.34% | 15.34% | 15.34% | 15.34%
Snohomish CountyMultifamily - Highly Impacted | Snohomish CountyMultifamily - Highly ImpactedWater Heat LE 55 Gal | Snohomish CountyMultifamily - Highly ImpactedWater Heat LE 55 Gal6 | Snohomish CountyMultifamily - Highly ImpactedWater Heat LE 55 Gal6New | Snohomish CountyMultifamily - Highly ImpactedWater Heat LE 55 GalENERGY STAR Tankless Water Heater ≤ 55 GAL - EF 0.90New | Snohomish CountyMultifamily - Highly ImpactedWater Heat LE 55 GalNew | Snohomish County | Multifamily - Highly Impacted | Water Heat LE 55 Gal | 6 | ENERGY STAR Tankless Water Heater ≤ 55 GAL - EF 0.90 | New | 15.34% | 15.34% | 15.34% | 15.34% | 15.34% | 15.34% | 15.34% | 15.34% | 15.34% | 15.34% | 15.34% | 15.34% | 15.34% | 15.34% | 15.34% | 15.34% | 15.34% | 15.34% | 15.34% | 15.34% | 15.34% | 15.34% | 15.34% | 15.34% | 15.34% | 15.34% | 15.34% | 15.34%
Snohomish CountyManufactured | Snohomish CountyManufacturedWater Heat LE 55 Gal | Snohomish CountyManufacturedWater Heat LE 55 Gal6 | Snohomish CountyManufacturedWater Heat LE 55 Gal6Existing | Snohomish CountyManufacturedWater Heat LE 55 GalENERGY STAR Tankless Water Heater ≤ 55 GAL - EF 0.90Existing | Snohomish CountyManufacturedWater Heat LE 55 GalExisting | Snohomish County | Manufactured | Water Heat LE 55 Gal | 6 | ENERGY STAR Tankless Water Heater ≤ 55 GAL - EF 0.90 | Existing | 15.34% | 15.34% | 15.34% | 15.34% | 15.34% | 15.34% | 15.34% | 15.34% | 15.34% | 15.34% | 15.34% | 15.34% | 15.34% | 15.34% | 15.34% | 15.34% | 15.34% | 15.34% | 15.34% | 15.34% | 15.34% | 15.34% | 15.34% | 15.34% | 15.34% | 15.34% | 15.34% | 15.34%
Snohomish CountyManufactured | Snohomish CountyManufacturedWater Heat LE 55 Gal | Snohomish CountyManufacturedWater Heat LE 55 Gal6 | Snohomish CountyManufacturedWater Heat LE 55 Gal6New | Snohomish CountyManufacturedWater Heat LE 55 GalENERGY STAR Tankless Water Heater ≤ 55 GAL - EF 0.90New | Snohomish CountyManufacturedWater Heat LE 55 GalNew | Snohomish County | Manufactured | Water Heat LE 55 Gal | 6 | ENERGY STAR Tankless Water Heater ≤ 55 GAL - EF 0.90 | New | 15.34% | 15.34% | 15.34% | 15.34% | 15.34% | 15.34% | 15.34% | 15.34% | 15.34% | 15.34% | 15.34% | 15.34% | 15.34% | 15.34% | 15.34% | 15.34% | 15.34% | 15.34% | 15.34% | 15.34% | 15.34% | 15.34% | 15.34% | 15.34% | 15.34% | 15.34% | 15.34% | 15.34%
Snohomish CountyManufactured - Highly Impacted | Snohomish CountyManufactured - Highly ImpactedWater Heat LE 55 Gal | Snohomish CountyManufactured - Highly ImpactedWater Heat LE 55 Gal6 | Snohomish CountyManufactured - Highly ImpactedWater Heat LE 55 Gal6Existing | Snohomish CountyManufactured - Highly ImpactedWater Heat LE 55 GalENERGY STAR Tankless Water Heater ≤ 55 GAL - EF 0.90Existing | Snohomish CountyManufactured - Highly ImpactedWater Heat LE 55 GalExisting | Snohomish County | Manufactured - Highly Impacted | Water Heat LE 55 Gal | 6 | ENERGY STAR Tankless Water Heater ≤ 55 GAL - EF 0.90 | Existing | 15.34% | 15.34% | 15.34% | 15.34% | 15.34% | 15.34% | 15.34% | 15.34% | 15.34% | 15.34% | 15.34% | 15.34% | 15.34% | 15.34% | 15.34% | 15.34% | 15.34% | 15.34% | 15.34% | 15.34% | 15.34% | 15.34% | 15.34% | 15.34% | 15.34% | 15.34% | 15.34% | 15.34%
Snohomish CountyManufactured - Highly Impacted | Snohomish CountyManufactured - Highly ImpactedWater Heat LE 55 Gal | Snohomish CountyManufactured - Highly ImpactedWater Heat LE 55 Gal6 | Snohomish CountyManufactured - Highly ImpactedWater Heat LE 55 Gal6New | Snohomish CountyManufactured - Highly ImpactedWater Heat LE 55 GalENERGY STAR Tankless Water Heater ≤ 55 GAL - EF 0.90New | Snohomish CountyManufactured - Highly ImpactedWater Heat LE 55 GalNew | Snohomish County | Manufactured - Highly Impacted | Water Heat LE 55 Gal | 6 | ENERGY STAR Tankless Water Heater ≤ 55 GAL - EF 0.90 | New | 15.34% | 15.34% | 15.34% | 15.34% | 15.34% | 15.34% | 15.34% | 15.34% | 15.34% | 15.34% | 15.34% | 15.34% | 15.34% | 15.34% | 15.34% | 15.34% | 15.34% | 15.34% | 15.34% | 15.34% | 15.34% | 15.34% | 15.34% | 15.34% | 15.34% | 15.34% | 15.34% | 15.34%
Snohomish CountySingle Family | Snohomish CountySingle FamilyWater Heat GT 55 Gal | Snohomish CountySingle FamilyWater Heat GT 55 Gal1 | Snohomish CountySingle FamilyWater Heat GT 55 Gal1Existing | Snohomish CountySingle FamilyWater Heat GT 55 GalBelow Standard Water Heater > 55 GAL - EF 0.52Existing | Snohomish CountySingle FamilyWater Heat GT 55 GalExisting | Snohomish County | Single Family | Water Heat GT 55 Gal | 1 | Below Standard Water Heater > 55 GAL - EF 0.52 | Existing | bar: 2023 to 2050
Snohomish CountySingle Family | Snohomish CountySingle FamilyWater Heat GT 55 Gal | Snohomish CountySingle FamilyWater Heat GT 55 Gal1 | Snohomish CountySingle FamilyWater Heat GT 55 Gal1New | Snohomish CountySingle FamilyWater Heat GT 55 GalBelow Standard Water Heater > 55 GAL - EF 0.52New | Snohomish CountySingle FamilyWater Heat GT 55 GalNew | Snohomish County | Single Family | Water Heat GT 55 Gal | 1 | Below Standard Water Heater > 55 GAL - EF 0.52 | New | bar: 2023 to 2050
Snohomish CountySingle Family - Highly Impacted | Snohomish CountySingle Family - Highly ImpactedWater Heat GT 55 Gal | Snohomish CountySingle Family - Highly ImpactedWater Heat GT 55 Gal1 | Snohomish CountySingle Family - Highly ImpactedWater Heat GT 55 Gal1Existing | Snohomish CountySingle Family - Highly ImpactedWater Heat GT 55 GalBelow Standard Water Heater > 55 GAL - EF 0.52Existing | Snohomish CountySingle Family - Highly ImpactedWater Heat GT 55 GalExisting | Snohomish County | Single Family - Highly Impacted | Water Heat GT 55 Gal | 1 | Below Standard Water Heater > 55 GAL - EF 0.52 | Existing | bar: 2023 to 2050
Snohomish CountySingle Family - Highly Impacted | Snohomish CountySingle Family - Highly ImpactedWater Heat GT 55 Gal | Snohomish CountySingle Family - Highly ImpactedWater Heat GT 55 Gal1 | Snohomish CountySingle Family - Highly ImpactedWater Heat GT 55 Gal1New | Snohomish CountySingle Family - Highly ImpactedWater Heat GT 55 GalBelow Standard Water Heater > 55 GAL - EF 0.52New | Snohomish CountySingle Family - Highly ImpactedWater Heat GT 55 GalNew | Snohomish County | Single Family - Highly Impacted | Water Heat GT 55 Gal | 1 | Below Standard Water Heater > 55 GAL - EF 0.52 | New | bar: 2023 to 2050
Snohomish CountyMultifamily | Snohomish CountyMultifamilyWater Heat GT 55 Gal | Snohomish CountyMultifamilyWater Heat GT 55 Gal1 | Snohomish CountyMultifamilyWater Heat GT 55 Gal1Existing | Snohomish CountyMultifamilyWater Heat GT 55 GalBelow Standard Water Heater > 55 GAL - EF 0.52Existing | Snohomish CountyMultifamilyWater Heat GT 55 GalExisting | Snohomish County | Multifamily | Water Heat GT 55 Gal | 1 | Below Standard Water Heater > 55 GAL - EF 0.52 | Existing | bar: 2023 to 2050
Snohomish CountyMultifamily | Snohomish CountyMultifamilyWater Heat GT 55 Gal | Snohomish CountyMultifamilyWater Heat GT 55 Gal1 | Snohomish CountyMultifamilyWater Heat GT 55 Gal1New | Snohomish CountyMultifamilyWater Heat GT 55 GalBelow Standard Water Heater > 55 GAL - EF 0.52New | Snohomish CountyMultifamilyWater Heat GT 55 GalNew | Snohomish County | Multifamily | Water Heat GT 55 Gal | 1 | Below Standard Water Heater > 55 GAL - EF 0.52 | New | bar: 2023 to 2050
Snohomish CountyMultifamily - Highly Impacted | Snohomish CountyMultifamily - Highly ImpactedWater Heat GT 55 Gal | Snohomish CountyMultifamily - Highly ImpactedWater Heat GT 55 Gal1 | Snohomish CountyMultifamily - Highly ImpactedWater Heat GT 55 Gal1Existing | Snohomish CountyMultifamily - Highly ImpactedWater Heat GT 55 GalBelow Standard Water Heater > 55 GAL - EF 0.52Existing | Snohomish CountyMultifamily - Highly ImpactedWater Heat GT 55 GalExisting | Snohomish County | Multifamily - Highly Impacted | Water Heat GT 55 Gal | 1 | Below Standard Water Heater > 55 GAL - EF 0.52 | Existing | bar: 2023 to 2050
Snohomish CountyMultifamily - Highly Impacted | Snohomish CountyMultifamily - Highly ImpactedWater Heat GT 55 Gal | Snohomish CountyMultifamily - Highly ImpactedWater Heat GT 55 Gal1 | Snohomish CountyMultifamily - Highly ImpactedWater Heat GT 55 Gal1New | Snohomish CountyMultifamily - Highly ImpactedWater Heat GT 55 GalBelow Standard Water Heater > 55 GAL - EF 0.52New | Snohomish CountyMultifamily - Highly ImpactedWater Heat GT 55 GalNew | Snohomish County | Multifamily - Highly Impacted | Water Heat GT 55 Gal | 1 | Below Standard Water Heater > 55 GAL - EF 0.52 | New | bar: 2023 to 2050
Snohomish CountyManufactured | Snohomish CountyManufacturedWater Heat GT 55 Gal | Snohomish CountyManufacturedWater Heat GT 55 Gal1 | Snohomish CountyManufacturedWater Heat GT 55 Gal1Existing | Snohomish CountyManufacturedWater Heat GT 55 GalBelow Standard Water Heater > 55 GAL - EF 0.52Existing | Snohomish CountyManufacturedWater Heat GT 55 GalExisting | Snohomish County | Manufactured | Water Heat GT 55 Gal | 1 | Below Standard Water Heater > 55 GAL - EF 0.52 | Existing | bar: 2023 to 2050
Snohomish CountyManufactured | Snohomish CountyManufacturedWater Heat GT 55 Gal | Snohomish CountyManufacturedWater Heat GT 55 Gal1 | Snohomish CountyManufacturedWater Heat GT 55 Gal1New | Snohomish CountyManufacturedWater Heat GT 55 GalBelow Standard Water Heater > 55 GAL - EF 0.52New | Snohomish CountyManufacturedWater Heat GT 55 GalNew | Snohomish County | Manufactured | Water Heat GT 55 Gal | 1 | Below Standard Water Heater > 55 GAL - EF 0.52 | New | bar: 2023 to 2050
Snohomish CountyManufactured - Highly Impacted | Snohomish CountyManufactured - Highly ImpactedWater Heat GT 55 Gal | Snohomish CountyManufactured - Highly ImpactedWater Heat GT 55 Gal1 | Snohomish CountyManufactured - Highly ImpactedWater Heat GT 55 Gal1Existing | Snohomish CountyManufactured - Highly ImpactedWater Heat GT 55 GalBelow Standard Water Heater > 55 GAL - EF 0.52Existing | Snohomish CountyManufactured - Highly ImpactedWater Heat GT 55 GalExisting | Snohomish County | Manufactured - Highly Impacted | Water Heat GT 55 Gal | 1 | Below Standard Water Heater > 55 GAL - EF 0.52 | Existing | bar: 2023 to 2050
Snohomish CountyManufactured - Highly Impacted | Snohomish CountyManufactured - Highly ImpactedWater Heat GT 55 Gal | Snohomish CountyManufactured - Highly ImpactedWater Heat GT 55 Gal1 | Snohomish CountyManufactured - Highly ImpactedWater Heat GT 55 Gal1New | Snohomish CountyManufactured - Highly ImpactedWater Heat GT 55 GalBelow Standard Water Heater > 55 GAL - EF 0.52New | Snohomish CountyManufactured - Highly ImpactedWater Heat GT 55 GalNew | Snohomish County | Manufactured - Highly Impacted | Water Heat GT 55 Gal | 1 | Below Standard Water Heater > 55 GAL - EF 0.52 | New | bar: 2023 to 2050
Snohomish CountySingle Family | Snohomish CountySingle FamilyWater Heat GT 55 Gal | Snohomish CountySingle FamilyWater Heat GT 55 Gal2 | Snohomish CountySingle FamilyWater Heat GT 55 Gal2Existing | Snohomish CountySingle FamilyWater Heat GT 55 GalFederal Standard 2015 Condensing Water Heater > 55 GAL - EF 0.74Existing | Snohomish CountySingle FamilyWater Heat GT 55 GalExisting | Snohomish County | Single Family | Water Heat GT 55 Gal | 2 | Federal Standard 2015 Condensing Water Heater > 55 GAL - EF 0.74 | Existing | 100% | 100% | 100% | 100% | 100% | 100% | 100% | 100% | 100% | 100% | 100% | 100% | 100% | 100% | 100% | 100% | 100% | 100% | 100% | 100% | 100% | 100% | 100% | 100% | 100% | 100% | 100% | 100%
Snohomish CountySingle Family | Snohomish CountySingle FamilyWater Heat GT 55 Gal | Snohomish CountySingle FamilyWater Heat GT 55 Gal2 | Snohomish CountySingle FamilyWater Heat GT 55 Gal2New | Snohomish CountySingle FamilyWater Heat GT 55 GalFederal Standard 2015 Condensing Water Heater > 55 GAL - EF 0.74New | Snohomish CountySingle FamilyWater Heat GT 55 GalNew | Snohomish County | Single Family | Water Heat GT 55 Gal | 2 | Federal Standard 2015 Condensing Water Heater > 55 GAL - EF 0.74 | New | 100% | 100% | 100% | 100% | 100% | 100% | 100% | 100% | 100% | 100% | 100% | 100% | 100% | 100% | 100% | 100% | 100% | 100% | 100% | 100% | 100% | 100% | 100% | 100% | 100% | 100% | 100% | 100%
Snohomish CountySingle Family - Highly Impacted | Snohomish CountySingle Family - Highly ImpactedWater Heat GT 55 Gal | Snohomish CountySingle Family - Highly ImpactedWater Heat GT 55 Gal2 | Snohomish CountySingle Family - Highly ImpactedWater Heat GT 55 Gal2Existing | Snohomish CountySingle Family - Highly ImpactedWater Heat GT 55 GalFederal Standard 2015 Condensing Water Heater > 55 GAL - EF 0.74Existing | Snohomish CountySingle Family - Highly ImpactedWater Heat GT 55 GalExisting | Snohomish County | Single Family - Highly Impacted | Water Heat GT 55 Gal | 2 | Federal Standard 2015 Condensing Water Heater > 55 GAL - EF 0.74 | Existing | 100% | 100% | 100% | 100% | 100% | 100% | 100% | 100% | 100% | 100% | 100% | 100% | 100% | 100% | 100% | 100% | 100% | 100% | 100% | 100% | 100% | 100% | 100% | 100% | 100% | 100% | 100% | 100%
Snohomish CountySingle Family - Highly Impacted | Snohomish CountySingle Family - Highly ImpactedWater Heat GT 55 Gal | Snohomish CountySingle Family - Highly ImpactedWater Heat GT 55 Gal2 | Snohomish CountySingle Family - Highly ImpactedWater Heat GT 55 Gal2New | Snohomish CountySingle Family - Highly ImpactedWater Heat GT 55 GalFederal Standard 2015 Condensing Water Heater > 55 GAL - EF 0.74New | Snohomish CountySingle Family - Highly ImpactedWater Heat GT 55 GalNew | Snohomish County | Single Family - Highly Impacted | Water Heat GT 55 Gal | 2 | Federal Standard 2015 Condensing Water Heater > 55 GAL - EF 0.74 | New | 100% | 100% | 100% | 100% | 100% | 100% | 100% | 100% | 100% | 100% | 100% | 100% | 100% | 100% | 100% | 100% | 100% | 100% | 100% | 100% | 100% | 100% | 100% | 100% | 100% | 100% | 100% | 100%
Snohomish CountyMultifamily | Snohomish CountyMultifamilyWater Heat GT 55 Gal | Snohomish CountyMultifamilyWater Heat GT 55 Gal2 | Snohomish CountyMultifamilyWater Heat GT 55 Gal2Existing | Snohomish CountyMultifamilyWater Heat GT 55 GalFederal Standard 2015 Condensing Water Heater > 55 GAL - EF 0.74Existing | Snohomish CountyMultifamilyWater Heat GT 55 GalExisting | Snohomish County | Multifamily | Water Heat GT 55 Gal | 2 | Federal Standard 2015 Condensing Water Heater > 55 GAL - EF 0.74 | Existing | 100% | 100% | 100% | 100% | 100% | 100% | 100% | 100% | 100% | 100% | 100% | 100% | 100% | 100% | 100% | 100% | 100% | 100% | 100% | 100% | 100% | 100% | 100% | 100% | 100% | 100% | 100% | 100%
Snohomish CountyMultifamily | Snohomish CountyMultifamilyWater Heat GT 55 Gal | Snohomish CountyMultifamilyWater Heat GT 55 Gal2 | Snohomish CountyMultifamilyWater Heat GT 55 Gal2New | Snohomish CountyMultifamilyWater Heat GT 55 GalFederal Standard 2015 Condensing Water Heater > 55 GAL - EF 0.74New | Snohomish CountyMultifamilyWater Heat GT 55 GalNew | Snohomish County | Multifamily | Water Heat GT 55 Gal | 2 | Federal Standard 2015 Condensing Water Heater > 55 GAL - EF 0.74 | New | 100% | 100% | 100% | 100% | 100% | 100% | 100% | 100% | 100% | 100% | 100% | 100% | 100% | 100% | 100% | 100% | 100% | 100% | 100% | 100% | 100% | 100% | 100% | 100% | 100% | 100% | 100% | 100%
Snohomish CountyMultifamily - Highly Impacted | Snohomish CountyMultifamily - Highly ImpactedWater Heat GT 55 Gal | Snohomish CountyMultifamily - Highly ImpactedWater Heat GT 55 Gal2 | Snohomish CountyMultifamily - Highly ImpactedWater Heat GT 55 Gal2Existing | Snohomish CountyMultifamily - Highly ImpactedWater Heat GT 55 GalFederal Standard 2015 Condensing Water Heater > 55 GAL - EF 0.74Existing | Snohomish CountyMultifamily - Highly ImpactedWater Heat GT 55 GalExisting | Snohomish County | Multifamily - Highly Impacted | Water Heat GT 55 Gal | 2 | Federal Standard 2015 Condensing Water Heater > 55 GAL - EF 0.74 | Existing | 100% | 100% | 100% | 100% | 100% | 100% | 100% | 100% | 100% | 100% | 100% | 100% | 100% | 100% | 100% | 100% | 100% | 100% | 100% | 100% | 100% | 100% | 100% | 100% | 100% | 100% | 100% | 100%
Snohomish CountyMultifamily - Highly Impacted | Snohomish CountyMultifamily - Highly ImpactedWater Heat GT 55 Gal | Snohomish CountyMultifamily - Highly ImpactedWater Heat GT 55 Gal2 | Snohomish CountyMultifamily - Highly ImpactedWater Heat GT 55 Gal2New | Snohomish CountyMultifamily - Highly ImpactedWater Heat GT 55 GalFederal Standard 2015 Condensing Water Heater > 55 GAL - EF 0.74New | Snohomish CountyMultifamily - Highly ImpactedWater Heat GT 55 GalNew | Snohomish County | Multifamily - Highly Impacted | Water Heat GT 55 Gal | 2 | Federal Standard 2015 Condensing Water Heater > 55 GAL - EF 0.74 | New | 100% | 100% | 100% | 100% | 100% | 100% | 100% | 100% | 100% | 100% | 100% | 100% | 100% | 100% | 100% | 100% | 100% | 100% | 100% | 100% | 100% | 100% | 100% | 100% | 100% | 100% | 100% | 100%
Snohomish CountyManufactured | Snohomish CountyManufacturedWater Heat GT 55 Gal | Snohomish CountyManufacturedWater Heat GT 55 Gal2 | Snohomish CountyManufacturedWater Heat GT 55 Gal2Existing | Snohomish CountyManufacturedWater Heat GT 55 GalFederal Standard 2015 Condensing Water Heater > 55 GAL - EF 0.74Existing | Snohomish CountyManufacturedWater Heat GT 55 GalExisting | Snohomish County | Manufactured | Water Heat GT 55 Gal | 2 | Federal Standard 2015 Condensing Water Heater > 55 GAL - EF 0.74 | Existing | 100% | 100% | 100% | 100% | 100% | 100% | 100% | 100% | 100% | 100% | 100% | 100% | 100% | 100% | 100% | 100% | 100% | 100% | 100% | 100% | 100% | 100% | 100% | 100% | 100% | 100% | 100% | 100%
Snohomish CountyManufactured | Snohomish CountyManufacturedWater Heat GT 55 Gal | Snohomish CountyManufacturedWater Heat GT 55 Gal2 | Snohomish CountyManufacturedWater Heat GT 55 Gal2New | Snohomish CountyManufacturedWater Heat GT 55 GalFederal Standard 2015 Condensing Water Heater > 55 GAL - EF 0.74New | Snohomish CountyManufacturedWater Heat GT 55 GalNew | Snohomish County | Manufactured | Water Heat GT 55 Gal | 2 | Federal Standard 2015 Condensing Water Heater > 55 GAL - EF 0.74 | New | 100% | 100% | 100% | 100% | 100% | 100% | 100% | 100% | 100% | 100% | 100% | 100% | 100% | 100% | 100% | 100% | 100% | 100% | 100% | 100% | 100% | 100% | 100% | 100% | 100% | 100% | 100% | 100%
Snohomish CountyManufactured - Highly Impacted | Snohomish CountyManufactured - Highly ImpactedWater Heat GT 55 Gal | Snohomish CountyManufactured - Highly ImpactedWater Heat GT 55 Gal2 | Snohomish CountyManufactured - Highly ImpactedWater Heat GT 55 Gal2Existing | Snohomish CountyManufactured - Highly ImpactedWater Heat GT 55 GalFederal Standard 2015 Condensing Water Heater > 55 GAL - EF 0.74Existing | Snohomish CountyManufactured - Highly ImpactedWater Heat GT 55 GalExisting | Snohomish County | Manufactured - Highly Impacted | Water Heat GT 55 Gal | 2 | Federal Standard 2015 Condensing Water Heater > 55 GAL - EF 0.74 | Existing | 100% | 100% | 100% | 100% | 100% | 100% | 100% | 100% | 100% | 100% | 100% | 100% | 100% | 100% | 100% | 100% | 100% | 100% | 100% | 100% | 100% | 100% | 100% | 100% | 100% | 100% | 100% | 100%
Snohomish CountyManufactured - Highly Impacted | Snohomish CountyManufactured - Highly ImpactedWater Heat GT 55 Gal | Snohomish CountyManufactured - Highly ImpactedWater Heat GT 55 Gal2 | Snohomish CountyManufactured - Highly ImpactedWater Heat GT 55 Gal2New | Snohomish CountyManufactured - Highly ImpactedWater Heat GT 55 GalFederal Standard 2015 Condensing Water Heater > 55 GAL - EF 0.74New | Snohomish CountyManufactured - Highly ImpactedWater Heat GT 55 GalNew | Snohomish County | Manufactured - Highly Impacted | Water Heat GT 55 Gal | 2 | Federal Standard 2015 Condensing Water Heater > 55 GAL - EF 0.74 | New | 100% | 100% | 100% | 100% | 100% | 100% | 100% | 100% | 100% | 100% | 100% | 100% | 100% | 100% | 100% | 100% | 100% | 100% | 100% | 100% | 100% | 100% | 100% | 100% | 100% | 100% | 100% | 100%
Snohomish CountySingle Family | Snohomish CountySingle FamilyWater Heat GT 55 Gal | Snohomish CountySingle FamilyWater Heat GT 55 Gal3 | Snohomish CountySingle FamilyWater Heat GT 55 Gal3Existing | Snohomish CountySingle FamilyWater Heat GT 55 GalMarket Standard Water Heater > 55 GALExisting | Snohomish CountySingle FamilyWater Heat GT 55 GalExisting | Snohomish County | Single Family | Water Heat GT 55 Gal | 3 | Market Standard Water Heater > 55 GAL | Existing | bar: 2023 to 2050
Snohomish CountySingle Family | Snohomish CountySingle FamilyWater Heat GT 55 Gal | Snohomish CountySingle FamilyWater Heat GT 55 Gal3 | Snohomish CountySingle FamilyWater Heat GT 55 Gal3New | Snohomish CountySingle FamilyWater Heat GT 55 GalMarket Standard Water Heater > 55 GALNew | Snohomish CountySingle FamilyWater Heat GT 55 GalNew | Snohomish County | Single Family | Water Heat GT 55 Gal | 3 | Market Standard Water Heater > 55 GAL | New | bar: 2023 to 2050
Snohomish CountySingle Family - Highly Impacted | Snohomish CountySingle Family - Highly ImpactedWater Heat GT 55 Gal | Snohomish CountySingle Family - Highly ImpactedWater Heat GT 55 Gal3 | Snohomish CountySingle Family - Highly ImpactedWater Heat GT 55 Gal3Existing | Snohomish CountySingle Family - Highly ImpactedWater Heat GT 55 GalMarket Standard Water Heater > 55 GALExisting | Snohomish CountySingle Family - Highly ImpactedWater Heat GT 55 GalExisting | Snohomish County | Single Family - Highly Impacted | Water Heat GT 55 Gal | 3 | Market Standard Water Heater > 55 GAL | Existing | bar: 2023 to 2050
Snohomish CountySingle Family - Highly Impacted | Snohomish CountySingle Family - Highly ImpactedWater Heat GT 55 Gal | Snohomish CountySingle Family - Highly ImpactedWater Heat GT 55 Gal3 | Snohomish CountySingle Family - Highly ImpactedWater Heat GT 55 Gal3New | Snohomish CountySingle Family - Highly ImpactedWater Heat GT 55 GalMarket Standard Water Heater > 55 GALNew | Snohomish CountySingle Family - Highly ImpactedWater Heat GT 55 GalNew | Snohomish County | Single Family - Highly Impacted | Water Heat GT 55 Gal | 3 | Market Standard Water Heater > 55 GAL | New | bar: 2023 to 2050
Snohomish CountyMultifamily | Snohomish CountyMultifamilyWater Heat GT 55 Gal | Snohomish CountyMultifamilyWater Heat GT 55 Gal3 | Snohomish CountyMultifamilyWater Heat GT 55 Gal3Existing | Snohomish CountyMultifamilyWater Heat GT 55 GalMarket Standard Water Heater > 55 GALExisting | Snohomish CountyMultifamilyWater Heat GT 55 GalExisting | Snohomish County | Multifamily | Water Heat GT 55 Gal | 3 | Market Standard Water Heater > 55 GAL | Existing | bar: 2023 to 2050
Snohomish CountyMultifamily | Snohomish CountyMultifamilyWater Heat GT 55 Gal | Snohomish CountyMultifamilyWater Heat GT 55 Gal3 | Snohomish CountyMultifamilyWater Heat GT 55 Gal3New | Snohomish CountyMultifamilyWater Heat GT 55 GalMarket Standard Water Heater > 55 GALNew | Snohomish CountyMultifamilyWater Heat GT 55 GalNew | Snohomish County | Multifamily | Water Heat GT 55 Gal | 3 | Market Standard Water Heater > 55 GAL | New | bar: 2023 to 2050
Snohomish CountyMultifamily - Highly Impacted | Snohomish CountyMultifamily - Highly ImpactedWater Heat GT 55 Gal | Snohomish CountyMultifamily - Highly ImpactedWater Heat GT 55 Gal3 | Snohomish CountyMultifamily - Highly ImpactedWater Heat GT 55 Gal3Existing | Snohomish CountyMultifamily - Highly ImpactedWater Heat GT 55 GalMarket Standard Water Heater > 55 GALExisting | Snohomish CountyMultifamily - Highly ImpactedWater Heat GT 55 GalExisting | Snohomish County | Multifamily - Highly Impacted | Water Heat GT 55 Gal | 3 | Market Standard Water Heater > 55 GAL | Existing | bar: 2023 to 2050
Snohomish CountyMultifamily - Highly Impacted | Snohomish CountyMultifamily - Highly ImpactedWater Heat GT 55 Gal | Snohomish CountyMultifamily - Highly ImpactedWater Heat GT 55 Gal3 | Snohomish CountyMultifamily - Highly ImpactedWater Heat GT 55 Gal3New | Snohomish CountyMultifamily - Highly ImpactedWater Heat GT 55 GalMarket Standard Water Heater > 55 GALNew | Snohomish CountyMultifamily - Highly ImpactedWater Heat GT 55 GalNew | Snohomish County | Multifamily - Highly Impacted | Water Heat GT 55 Gal | 3 | Market Standard Water Heater > 55 GAL | New | bar: 2023 to 2050
Snohomish CountyManufactured | Snohomish CountyManufacturedWater Heat GT 55 Gal | Snohomish CountyManufacturedWater Heat GT 55 Gal3 | Snohomish CountyManufacturedWater Heat GT 55 Gal3Existing | Snohomish CountyManufacturedWater Heat GT 55 GalMarket Standard Water Heater > 55 GALExisting | Snohomish CountyManufacturedWater Heat GT 55 GalExisting | Snohomish County | Manufactured | Water Heat GT 55 Gal | 3 | Market Standard Water Heater > 55 GAL | Existing | bar: 2023 to 2050
Snohomish CountyManufactured | Snohomish CountyManufacturedWater Heat GT 55 Gal | Snohomish CountyManufacturedWater Heat GT 55 Gal3 | Snohomish CountyManufacturedWater Heat GT 55 Gal3New | Snohomish CountyManufacturedWater Heat GT 55 GalMarket Standard Water Heater > 55 GALNew | Snohomish CountyManufacturedWater Heat GT 55 GalNew | Snohomish County | Manufactured | Water Heat GT 55 Gal | 3 | Market Standard Water Heater > 55 GAL | New | bar: 2023 to 2050
Snohomish CountyManufactured - Highly Impacted | Snohomish CountyManufactured - Highly ImpactedWater Heat GT 55 Gal | Snohomish CountyManufactured - Highly ImpactedWater Heat GT 55 Gal3 | Snohomish CountyManufactured - Highly ImpactedWater Heat GT 55 Gal3Existing | Snohomish CountyManufactured - Highly ImpactedWater Heat GT 55 GalMarket Standard Water Heater > 55 GALExisting | Snohomish CountyManufactured - Highly ImpactedWater Heat GT 55 GalExisting | Snohomish County | Manufactured - Highly Impacted | Water Heat GT 55 Gal | 3 | Market Standard Water Heater > 55 GAL | Existing | bar: 2023 to 2050
Snohomish CountyManufactured - Highly Impacted | Snohomish CountyManufactured - Highly ImpactedWater Heat GT 55 Gal | Snohomish CountyManufactured - Highly ImpactedWater Heat GT 55 Gal3 | Snohomish CountyManufactured - Highly ImpactedWater Heat GT 55 Gal3New | Snohomish CountyManufactured - Highly ImpactedWater Heat GT 55 GalMarket Standard Water Heater > 55 GALNew | Snohomish CountyManufactured - Highly ImpactedWater Heat GT 55 GalNew | Snohomish County | Manufactured - Highly Impacted | Water Heat GT 55 Gal | 3 | Market Standard Water Heater > 55 GAL | New | bar: 2023 to 2050
Snohomish CountySingle Family | Snohomish CountySingle FamilyWater Heat GT 55 Gal | Snohomish CountySingle FamilyWater Heat GT 55 Gal4 | Snohomish CountySingle FamilyWater Heat GT 55 Gal4Existing | Snohomish CountySingle FamilyWater Heat GT 55 GalENERGY STAR Condensing Water Heater > 55 GAL - EF 0.77Existing | Snohomish CountySingle FamilyWater Heat GT 55 GalExisting | Snohomish County | Single Family | Water Heat GT 55 Gal | 4 | ENERGY STAR Condensing Water Heater > 55 GAL - EF 0.77 | Existing | bar: 2023 to 2050
Snohomish CountySingle Family | Snohomish CountySingle FamilyWater Heat GT 55 Gal | Snohomish CountySingle FamilyWater Heat GT 55 Gal4 | Snohomish CountySingle FamilyWater Heat GT 55 Gal4New | Snohomish CountySingle FamilyWater Heat GT 55 GalENERGY STAR Condensing Water Heater > 55 GAL - EF 0.77New | Snohomish CountySingle FamilyWater Heat GT 55 GalNew | Snohomish County | Single Family | Water Heat GT 55 Gal | 4 | ENERGY STAR Condensing Water Heater > 55 GAL - EF 0.77 | New | bar: 2023 to 2050
Snohomish CountySingle Family - Highly Impacted | Snohomish CountySingle Family - Highly ImpactedWater Heat GT 55 Gal | Snohomish CountySingle Family - Highly ImpactedWater Heat GT 55 Gal4 | Snohomish CountySingle Family - Highly ImpactedWater Heat GT 55 Gal4Existing | Snohomish CountySingle Family - Highly ImpactedWater Heat GT 55 GalENERGY STAR Condensing Water Heater > 55 GAL - EF 0.77Existing | Snohomish CountySingle Family - Highly ImpactedWater Heat GT 55 GalExisting | Snohomish County | Single Family - Highly Impacted | Water Heat GT 55 Gal | 4 | ENERGY STAR Condensing Water Heater > 55 GAL - EF 0.77 | Existing | bar: 2023 to 2050
Snohomish CountySingle Family - Highly Impacted | Snohomish CountySingle Family - Highly ImpactedWater Heat GT 55 Gal | Snohomish CountySingle Family - Highly ImpactedWater Heat GT 55 Gal4 | Snohomish CountySingle Family - Highly ImpactedWater Heat GT 55 Gal4New | Snohomish CountySingle Family - Highly ImpactedWater Heat GT 55 GalENERGY STAR Condensing Water Heater > 55 GAL - EF 0.77New | Snohomish CountySingle Family - Highly ImpactedWater Heat GT 55 GalNew | Snohomish County | Single Family - Highly Impacted | Water Heat GT 55 Gal | 4 | ENERGY STAR Condensing Water Heater > 55 GAL - EF 0.77 | New | bar: 2023 to 2050
Snohomish CountyMultifamily | Snohomish CountyMultifamilyWater Heat GT 55 Gal | Snohomish CountyMultifamilyWater Heat GT 55 Gal4 | Snohomish CountyMultifamilyWater Heat GT 55 Gal4Existing | Snohomish CountyMultifamilyWater Heat GT 55 GalENERGY STAR Condensing Water Heater > 55 GAL - EF 0.77Existing | Snohomish CountyMultifamilyWater Heat GT 55 GalExisting | Snohomish County | Multifamily | Water Heat GT 55 Gal | 4 | ENERGY STAR Condensing Water Heater > 55 GAL - EF 0.77 | Existing | bar: 2023 to 2050
Snohomish CountyMultifamily | Snohomish CountyMultifamilyWater Heat GT 55 Gal | Snohomish CountyMultifamilyWater Heat GT 55 Gal4 | Snohomish CountyMultifamilyWater Heat GT 55 Gal4New | Snohomish CountyMultifamilyWater Heat GT 55 GalENERGY STAR Condensing Water Heater > 55 GAL - EF 0.77New | Snohomish CountyMultifamilyWater Heat GT 55 GalNew | Snohomish County | Multifamily | Water Heat GT 55 Gal | 4 | ENERGY STAR Condensing Water Heater > 55 GAL - EF 0.77 | New | bar: 2023 to 2050
Snohomish CountyMultifamily - Highly Impacted | Snohomish CountyMultifamily - Highly ImpactedWater Heat GT 55 Gal | Snohomish CountyMultifamily - Highly ImpactedWater Heat GT 55 Gal4 | Snohomish CountyMultifamily - Highly ImpactedWater Heat GT 55 Gal4Existing | Snohomish CountyMultifamily - Highly ImpactedWater Heat GT 55 GalENERGY STAR Condensing Water Heater > 55 GAL - EF 0.77Existing | Snohomish CountyMultifamily - Highly ImpactedWater Heat GT 55 GalExisting | Snohomish County | Multifamily - Highly Impacted | Water Heat GT 55 Gal | 4 | ENERGY STAR Condensing Water Heater > 55 GAL - EF 0.77 | Existing | bar: 2023 to 2050
Snohomish CountyMultifamily - Highly Impacted | Snohomish CountyMultifamily - Highly ImpactedWater Heat GT 55 Gal | Snohomish CountyMultifamily - Highly ImpactedWater Heat GT 55 Gal4 | Snohomish CountyMultifamily - Highly ImpactedWater Heat GT 55 Gal4New | Snohomish CountyMultifamily - Highly ImpactedWater Heat GT 55 GalENERGY STAR Condensing Water Heater > 55 GAL - EF 0.77New | Snohomish CountyMultifamily - Highly ImpactedWater Heat GT 55 GalNew | Snohomish County | Multifamily - Highly Impacted | Water Heat GT 55 Gal | 4 | ENERGY STAR Condensing Water Heater > 55 GAL - EF 0.77 | New | bar: 2023 to 2050
Snohomish CountyManufactured | Snohomish CountyManufacturedWater Heat GT 55 Gal | Snohomish CountyManufacturedWater Heat GT 55 Gal4 | Snohomish CountyManufacturedWater Heat GT 55 Gal4Existing | Snohomish CountyManufacturedWater Heat GT 55 GalENERGY STAR Condensing Water Heater > 55 GAL - EF 0.77Existing | Snohomish CountyManufacturedWater Heat GT 55 GalExisting | Snohomish County | Manufactured | Water Heat GT 55 Gal | 4 | ENERGY STAR Condensing Water Heater > 55 GAL - EF 0.77 | Existing | bar: 2023 to 2050
Snohomish CountyManufactured | Snohomish CountyManufacturedWater Heat GT 55 Gal | Snohomish CountyManufacturedWater Heat GT 55 Gal4 | Snohomish CountyManufacturedWater Heat GT 55 Gal4New | Snohomish CountyManufacturedWater Heat GT 55 GalENERGY STAR Condensing Water Heater > 55 GAL - EF 0.77New | Snohomish CountyManufacturedWater Heat GT 55 GalNew | Snohomish County | Manufactured | Water Heat GT 55 Gal | 4 | ENERGY STAR Condensing Water Heater > 55 GAL - EF 0.77 | New | bar: 2023 to 2050
Snohomish CountyManufactured - Highly Impacted | Snohomish CountyManufactured - Highly ImpactedWater Heat GT 55 Gal | Snohomish CountyManufactured - Highly ImpactedWater Heat GT 55 Gal4 | Snohomish CountyManufactured - Highly ImpactedWater Heat GT 55 Gal4Existing | Snohomish CountyManufactured - Highly ImpactedWater Heat GT 55 GalENERGY STAR Condensing Water Heater > 55 GAL - EF 0.77Existing | Snohomish CountyManufactured - Highly ImpactedWater Heat GT 55 GalExisting | Snohomish County | Manufactured - Highly Impacted | Water Heat GT 55 Gal | 4 | ENERGY STAR Condensing Water Heater > 55 GAL - EF 0.77 | Existing | bar: 2023 to 2050
Snohomish CountyManufactured - Highly Impacted | Snohomish CountyManufactured - Highly ImpactedWater Heat GT 55 Gal | Snohomish CountyManufactured - Highly ImpactedWater Heat GT 55 Gal4 | Snohomish CountyManufactured - Highly ImpactedWater Heat GT 55 Gal4New | Snohomish CountyManufactured - Highly ImpactedWater Heat GT 55 GalENERGY STAR Condensing Water Heater > 55 GAL - EF 0.77New | Snohomish CountyManufactured - Highly ImpactedWater Heat GT 55 GalNew | Snohomish County | Manufactured - Highly Impacted | Water Heat GT 55 Gal | 4 | ENERGY STAR Condensing Water Heater > 55 GAL - EF 0.77 | New | bar: 2023 to 2050
Snohomish CountySingle Family | Snohomish CountySingle FamilyWater Heat GT 55 Gal | Snohomish CountySingle FamilyWater Heat GT 55 Gal5 | Snohomish CountySingle FamilyWater Heat GT 55 Gal5Existing | Snohomish CountySingle FamilyWater Heat GT 55 GalCondensing Water Heater > 55 GAL - EF 0.85Existing | Snohomish CountySingle FamilyWater Heat GT 55 GalExisting | Snohomish County | Single Family | Water Heat GT 55 Gal | 5 | Condensing Water Heater > 55 GAL - EF 0.85 | Existing | bar: 2023 to 2050
Snohomish CountySingle Family | Snohomish CountySingle FamilyWater Heat GT 55 Gal | Snohomish CountySingle FamilyWater Heat GT 55 Gal5 | Snohomish CountySingle FamilyWater Heat GT 55 Gal5New | Snohomish CountySingle FamilyWater Heat GT 55 GalCondensing Water Heater > 55 GAL - EF 0.85New | Snohomish CountySingle FamilyWater Heat GT 55 GalNew | Snohomish County | Single Family | Water Heat GT 55 Gal | 5 | Condensing Water Heater > 55 GAL - EF 0.85 | New | bar: 2023 to 2050
Snohomish CountySingle Family - Highly Impacted | Snohomish CountySingle Family - Highly ImpactedWater Heat GT 55 Gal | Snohomish CountySingle Family - Highly ImpactedWater Heat GT 55 Gal5 | Snohomish CountySingle Family - Highly ImpactedWater Heat GT 55 Gal5Existing | Snohomish CountySingle Family - Highly ImpactedWater Heat GT 55 GalCondensing Water Heater > 55 GAL - EF 0.85Existing | Snohomish CountySingle Family - Highly ImpactedWater Heat GT 55 GalExisting | Snohomish County | Single Family - Highly Impacted | Water Heat GT 55 Gal | 5 | Condensing Water Heater > 55 GAL - EF 0.85 | Existing | bar: 2023 to 2050
Snohomish CountySingle Family - Highly Impacted | Snohomish CountySingle Family - Highly ImpactedWater Heat GT 55 Gal | Snohomish CountySingle Family - Highly ImpactedWater Heat GT 55 Gal5 | Snohomish CountySingle Family - Highly ImpactedWater Heat GT 55 Gal5New | Snohomish CountySingle Family - Highly ImpactedWater Heat GT 55 GalCondensing Water Heater > 55 GAL - EF 0.85New | Snohomish CountySingle Family - Highly ImpactedWater Heat GT 55 GalNew | Snohomish County | Single Family - Highly Impacted | Water Heat GT 55 Gal | 5 | Condensing Water Heater > 55 GAL - EF 0.85 | New | bar: 2023 to 2050
Snohomish CountyMultifamily | Snohomish CountyMultifamilyWater Heat GT 55 Gal | Snohomish CountyMultifamilyWater Heat GT 55 Gal5 | Snohomish CountyMultifamilyWater Heat GT 55 Gal5Existing | Snohomish CountyMultifamilyWater Heat GT 55 GalCondensing Water Heater > 55 GAL - EF 0.85Existing | Snohomish CountyMultifamilyWater Heat GT 55 GalExisting | Snohomish County | Multifamily | Water Heat GT 55 Gal | 5 | Condensing Water Heater > 55 GAL - EF 0.85 | Existing | bar: 2023 to 2050
Snohomish CountyMultifamily | Snohomish CountyMultifamilyWater Heat GT 55 Gal | Snohomish CountyMultifamilyWater Heat GT 55 Gal5 | Snohomish CountyMultifamilyWater Heat GT 55 Gal5New | Snohomish CountyMultifamilyWater Heat GT 55 GalCondensing Water Heater > 55 GAL - EF 0.85New | Snohomish CountyMultifamilyWater Heat GT 55 GalNew | Snohomish County | Multifamily | Water Heat GT 55 Gal | 5 | Condensing Water Heater > 55 GAL - EF 0.85 | New | bar: 2023 to 2050
Snohomish CountyMultifamily - Highly Impacted | Snohomish CountyMultifamily - Highly ImpactedWater Heat GT 55 Gal | Snohomish CountyMultifamily - Highly ImpactedWater Heat GT 55 Gal5 | Snohomish CountyMultifamily - Highly ImpactedWater Heat GT 55 Gal5Existing | Snohomish CountyMultifamily - Highly ImpactedWater Heat GT 55 GalCondensing Water Heater > 55 GAL - EF 0.85Existing | Snohomish CountyMultifamily - Highly ImpactedWater Heat GT 55 GalExisting | Snohomish County | Multifamily - Highly Impacted | Water Heat GT 55 Gal | 5 | Condensing Water Heater > 55 GAL - EF 0.85 | Existing | bar: 2023 to 2050
Snohomish CountyMultifamily - Highly Impacted | Snohomish CountyMultifamily - Highly ImpactedWater Heat GT 55 Gal | Snohomish CountyMultifamily - Highly ImpactedWater Heat GT 55 Gal5 | Snohomish CountyMultifamily - Highly ImpactedWater Heat GT 55 Gal5New | Snohomish CountyMultifamily - Highly ImpactedWater Heat GT 55 GalCondensing Water Heater > 55 GAL - EF 0.85New | Snohomish CountyMultifamily - Highly ImpactedWater Heat GT 55 GalNew | Snohomish County | Multifamily - Highly Impacted | Water Heat GT 55 Gal | 5 | Condensing Water Heater > 55 GAL - EF 0.85 | New | bar: 2023 to 2050
Snohomish CountyManufactured | Snohomish CountyManufacturedWater Heat GT 55 Gal | Snohomish CountyManufacturedWater Heat GT 55 Gal5 | Snohomish CountyManufacturedWater Heat GT 55 Gal5Existing | Snohomish CountyManufacturedWater Heat GT 55 GalCondensing Water Heater > 55 GAL - EF 0.85Existing | Snohomish CountyManufacturedWater Heat GT 55 GalExisting | Snohomish County | Manufactured | Water Heat GT 55 Gal | 5 | Condensing Water Heater > 55 GAL - EF 0.85 | Existing | bar: 2023 to 2050
Snohomish CountyManufactured | Snohomish CountyManufacturedWater Heat GT 55 Gal | Snohomish CountyManufacturedWater Heat GT 55 Gal5 | Snohomish CountyManufacturedWater Heat GT 55 Gal5New | Snohomish CountyManufacturedWater Heat GT 55 GalCondensing Water Heater > 55 GAL - EF 0.85New | Snohomish CountyManufacturedWater Heat GT 55 GalNew | Snohomish County | Manufactured | Water Heat GT 55 Gal | 5 | Condensing Water Heater > 55 GAL - EF 0.85 | New | bar: 2023 to 2050
Snohomish CountyManufactured - Highly Impacted | Snohomish CountyManufactured - Highly ImpactedWater Heat GT 55 Gal | Snohomish CountyManufactured - Highly ImpactedWater Heat GT 55 Gal5 | Snohomish CountyManufactured - Highly ImpactedWater Heat GT 55 Gal5Existing | Snohomish CountyManufactured - Highly ImpactedWater Heat GT 55 GalCondensing Water Heater > 55 GAL - EF 0.85Existing | Snohomish CountyManufactured - Highly ImpactedWater Heat GT 55 GalExisting | Snohomish County | Manufactured - Highly Impacted | Water Heat GT 55 Gal | 5 | Condensing Water Heater > 55 GAL - EF 0.85 | Existing | bar: 2023 to 2050
Snohomish CountyManufactured - Highly Impacted | Snohomish CountyManufactured - Highly ImpactedWater Heat GT 55 Gal | Snohomish CountyManufactured - Highly ImpactedWater Heat GT 55 Gal5 | Snohomish CountyManufactured - Highly ImpactedWater Heat GT 55 Gal5New | Snohomish CountyManufactured - Highly ImpactedWater Heat GT 55 GalCondensing Water Heater > 55 GAL - EF 0.85New | Snohomish CountyManufactured - Highly ImpactedWater Heat GT 55 GalNew | Snohomish County | Manufactured - Highly Impacted | Water Heat GT 55 Gal | 5 | Condensing Water Heater > 55 GAL - EF 0.85 | New | bar: 2023 to 2050
Snohomish CountySingle Family | Snohomish CountySingle FamilyWater Heat GT 55 Gal | Snohomish CountySingle FamilyWater Heat GT 55 Gal6 | Snohomish CountySingle FamilyWater Heat GT 55 Gal6Existing | Snohomish CountySingle FamilyWater Heat GT 55 GalENERGY STAR Tankless Water Heater > 55 GAL - EF 0.90Existing | Snohomish CountySingle FamilyWater Heat GT 55 GalExisting | Snohomish County | Single Family | Water Heat GT 55 Gal | 6 | ENERGY STAR Tankless Water Heater > 55 GAL - EF 0.90 | Existing | bar: 2023 to 2050
Snohomish CountySingle Family | Snohomish CountySingle FamilyWater Heat GT 55 Gal | Snohomish CountySingle FamilyWater Heat GT 55 Gal6 | Snohomish CountySingle FamilyWater Heat GT 55 Gal6New | Snohomish CountySingle FamilyWater Heat GT 55 GalENERGY STAR Tankless Water Heater > 55 GAL - EF 0.90New | Snohomish CountySingle FamilyWater Heat GT 55 GalNew | Snohomish County | Single Family | Water Heat GT 55 Gal | 6 | ENERGY STAR Tankless Water Heater > 55 GAL - EF 0.90 | New | bar: 2023 to 2050
Snohomish CountySingle Family - Highly Impacted | Snohomish CountySingle Family - Highly ImpactedWater Heat GT 55 Gal | Snohomish CountySingle Family - Highly ImpactedWater Heat GT 55 Gal6 | Snohomish CountySingle Family - Highly ImpactedWater Heat GT 55 Gal6Existing | Snohomish CountySingle Family - Highly ImpactedWater Heat GT 55 GalENERGY STAR Tankless Water Heater > 55 GAL - EF 0.90Existing | Snohomish CountySingle Family - Highly ImpactedWater Heat GT 55 GalExisting | Snohomish County | Single Family - Highly Impacted | Water Heat GT 55 Gal | 6 | ENERGY STAR Tankless Water Heater > 55 GAL - EF 0.90 | Existing | bar: 2023 to 2050
Snohomish CountySingle Family - Highly Impacted | Snohomish CountySingle Family - Highly ImpactedWater Heat GT 55 Gal | Snohomish CountySingle Family - Highly ImpactedWater Heat GT 55 Gal6 | Snohomish CountySingle Family - Highly ImpactedWater Heat GT 55 Gal6New | Snohomish CountySingle Family - Highly ImpactedWater Heat GT 55 GalENERGY STAR Tankless Water Heater > 55 GAL - EF 0.90New | Snohomish CountySingle Family - Highly ImpactedWater Heat GT 55 GalNew | Snohomish County | Single Family - Highly Impacted | Water Heat GT 55 Gal | 6 | ENERGY STAR Tankless Water Heater > 55 GAL - EF 0.90 | New | bar: 2023 to 2050
Snohomish CountyMultifamily | Snohomish CountyMultifamilyWater Heat GT 55 Gal | Snohomish CountyMultifamilyWater Heat GT 55 Gal6 | Snohomish CountyMultifamilyWater Heat GT 55 Gal6Existing | Snohomish CountyMultifamilyWater Heat GT 55 GalENERGY STAR Tankless Water Heater > 55 GAL - EF 0.90Existing | Snohomish CountyMultifamilyWater Heat GT 55 GalExisting | Snohomish County | Multifamily | Water Heat GT 55 Gal | 6 | ENERGY STAR Tankless Water Heater > 55 GAL - EF 0.90 | Existing | bar: 2023 to 2050
Snohomish CountyMultifamily | Snohomish CountyMultifamilyWater Heat GT 55 Gal | Snohomish CountyMultifamilyWater Heat GT 55 Gal6 | Snohomish CountyMultifamilyWater Heat GT 55 Gal6New | Snohomish CountyMultifamilyWater Heat GT 55 GalENERGY STAR Tankless Water Heater > 55 GAL - EF 0.90New | Snohomish CountyMultifamilyWater Heat GT 55 GalNew | Snohomish County | Multifamily | Water Heat GT 55 Gal | 6 | ENERGY STAR Tankless Water Heater > 55 GAL - EF 0.90 | New | bar: 2023 to 2050
Snohomish CountyMultifamily - Highly Impacted | Snohomish CountyMultifamily - Highly ImpactedWater Heat GT 55 Gal | Snohomish CountyMultifamily - Highly ImpactedWater Heat GT 55 Gal6 | Snohomish CountyMultifamily - Highly ImpactedWater Heat GT 55 Gal6Existing | Snohomish CountyMultifamily - Highly ImpactedWater Heat GT 55 GalENERGY STAR Tankless Water Heater > 55 GAL - EF 0.90Existing | Snohomish CountyMultifamily - Highly ImpactedWater Heat GT 55 GalExisting | Snohomish County | Multifamily - Highly Impacted | Water Heat GT 55 Gal | 6 | ENERGY STAR Tankless Water Heater > 55 GAL - EF 0.90 | Existing | bar: 2023 to 2050
Snohomish CountyMultifamily - Highly Impacted | Snohomish CountyMultifamily - Highly ImpactedWater Heat GT 55 Gal | Snohomish CountyMultifamily - Highly ImpactedWater Heat GT 55 Gal6 | Snohomish CountyMultifamily - Highly ImpactedWater Heat GT 55 Gal6New | Snohomish CountyMultifamily - Highly ImpactedWater Heat GT 55 GalENERGY STAR Tankless Water Heater > 55 GAL - EF 0.90New | Snohomish CountyMultifamily - Highly ImpactedWater Heat GT 55 GalNew | Snohomish County | Multifamily - Highly Impacted | Water Heat GT 55 Gal | 6 | ENERGY STAR Tankless Water Heater > 55 GAL - EF 0.90 | New | bar: 2023 to 2050
Snohomish CountyManufactured | Snohomish CountyManufacturedWater Heat GT 55 Gal | Snohomish CountyManufacturedWater Heat GT 55 Gal6 | Snohomish CountyManufacturedWater Heat GT 55 Gal6Existing | Snohomish CountyManufacturedWater Heat GT 55 GalENERGY STAR Tankless Water Heater > 55 GAL - EF 0.90Existing | Snohomish CountyManufacturedWater Heat GT 55 GalExisting | Snohomish County | Manufactured | Water Heat GT 55 Gal | 6 | ENERGY STAR Tankless Water Heater > 55 GAL - EF 0.90 | Existing | bar: 2023 to 2050
Snohomish CountyManufactured | Snohomish CountyManufacturedWater Heat GT 55 Gal | Snohomish CountyManufacturedWater Heat GT 55 Gal6 | Snohomish CountyManufacturedWater Heat GT 55 Gal6New | Snohomish CountyManufacturedWater Heat GT 55 GalENERGY STAR Tankless Water Heater > 55 GAL - EF 0.90New | Snohomish CountyManufacturedWater Heat GT 55 GalNew | Snohomish County | Manufactured | Water Heat GT 55 Gal | 6 | ENERGY STAR Tankless Water Heater > 55 GAL - EF 0.90 | New | bar: 2023 to 2050
Snohomish CountyManufactured - Highly Impacted | Snohomish CountyManufactured - Highly ImpactedWater Heat GT 55 Gal | Snohomish CountyManufactured - Highly ImpactedWater Heat GT 55 Gal6 | Snohomish CountyManufactured - Highly ImpactedWater Heat GT 55 Gal6Existing | Snohomish CountyManufactured - Highly ImpactedWater Heat GT 55 GalENERGY STAR Tankless Water Heater > 55 GAL - EF 0.90Existing | Snohomish CountyManufactured - Highly ImpactedWater Heat GT 55 GalExisting | Snohomish County | Manufactured - Highly Impacted | Water Heat GT 55 Gal | 6 | ENERGY STAR Tankless Water Heater > 55 GAL - EF 0.90 | Existing | bar: 2023 to 2050
Snohomish CountyManufactured - Highly Impacted | Snohomish CountyManufactured - Highly ImpactedWater Heat GT 55 Gal | Snohomish CountyManufactured - Highly ImpactedWater Heat GT 55 Gal6 | Snohomish CountyManufactured - Highly ImpactedWater Heat GT 55 Gal6New | Snohomish CountyManufactured - Highly ImpactedWater Heat GT 55 GalENERGY STAR Tankless Water Heater > 55 GAL - EF 0.90New | Snohomish CountyManufactured - Highly ImpactedWater Heat GT 55 GalNew | Snohomish County | Manufactured - Highly Impacted | Water Heat GT 55 Gal | 6 | ENERGY STAR Tankless Water Heater > 55 GAL - EF 0.90 | New | bar: 2023 to 2050
Thurston CountySingle Family | Thurston CountySingle FamilyCooking Oven | Thurston CountySingle FamilyCooking Oven1 | Thurston CountySingle FamilyCooking Oven1Existing | Thurston CountySingle FamilyCooking OvenBelow Standard Cooking OvenExisting | Thurston CountySingle FamilyCooking OvenExisting | Thurston County | Single Family | Cooking Oven | 1 | Below Standard Cooking Oven | Existing | 57.89% | 57.89% | 57.89% | 57.89% | 57.89% | 57.89% | 57.89% | 57.89% | 57.89% | 57.89% | 57.89% | 57.89% | 57.89% | 57.89% | 57.89% | 57.89% | 57.89% | 57.89% | 57.89% | 57.89% | 57.89% | 57.89% | 57.89% | 57.89% | 57.89% | 57.89% | 57.89% | 57.89%
Thurston CountySingle Family | Thurston CountySingle FamilyCooking Oven | Thurston CountySingle FamilyCooking Oven1 | Thurston CountySingle FamilyCooking Oven1New | Thurston CountySingle FamilyCooking OvenBelow Standard Cooking OvenNew | Thurston CountySingle FamilyCooking OvenNew | Thurston County | Single Family | Cooking Oven | 1 | Below Standard Cooking Oven | New | bar: 2023 to 2050
Thurston CountySingle Family - Highly Impacted | Thurston CountySingle Family - Highly ImpactedCooking Oven | Thurston CountySingle Family - Highly ImpactedCooking Oven1 | Thurston CountySingle Family - Highly ImpactedCooking Oven1Existing | Thurston CountySingle Family - Highly ImpactedCooking OvenBelow Standard Cooking OvenExisting | Thurston CountySingle Family - Highly ImpactedCooking OvenExisting | Thurston County | Single Family - Highly Impacted | Cooking Oven | 1 | Below Standard Cooking Oven | Existing | 57.89% | 57.89% | 57.89% | 57.89% | 57.89% | 57.89% | 57.89% | 57.89% | 57.89% | 57.89% | 57.89% | 57.89% | 57.89% | 57.89% | 57.89% | 57.89% | 57.89% | 57.89% | 57.89% | 57.89% | 57.89% | 57.89% | 57.89% | 57.89% | 57.89% | 57.89% | 57.89% | 57.89%
Thurston CountySingle Family - Highly Impacted | Thurston CountySingle Family - Highly ImpactedCooking Oven | Thurston CountySingle Family - Highly ImpactedCooking Oven1 | Thurston CountySingle Family - Highly ImpactedCooking Oven1New | Thurston CountySingle Family - Highly ImpactedCooking OvenBelow Standard Cooking OvenNew | Thurston CountySingle Family - Highly ImpactedCooking OvenNew | Thurston County | Single Family - Highly Impacted | Cooking Oven | 1 | Below Standard Cooking Oven | New | bar: 2023 to 2050
Thurston CountyMultifamily | Thurston CountyMultifamilyCooking Oven | Thurston CountyMultifamilyCooking Oven1 | Thurston CountyMultifamilyCooking Oven1Existing | Thurston CountyMultifamilyCooking OvenBelow Standard Cooking OvenExisting | Thurston CountyMultifamilyCooking OvenExisting | Thurston County | Multifamily | Cooking Oven | 1 | Below Standard Cooking Oven | Existing | 57.89% | 57.89% | 57.89% | 57.89% | 57.89% | 57.89% | 57.89% | 57.89% | 57.89% | 57.89% | 57.89% | 57.89% | 57.89% | 57.89% | 57.89% | 57.89% | 57.89% | 57.89% | 57.89% | 57.89% | 57.89% | 57.89% | 57.89% | 57.89% | 57.89% | 57.89% | 57.89% | 57.89%
Thurston CountyMultifamily | Thurston CountyMultifamilyCooking Oven | Thurston CountyMultifamilyCooking Oven1 | Thurston CountyMultifamilyCooking Oven1New | Thurston CountyMultifamilyCooking OvenBelow Standard Cooking OvenNew | Thurston CountyMultifamilyCooking OvenNew | Thurston County | Multifamily | Cooking Oven | 1 | Below Standard Cooking Oven | New | bar: 2023 to 2050
Thurston CountyMultifamily - Highly Impacted | Thurston CountyMultifamily - Highly ImpactedCooking Oven | Thurston CountyMultifamily - Highly ImpactedCooking Oven1 | Thurston CountyMultifamily - Highly ImpactedCooking Oven1Existing | Thurston CountyMultifamily - Highly ImpactedCooking OvenBelow Standard Cooking OvenExisting | Thurston CountyMultifamily - Highly ImpactedCooking OvenExisting | Thurston County | Multifamily - Highly Impacted | Cooking Oven | 1 | Below Standard Cooking Oven | Existing | 57.89% | 57.89% | 57.89% | 57.89% | 57.89% | 57.89% | 57.89% | 57.89% | 57.89% | 57.89% | 57.89% | 57.89% | 57.89% | 57.89% | 57.89% | 57.89% | 57.89% | 57.89% | 57.89% | 57.89% | 57.89% | 57.89% | 57.89% | 57.89% | 57.89% | 57.89% | 57.89% | 57.89%
Thurston CountyMultifamily - Highly Impacted | Thurston CountyMultifamily - Highly ImpactedCooking Oven | Thurston CountyMultifamily - Highly ImpactedCooking Oven1 | Thurston CountyMultifamily - Highly ImpactedCooking Oven1New | Thurston CountyMultifamily - Highly ImpactedCooking OvenBelow Standard Cooking OvenNew | Thurston CountyMultifamily - Highly ImpactedCooking OvenNew | Thurston County | Multifamily - Highly Impacted | Cooking Oven | 1 | Below Standard Cooking Oven | New | bar: 2023 to 2050
Thurston CountyManufactured | Thurston CountyManufacturedCooking Oven | Thurston CountyManufacturedCooking Oven1 | Thurston CountyManufacturedCooking Oven1Existing | Thurston CountyManufacturedCooking OvenBelow Standard Cooking OvenExisting | Thurston CountyManufacturedCooking OvenExisting | Thurston County | Manufactured | Cooking Oven | 1 | Below Standard Cooking Oven | Existing | 57.89% | 57.89% | 57.89% | 57.89% | 57.89% | 57.89% | 57.89% | 57.89% | 57.89% | 57.89% | 57.89% | 57.89% | 57.89% | 57.89% | 57.89% | 57.89% | 57.89% | 57.89% | 57.89% | 57.89% | 57.89% | 57.89% | 57.89% | 57.89% | 57.89% | 57.89% | 57.89% | 57.89%
Thurston CountyManufactured | Thurston CountyManufacturedCooking Oven | Thurston CountyManufacturedCooking Oven1 | Thurston CountyManufacturedCooking Oven1New | Thurston CountyManufacturedCooking OvenBelow Standard Cooking OvenNew | Thurston CountyManufacturedCooking OvenNew | Thurston County | Manufactured | Cooking Oven | 1 | Below Standard Cooking Oven | New | bar: 2023 to 2050
Thurston CountyManufactured - Highly Impacted | Thurston CountyManufactured - Highly ImpactedCooking Oven | Thurston CountyManufactured - Highly ImpactedCooking Oven1 | Thurston CountyManufactured - Highly ImpactedCooking Oven1Existing | Thurston CountyManufactured - Highly ImpactedCooking OvenBelow Standard Cooking OvenExisting | Thurston CountyManufactured - Highly ImpactedCooking OvenExisting | Thurston County | Manufactured - Highly Impacted | Cooking Oven | 1 | Below Standard Cooking Oven | Existing | 57.89% | 57.89% | 57.89% | 57.89% | 57.89% | 57.89% | 57.89% | 57.89% | 57.89% | 57.89% | 57.89% | 57.89% | 57.89% | 57.89% | 57.89% | 57.89% | 57.89% | 57.89% | 57.89% | 57.89% | 57.89% | 57.89% | 57.89% | 57.89% | 57.89% | 57.89% | 57.89% | 57.89%
Thurston CountyManufactured - Highly Impacted | Thurston CountyManufactured - Highly ImpactedCooking Oven | Thurston CountyManufactured - Highly ImpactedCooking Oven1 | Thurston CountyManufactured - Highly ImpactedCooking Oven1New | Thurston CountyManufactured - Highly ImpactedCooking OvenBelow Standard Cooking OvenNew | Thurston CountyManufactured - Highly ImpactedCooking OvenNew | Thurston County | Manufactured - Highly Impacted | Cooking Oven | 1 | Below Standard Cooking Oven | New | bar: 2023 to 2050
Thurston CountySingle Family | Thurston CountySingle FamilyCooking Oven | Thurston CountySingle FamilyCooking Oven2 | Thurston CountySingle FamilyCooking Oven2Existing | Thurston CountySingle FamilyCooking OvenFederal Standard 2012 Cooking OvenExisting | Thurston CountySingle FamilyCooking OvenExisting | Thurston County | Single Family | Cooking Oven | 2 | Federal Standard 2012 Cooking Oven | Existing | 40% | 40% | 40% | 40% | 40% | 40% | 40% | 40% | 40% | 40% | 40% | 40% | 40% | 40% | 40% | 40% | 40% | 40% | 40% | 40% | 40% | 40% | 40% | 40% | 40% | 40% | 40% | 40%
Thurston CountySingle Family | Thurston CountySingle FamilyCooking Oven | Thurston CountySingle FamilyCooking Oven2 | Thurston CountySingle FamilyCooking Oven2New | Thurston CountySingle FamilyCooking OvenFederal Standard 2012 Cooking OvenNew | Thurston CountySingle FamilyCooking OvenNew | Thurston County | Single Family | Cooking Oven | 2 | Federal Standard 2012 Cooking Oven | New | 95% | 95% | 95% | 95% | 95% | 95% | 95% | 95% | 95% | 95% | 95% | 95% | 95% | 95% | 95% | 95% | 95% | 95% | 95% | 95% | 95% | 95% | 95% | 95% | 95% | 95% | 95% | 95%
Thurston CountySingle Family - Highly Impacted | Thurston CountySingle Family - Highly ImpactedCooking Oven | Thurston CountySingle Family - Highly ImpactedCooking Oven2 | Thurston CountySingle Family - Highly ImpactedCooking Oven2Existing | Thurston CountySingle Family - Highly ImpactedCooking OvenFederal Standard 2012 Cooking OvenExisting | Thurston CountySingle Family - Highly ImpactedCooking OvenExisting | Thurston County | Single Family - Highly Impacted | Cooking Oven | 2 | Federal Standard 2012 Cooking Oven | Existing | 40% | 40% | 40% | 40% | 40% | 40% | 40% | 40% | 40% | 40% | 40% | 40% | 40% | 40% | 40% | 40% | 40% | 40% | 40% | 40% | 40% | 40% | 40% | 40% | 40% | 40% | 40% | 40%
Thurston CountySingle Family - Highly Impacted | Thurston CountySingle Family - Highly ImpactedCooking Oven | Thurston CountySingle Family - Highly ImpactedCooking Oven2 | Thurston CountySingle Family - Highly ImpactedCooking Oven2New | Thurston CountySingle Family - Highly ImpactedCooking OvenFederal Standard 2012 Cooking OvenNew | Thurston CountySingle Family - Highly ImpactedCooking OvenNew | Thurston County | Single Family - Highly Impacted | Cooking Oven | 2 | Federal Standard 2012 Cooking Oven | New | 95% | 95% | 95% | 95% | 95% | 95% | 95% | 95% | 95% | 95% | 95% | 95% | 95% | 95% | 95% | 95% | 95% | 95% | 95% | 95% | 95% | 95% | 95% | 95% | 95% | 95% | 95% | 95%
Thurston CountyMultifamily | Thurston CountyMultifamilyCooking Oven | Thurston CountyMultifamilyCooking Oven2 | Thurston CountyMultifamilyCooking Oven2Existing | Thurston CountyMultifamilyCooking OvenFederal Standard 2012 Cooking OvenExisting | Thurston CountyMultifamilyCooking OvenExisting | Thurston County | Multifamily | Cooking Oven | 2 | Federal Standard 2012 Cooking Oven | Existing | 40% | 40% | 40% | 40% | 40% | 40% | 40% | 40% | 40% | 40% | 40% | 40% | 40% | 40% | 40% | 40% | 40% | 40% | 40% | 40% | 40% | 40% | 40% | 40% | 40% | 40% | 40% | 40%
Thurston CountyMultifamily | Thurston CountyMultifamilyCooking Oven | Thurston CountyMultifamilyCooking Oven2 | Thurston CountyMultifamilyCooking Oven2New | Thurston CountyMultifamilyCooking OvenFederal Standard 2012 Cooking OvenNew | Thurston CountyMultifamilyCooking OvenNew | Thurston County | Multifamily | Cooking Oven | 2 | Federal Standard 2012 Cooking Oven | New | 95% | 95% | 95% | 95% | 95% | 95% | 95% | 95% | 95% | 95% | 95% | 95% | 95% | 95% | 95% | 95% | 95% | 95% | 95% | 95% | 95% | 95% | 95% | 95% | 95% | 95% | 95% | 95%
Thurston CountyMultifamily - Highly Impacted | Thurston CountyMultifamily - Highly ImpactedCooking Oven | Thurston CountyMultifamily - Highly ImpactedCooking Oven2 | Thurston CountyMultifamily - Highly ImpactedCooking Oven2Existing | Thurston CountyMultifamily - Highly ImpactedCooking OvenFederal Standard 2012 Cooking OvenExisting | Thurston CountyMultifamily - Highly ImpactedCooking OvenExisting | Thurston County | Multifamily - Highly Impacted | Cooking Oven | 2 | Federal Standard 2012 Cooking Oven | Existing | 40% | 40% | 40% | 40% | 40% | 40% | 40% | 40% | 40% | 40% | 40% | 40% | 40% | 40% | 40% | 40% | 40% | 40% | 40% | 40% | 40% | 40% | 40% | 40% | 40% | 40% | 40% | 40%
Thurston CountyMultifamily - Highly Impacted | Thurston CountyMultifamily - Highly ImpactedCooking Oven | Thurston CountyMultifamily - Highly ImpactedCooking Oven2 | Thurston CountyMultifamily - Highly ImpactedCooking Oven2New | Thurston CountyMultifamily - Highly ImpactedCooking OvenFederal Standard 2012 Cooking OvenNew | Thurston CountyMultifamily - Highly ImpactedCooking OvenNew | Thurston County | Multifamily - Highly Impacted | Cooking Oven | 2 | Federal Standard 2012 Cooking Oven | New | 95% | 95% | 95% | 95% | 95% | 95% | 95% | 95% | 95% | 95% | 95% | 95% | 95% | 95% | 95% | 95% | 95% | 95% | 95% | 95% | 95% | 95% | 95% | 95% | 95% | 95% | 95% | 95%
Thurston CountyManufactured | Thurston CountyManufacturedCooking Oven | Thurston CountyManufacturedCooking Oven2 | Thurston CountyManufacturedCooking Oven2Existing | Thurston CountyManufacturedCooking OvenFederal Standard 2012 Cooking OvenExisting | Thurston CountyManufacturedCooking OvenExisting | Thurston County | Manufactured | Cooking Oven | 2 | Federal Standard 2012 Cooking Oven | Existing | 40% | 40% | 40% | 40% | 40% | 40% | 40% | 40% | 40% | 40% | 40% | 40% | 40% | 40% | 40% | 40% | 40% | 40% | 40% | 40% | 40% | 40% | 40% | 40% | 40% | 40% | 40% | 40%
Thurston CountyManufactured | Thurston CountyManufacturedCooking Oven | Thurston CountyManufacturedCooking Oven2 | Thurston CountyManufacturedCooking Oven2New | Thurston CountyManufacturedCooking OvenFederal Standard 2012 Cooking OvenNew | Thurston CountyManufacturedCooking OvenNew | Thurston County | Manufactured | Cooking Oven | 2 | Federal Standard 2012 Cooking Oven | New | 95% | 95% | 95% | 95% | 95% | 95% | 95% | 95% | 95% | 95% | 95% | 95% | 95% | 95% | 95% | 95% | 95% | 95% | 95% | 95% | 95% | 95% | 95% | 95% | 95% | 95% | 95% | 95%
Thurston CountyManufactured - Highly Impacted | Thurston CountyManufactured - Highly ImpactedCooking Oven | Thurston CountyManufactured - Highly ImpactedCooking Oven2 | Thurston CountyManufactured - Highly ImpactedCooking Oven2Existing | Thurston CountyManufactured - Highly ImpactedCooking OvenFederal Standard 2012 Cooking OvenExisting | Thurston CountyManufactured - Highly ImpactedCooking OvenExisting | Thurston County | Manufactured - Highly Impacted | Cooking Oven | 2 | Federal Standard 2012 Cooking Oven | Existing | 40% | 40% | 40% | 40% | 40% | 40% | 40% | 40% | 40% | 40% | 40% | 40% | 40% | 40% | 40% | 40% | 40% | 40% | 40% | 40% | 40% | 40% | 40% | 40% | 40% | 40% | 40% | 40%
Thurston CountyManufactured - Highly Impacted | Thurston CountyManufactured - Highly ImpactedCooking Oven | Thurston CountyManufactured - Highly ImpactedCooking Oven2 | Thurston CountyManufactured - Highly ImpactedCooking Oven2New | Thurston CountyManufactured - Highly ImpactedCooking OvenFederal Standard 2012 Cooking OvenNew | Thurston CountyManufactured - Highly ImpactedCooking OvenNew | Thurston County | Manufactured - Highly Impacted | Cooking Oven | 2 | Federal Standard 2012 Cooking Oven | New | 95% | 95% | 95% | 95% | 95% | 95% | 95% | 95% | 95% | 95% | 95% | 95% | 95% | 95% | 95% | 95% | 95% | 95% | 95% | 95% | 95% | 95% | 95% | 95% | 95% | 95% | 95% | 95%
Thurston CountySingle Family | Thurston CountySingle FamilyCooking Oven | Thurston CountySingle FamilyCooking Oven3 | Thurston CountySingle FamilyCooking Oven3Existing | Thurston CountySingle FamilyCooking OvenMarket Standard Cooking OvenExisting | Thurston CountySingle FamilyCooking OvenExisting | Thurston County | Single Family | Cooking Oven | 3 | Market Standard Cooking Oven | Existing | bar: 2023 to 2050
Thurston CountySingle Family | Thurston CountySingle FamilyCooking Oven | Thurston CountySingle FamilyCooking Oven3 | Thurston CountySingle FamilyCooking Oven3New | Thurston CountySingle FamilyCooking OvenMarket Standard Cooking OvenNew | Thurston CountySingle FamilyCooking OvenNew | Thurston County | Single Family | Cooking Oven | 3 | Market Standard Cooking Oven | New | bar: 2023 to 2050
Thurston CountySingle Family - Highly Impacted | Thurston CountySingle Family - Highly ImpactedCooking Oven | Thurston CountySingle Family - Highly ImpactedCooking Oven3 | Thurston CountySingle Family - Highly ImpactedCooking Oven3Existing | Thurston CountySingle Family - Highly ImpactedCooking OvenMarket Standard Cooking OvenExisting | Thurston CountySingle Family - Highly ImpactedCooking OvenExisting | Thurston County | Single Family - Highly Impacted | Cooking Oven | 3 | Market Standard Cooking Oven | Existing | bar: 2023 to 2050
Thurston CountySingle Family - Highly Impacted | Thurston CountySingle Family - Highly ImpactedCooking Oven | Thurston CountySingle Family - Highly ImpactedCooking Oven3 | Thurston CountySingle Family - Highly ImpactedCooking Oven3New | Thurston CountySingle Family - Highly ImpactedCooking OvenMarket Standard Cooking OvenNew | Thurston CountySingle Family - Highly ImpactedCooking OvenNew | Thurston County | Single Family - Highly Impacted | Cooking Oven | 3 | Market Standard Cooking Oven | New | bar: 2023 to 2050
Thurston CountyMultifamily | Thurston CountyMultifamilyCooking Oven | Thurston CountyMultifamilyCooking Oven3 | Thurston CountyMultifamilyCooking Oven3Existing | Thurston CountyMultifamilyCooking OvenMarket Standard Cooking OvenExisting | Thurston CountyMultifamilyCooking OvenExisting | Thurston County | Multifamily | Cooking Oven | 3 | Market Standard Cooking Oven | Existing | bar: 2023 to 2050
Thurston CountyMultifamily | Thurston CountyMultifamilyCooking Oven | Thurston CountyMultifamilyCooking Oven3 | Thurston CountyMultifamilyCooking Oven3New | Thurston CountyMultifamilyCooking OvenMarket Standard Cooking OvenNew | Thurston CountyMultifamilyCooking OvenNew | Thurston County | Multifamily | Cooking Oven | 3 | Market Standard Cooking Oven | New | bar: 2023 to 2050
Thurston CountyMultifamily - Highly Impacted | Thurston CountyMultifamily - Highly ImpactedCooking Oven | Thurston CountyMultifamily - Highly ImpactedCooking Oven3 | Thurston CountyMultifamily - Highly ImpactedCooking Oven3Existing | Thurston CountyMultifamily - Highly ImpactedCooking OvenMarket Standard Cooking OvenExisting | Thurston CountyMultifamily - Highly ImpactedCooking OvenExisting | Thurston County | Multifamily - Highly Impacted | Cooking Oven | 3 | Market Standard Cooking Oven | Existing | bar: 2023 to 2050
Thurston CountyMultifamily - Highly Impacted | Thurston CountyMultifamily - Highly ImpactedCooking Oven | Thurston CountyMultifamily - Highly ImpactedCooking Oven3 | Thurston CountyMultifamily - Highly ImpactedCooking Oven3New | Thurston CountyMultifamily - Highly ImpactedCooking OvenMarket Standard Cooking OvenNew | Thurston CountyMultifamily - Highly ImpactedCooking OvenNew | Thurston County | Multifamily - Highly Impacted | Cooking Oven | 3 | Market Standard Cooking Oven | New | bar: 2023 to 2050
Thurston CountyManufactured | Thurston CountyManufacturedCooking Oven | Thurston CountyManufacturedCooking Oven3 | Thurston CountyManufacturedCooking Oven3Existing | Thurston CountyManufacturedCooking OvenMarket Standard Cooking OvenExisting | Thurston CountyManufacturedCooking OvenExisting | Thurston County | Manufactured | Cooking Oven | 3 | Market Standard Cooking Oven | Existing | bar: 2023 to 2050
Thurston CountyManufactured | Thurston CountyManufacturedCooking Oven | Thurston CountyManufacturedCooking Oven3 | Thurston CountyManufacturedCooking Oven3New | Thurston CountyManufacturedCooking OvenMarket Standard Cooking OvenNew | Thurston CountyManufacturedCooking OvenNew | Thurston County | Manufactured | Cooking Oven | 3 | Market Standard Cooking Oven | New | bar: 2023 to 2050
Thurston CountyManufactured - Highly Impacted | Thurston CountyManufactured - Highly ImpactedCooking Oven | Thurston CountyManufactured - Highly ImpactedCooking Oven3 | Thurston CountyManufactured - Highly ImpactedCooking Oven3Existing | Thurston CountyManufactured - Highly ImpactedCooking OvenMarket Standard Cooking OvenExisting | Thurston CountyManufactured - Highly ImpactedCooking OvenExisting | Thurston County | Manufactured - Highly Impacted | Cooking Oven | 3 | Market Standard Cooking Oven | Existing | bar: 2023 to 2050
Thurston CountyManufactured - Highly Impacted | Thurston CountyManufactured - Highly ImpactedCooking Oven | Thurston CountyManufactured - Highly ImpactedCooking Oven3 | Thurston CountyManufactured - Highly ImpactedCooking Oven3New | Thurston CountyManufactured - Highly ImpactedCooking OvenMarket Standard Cooking OvenNew | Thurston CountyManufactured - Highly ImpactedCooking OvenNew | Thurston County | Manufactured - Highly Impacted | Cooking Oven | 3 | Market Standard Cooking Oven | New | bar: 2023 to 2050
Thurston CountySingle Family | Thurston CountySingle FamilyCooking Oven | Thurston CountySingle FamilyCooking Oven4 | Thurston CountySingle FamilyCooking Oven4Existing | Thurston CountySingle FamilyCooking OvenHigh Efficiency Convection Cooking OvenExisting | Thurston CountySingle FamilyCooking OvenExisting | Thurston County | Single Family | Cooking Oven | 4 | High Efficiency Convection Cooking Oven | Existing | 2.105% | 2.105% | 2.105% | 2.105% | 2.105% | 2.105% | 2.105% | 2.105% | 2.105% | 2.105% | 2.105% | 2.105% | 2.105% | 2.105% | 2.105% | 2.105% | 2.105% | 2.105% | 2.105% | 2.105% | 2.105% | 2.105% | 2.105% | 2.105% | 2.105% | 2.105% | 2.105% | 2.105%
Thurston CountySingle Family | Thurston CountySingle FamilyCooking Oven | Thurston CountySingle FamilyCooking Oven4 | Thurston CountySingle FamilyCooking Oven4New | Thurston CountySingle FamilyCooking OvenHigh Efficiency Convection Cooking OvenNew | Thurston CountySingle FamilyCooking OvenNew | Thurston County | Single Family | Cooking Oven | 4 | High Efficiency Convection Cooking Oven | New | bar: 2023 to 2050
Thurston CountySingle Family - Highly Impacted | Thurston CountySingle Family - Highly ImpactedCooking Oven | Thurston CountySingle Family - Highly ImpactedCooking Oven4 | Thurston CountySingle Family - Highly ImpactedCooking Oven4Existing | Thurston CountySingle Family - Highly ImpactedCooking OvenHigh Efficiency Convection Cooking OvenExisting | Thurston CountySingle Family - Highly ImpactedCooking OvenExisting | Thurston County | Single Family - Highly Impacted | Cooking Oven | 4 | High Efficiency Convection Cooking Oven | Existing | 2.105% | 2.105% | 2.105% | 2.105% | 2.105% | 2.105% | 2.105% | 2.105% | 2.105% | 2.105% | 2.105% | 2.105% | 2.105% | 2.105% | 2.105% | 2.105% | 2.105% | 2.105% | 2.105% | 2.105% | 2.105% | 2.105% | 2.105% | 2.105% | 2.105% | 2.105% | 2.105% | 2.105%
Thurston CountySingle Family - Highly Impacted | Thurston CountySingle Family - Highly ImpactedCooking Oven | Thurston CountySingle Family - Highly ImpactedCooking Oven4 | Thurston CountySingle Family - Highly ImpactedCooking Oven4New | Thurston CountySingle Family - Highly ImpactedCooking OvenHigh Efficiency Convection Cooking OvenNew | Thurston CountySingle Family - Highly ImpactedCooking OvenNew | Thurston County | Single Family - Highly Impacted | Cooking Oven | 4 | High Efficiency Convection Cooking Oven | New | bar: 2023 to 2050
Thurston CountyMultifamily | Thurston CountyMultifamilyCooking Oven | Thurston CountyMultifamilyCooking Oven4 | Thurston CountyMultifamilyCooking Oven4Existing | Thurston CountyMultifamilyCooking OvenHigh Efficiency Convection Cooking OvenExisting | Thurston CountyMultifamilyCooking OvenExisting | Thurston County | Multifamily | Cooking Oven | 4 | High Efficiency Convection Cooking Oven | Existing | 2.105% | 2.105% | 2.105% | 2.105% | 2.105% | 2.105% | 2.105% | 2.105% | 2.105% | 2.105% | 2.105% | 2.105% | 2.105% | 2.105% | 2.105% | 2.105% | 2.105% | 2.105% | 2.105% | 2.105% | 2.105% | 2.105% | 2.105% | 2.105% | 2.105% | 2.105% | 2.105% | 2.105%
Thurston CountyMultifamily | Thurston CountyMultifamilyCooking Oven | Thurston CountyMultifamilyCooking Oven4 | Thurston CountyMultifamilyCooking Oven4New | Thurston CountyMultifamilyCooking OvenHigh Efficiency Convection Cooking OvenNew | Thurston CountyMultifamilyCooking OvenNew | Thurston County | Multifamily | Cooking Oven | 4 | High Efficiency Convection Cooking Oven | New | bar: 2023 to 2050
Thurston CountyMultifamily - Highly Impacted | Thurston CountyMultifamily - Highly ImpactedCooking Oven | Thurston CountyMultifamily - Highly ImpactedCooking Oven4 | Thurston CountyMultifamily - Highly ImpactedCooking Oven4Existing | Thurston CountyMultifamily - Highly ImpactedCooking OvenHigh Efficiency Convection Cooking OvenExisting | Thurston CountyMultifamily - Highly ImpactedCooking OvenExisting | Thurston County | Multifamily - Highly Impacted | Cooking Oven | 4 | High Efficiency Convection Cooking Oven | Existing | 2.105% | 2.105% | 2.105% | 2.105% | 2.105% | 2.105% | 2.105% | 2.105% | 2.105% | 2.105% | 2.105% | 2.105% | 2.105% | 2.105% | 2.105% | 2.105% | 2.105% | 2.105% | 2.105% | 2.105% | 2.105% | 2.105% | 2.105% | 2.105% | 2.105% | 2.105% | 2.105% | 2.105%
Thurston CountyMultifamily - Highly Impacted | Thurston CountyMultifamily - Highly ImpactedCooking Oven | Thurston CountyMultifamily - Highly ImpactedCooking Oven4 | Thurston CountyMultifamily - Highly ImpactedCooking Oven4New | Thurston CountyMultifamily - Highly ImpactedCooking OvenHigh Efficiency Convection Cooking OvenNew | Thurston CountyMultifamily - Highly ImpactedCooking OvenNew | Thurston County | Multifamily - Highly Impacted | Cooking Oven | 4 | High Efficiency Convection Cooking Oven | New | bar: 2023 to 2050
Thurston CountyManufactured | Thurston CountyManufacturedCooking Oven | Thurston CountyManufacturedCooking Oven4 | Thurston CountyManufacturedCooking Oven4Existing | Thurston CountyManufacturedCooking OvenHigh Efficiency Convection Cooking OvenExisting | Thurston CountyManufacturedCooking OvenExisting | Thurston County | Manufactured | Cooking Oven | 4 | High Efficiency Convection Cooking Oven | Existing | 2.105% | 2.105% | 2.105% | 2.105% | 2.105% | 2.105% | 2.105% | 2.105% | 2.105% | 2.105% | 2.105% | 2.105% | 2.105% | 2.105% | 2.105% | 2.105% | 2.105% | 2.105% | 2.105% | 2.105% | 2.105% | 2.105% | 2.105% | 2.105% | 2.105% | 2.105% | 2.105% | 2.105%
Thurston CountyManufactured | Thurston CountyManufacturedCooking Oven | Thurston CountyManufacturedCooking Oven4 | Thurston CountyManufacturedCooking Oven4New | Thurston CountyManufacturedCooking OvenHigh Efficiency Convection Cooking OvenNew | Thurston CountyManufacturedCooking OvenNew | Thurston County | Manufactured | Cooking Oven | 4 | High Efficiency Convection Cooking Oven | New | bar: 2023 to 2050
Thurston CountyManufactured - Highly Impacted | Thurston CountyManufactured - Highly ImpactedCooking Oven | Thurston CountyManufactured - Highly ImpactedCooking Oven4 | Thurston CountyManufactured - Highly ImpactedCooking Oven4Existing | Thurston CountyManufactured - Highly ImpactedCooking OvenHigh Efficiency Convection Cooking OvenExisting | Thurston CountyManufactured - Highly ImpactedCooking OvenExisting | Thurston County | Manufactured - Highly Impacted | Cooking Oven | 4 | High Efficiency Convection Cooking Oven | Existing | 2.105% | 2.105% | 2.105% | 2.105% | 2.105% | 2.105% | 2.105% | 2.105% | 2.105% | 2.105% | 2.105% | 2.105% | 2.105% | 2.105% | 2.105% | 2.105% | 2.105% | 2.105% | 2.105% | 2.105% | 2.105% | 2.105% | 2.105% | 2.105% | 2.105% | 2.105% | 2.105% | 2.105%
Thurston CountyManufactured - Highly Impacted | Thurston CountyManufactured - Highly ImpactedCooking Oven | Thurston CountyManufactured - Highly ImpactedCooking Oven4 | Thurston CountyManufactured - Highly ImpactedCooking Oven4New | Thurston CountyManufactured - Highly ImpactedCooking OvenHigh Efficiency Convection Cooking OvenNew | Thurston CountyManufactured - Highly ImpactedCooking OvenNew | Thurston County | Manufactured - Highly Impacted | Cooking Oven | 4 | High Efficiency Convection Cooking Oven | New | bar: 2023 to 2050
Thurston CountySingle Family | Thurston CountySingle FamilyCooking Range | Thurston CountySingle FamilyCooking Range1 | Thurston CountySingle FamilyCooking Range1Existing | Thurston CountySingle FamilyCooking RangeFederal Standard 2012 Cooking RangeExisting | Thurston CountySingle FamilyCooking RangeExisting | Thurston County | Single Family | Cooking Range | 1 | Federal Standard 2012 Cooking Range | Existing | 100% | 100% | 100% | 100% | 100% | 100% | 100% | 100% | 100% | 100% | 100% | 100% | 100% | 100% | 100% | 100% | 100% | 100% | 100% | 100% | 100% | 100% | 100% | 100% | 100% | 100% | 100% | 100%
Thurston CountySingle Family | Thurston CountySingle FamilyCooking Range | Thurston CountySingle FamilyCooking Range1 | Thurston CountySingle FamilyCooking Range1New | Thurston CountySingle FamilyCooking RangeFederal Standard 2012 Cooking RangeNew | Thurston CountySingle FamilyCooking RangeNew | Thurston County | Single Family | Cooking Range | 1 | Federal Standard 2012 Cooking Range | New | 100% | 100% | 100% | 100% | 100% | 100% | 100% | 100% | 100% | 100% | 100% | 100% | 100% | 100% | 100% | 100% | 100% | 100% | 100% | 100% | 100% | 100% | 100% | 100% | 100% | 100% | 100% | 100%
Thurston CountySingle Family - Highly Impacted | Thurston CountySingle Family - Highly ImpactedCooking Range | Thurston CountySingle Family - Highly ImpactedCooking Range1 | Thurston CountySingle Family - Highly ImpactedCooking Range1Existing | Thurston CountySingle Family - Highly ImpactedCooking RangeFederal Standard 2012 Cooking RangeExisting | Thurston CountySingle Family - Highly ImpactedCooking RangeExisting | Thurston County | Single Family - Highly Impacted | Cooking Range | 1 | Federal Standard 2012 Cooking Range | Existing | 100% | 100% | 100% | 100% | 100% | 100% | 100% | 100% | 100% | 100% | 100% | 100% | 100% | 100% | 100% | 100% | 100% | 100% | 100% | 100% | 100% | 100% | 100% | 100% | 100% | 100% | 100% | 100%
Thurston CountySingle Family - Highly Impacted | Thurston CountySingle Family - Highly ImpactedCooking Range | Thurston CountySingle Family - Highly ImpactedCooking Range1 | Thurston CountySingle Family - Highly ImpactedCooking Range1New | Thurston CountySingle Family - Highly ImpactedCooking RangeFederal Standard 2012 Cooking RangeNew | Thurston CountySingle Family - Highly ImpactedCooking RangeNew | Thurston County | Single Family - Highly Impacted | Cooking Range | 1 | Federal Standard 2012 Cooking Range | New | 100% | 100% | 100% | 100% | 100% | 100% | 100% | 100% | 100% | 100% | 100% | 100% | 100% | 100% | 100% | 100% | 100% | 100% | 100% | 100% | 100% | 100% | 100% | 100% | 100% | 100% | 100% | 100%
Thurston CountyMultifamily | Thurston CountyMultifamilyCooking Range | Thurston CountyMultifamilyCooking Range1 | Thurston CountyMultifamilyCooking Range1Existing | Thurston CountyMultifamilyCooking RangeFederal Standard 2012 Cooking RangeExisting | Thurston CountyMultifamilyCooking RangeExisting | Thurston County | Multifamily | Cooking Range | 1 | Federal Standard 2012 Cooking Range | Existing | 100% | 100% | 100% | 100% | 100% | 100% | 100% | 100% | 100% | 100% | 100% | 100% | 100% | 100% | 100% | 100% | 100% | 100% | 100% | 100% | 100% | 100% | 100% | 100% | 100% | 100% | 100% | 100%
Thurston CountyMultifamily | Thurston CountyMultifamilyCooking Range | Thurston CountyMultifamilyCooking Range1 | Thurston CountyMultifamilyCooking Range1New | Thurston CountyMultifamilyCooking RangeFederal Standard 2012 Cooking RangeNew | Thurston CountyMultifamilyCooking RangeNew | Thurston County | Multifamily | Cooking Range | 1 | Federal Standard 2012 Cooking Range | New | 100% | 100% | 100% | 100% | 100% | 100% | 100% | 100% | 100% | 100% | 100% | 100% | 100% | 100% | 100% | 100% | 100% | 100% | 100% | 100% | 100% | 100% | 100% | 100% | 100% | 100% | 100% | 100%
Thurston CountyMultifamily - Highly Impacted | Thurston CountyMultifamily - Highly ImpactedCooking Range | Thurston CountyMultifamily - Highly ImpactedCooking Range1 | Thurston CountyMultifamily - Highly ImpactedCooking Range1Existing | Thurston CountyMultifamily - Highly ImpactedCooking RangeFederal Standard 2012 Cooking RangeExisting | Thurston CountyMultifamily - Highly ImpactedCooking RangeExisting | Thurston County | Multifamily - Highly Impacted | Cooking Range | 1 | Federal Standard 2012 Cooking Range | Existing | 100% | 100% | 100% | 100% | 100% | 100% | 100% | 100% | 100% | 100% | 100% | 100% | 100% | 100% | 100% | 100% | 100% | 100% | 100% | 100% | 100% | 100% | 100% | 100% | 100% | 100% | 100% | 100%
Thurston CountyMultifamily - Highly Impacted | Thurston CountyMultifamily - Highly ImpactedCooking Range | Thurston CountyMultifamily - Highly ImpactedCooking Range1 | Thurston CountyMultifamily - Highly ImpactedCooking Range1New | Thurston CountyMultifamily - Highly ImpactedCooking RangeFederal Standard 2012 Cooking RangeNew | Thurston CountyMultifamily - Highly ImpactedCooking RangeNew | Thurston County | Multifamily - Highly Impacted | Cooking Range | 1 | Federal Standard 2012 Cooking Range | New | 100% | 100% | 100% | 100% | 100% | 100% | 100% | 100% | 100% | 100% | 100% | 100% | 100% | 100% | 100% | 100% | 100% | 100% | 100% | 100% | 100% | 100% | 100% | 100% | 100% | 100% | 100% | 100%
Thurston CountyManufactured | Thurston CountyManufacturedCooking Range | Thurston CountyManufacturedCooking Range1 | Thurston CountyManufacturedCooking Range1Existing | Thurston CountyManufacturedCooking RangeFederal Standard 2012 Cooking RangeExisting | Thurston CountyManufacturedCooking RangeExisting | Thurston County | Manufactured | Cooking Range | 1 | Federal Standard 2012 Cooking Range | Existing | 100% | 100% | 100% | 100% | 100% | 100% | 100% | 100% | 100% | 100% | 100% | 100% | 100% | 100% | 100% | 100% | 100% | 100% | 100% | 100% | 100% | 100% | 100% | 100% | 100% | 100% | 100% | 100%
Thurston CountyManufactured | Thurston CountyManufacturedCooking Range | Thurston CountyManufacturedCooking Range1 | Thurston CountyManufacturedCooking Range1New | Thurston CountyManufacturedCooking RangeFederal Standard 2012 Cooking RangeNew | Thurston CountyManufacturedCooking RangeNew | Thurston County | Manufactured | Cooking Range | 1 | Federal Standard 2012 Cooking Range | New | 100% | 100% | 100% | 100% | 100% | 100% | 100% | 100% | 100% | 100% | 100% | 100% | 100% | 100% | 100% | 100% | 100% | 100% | 100% | 100% | 100% | 100% | 100% | 100% | 100% | 100% | 100% | 100%
Thurston CountyManufactured - Highly Impacted | Thurston CountyManufactured - Highly ImpactedCooking Range | Thurston CountyManufactured - Highly ImpactedCooking Range1 | Thurston CountyManufactured - Highly ImpactedCooking Range1Existing | Thurston CountyManufactured - Highly ImpactedCooking RangeFederal Standard 2012 Cooking RangeExisting | Thurston CountyManufactured - Highly ImpactedCooking RangeExisting | Thurston County | Manufactured - Highly Impacted | Cooking Range | 1 | Federal Standard 2012 Cooking Range | Existing | 100% | 100% | 100% | 100% | 100% | 100% | 100% | 100% | 100% | 100% | 100% | 100% | 100% | 100% | 100% | 100% | 100% | 100% | 100% | 100% | 100% | 100% | 100% | 100% | 100% | 100% | 100% | 100%
Thurston CountyManufactured - Highly Impacted | Thurston CountyManufactured - Highly ImpactedCooking Range | Thurston CountyManufactured - Highly ImpactedCooking Range1 | Thurston CountyManufactured - Highly ImpactedCooking Range1New | Thurston CountyManufactured - Highly ImpactedCooking RangeFederal Standard 2012 Cooking RangeNew | Thurston CountyManufactured - Highly ImpactedCooking RangeNew | Thurston County | Manufactured - Highly Impacted | Cooking Range | 1 | Federal Standard 2012 Cooking Range | New | 100% | 100% | 100% | 100% | 100% | 100% | 100% | 100% | 100% | 100% | 100% | 100% | 100% | 100% | 100% | 100% | 100% | 100% | 100% | 100% | 100% | 100% | 100% | 100% | 100% | 100% | 100% | 100%
Thurston CountySingle Family | Thurston CountySingle FamilyOther | Thurston CountySingle FamilyOther1 | Thurston CountySingle FamilyOther1Existing | Thurston CountySingle FamilyOtherStandard Other EquipmentExisting | Thurston CountySingle FamilyOtherExisting | Thurston County | Single Family | Other | 1 | Standard Other Equipment | Existing | 100% | 100% | 100% | 100% | 100% | 100% | 100% | 100% | 100% | 100% | 100% | 100% | 100% | 100% | 100% | 100% | 100% | 100% | 100% | 100% | 100% | 100% | 100% | 100% | 100% | 100% | 100% | 100%
Thurston CountySingle Family | Thurston CountySingle FamilyOther | Thurston CountySingle FamilyOther1 | Thurston CountySingle FamilyOther1New | Thurston CountySingle FamilyOtherStandard Other EquipmentNew | Thurston CountySingle FamilyOtherNew | Thurston County | Single Family | Other | 1 | Standard Other Equipment | New | 100% | 100% | 100% | 100% | 100% | 100% | 100% | 100% | 100% | 100% | 100% | 100% | 100% | 100% | 100% | 100% | 100% | 100% | 100% | 100% | 100% | 100% | 100% | 100% | 100% | 100% | 100% | 100%
Thurston CountySingle Family - Highly Impacted | Thurston CountySingle Family - Highly ImpactedOther | Thurston CountySingle Family - Highly ImpactedOther1 | Thurston CountySingle Family - Highly ImpactedOther1Existing | Thurston CountySingle Family - Highly ImpactedOtherStandard Other EquipmentExisting | Thurston CountySingle Family - Highly ImpactedOtherExisting | Thurston County | Single Family - Highly Impacted | Other | 1 | Standard Other Equipment | Existing | 100% | 100% | 100% | 100% | 100% | 100% | 100% | 100% | 100% | 100% | 100% | 100% | 100% | 100% | 100% | 100% | 100% | 100% | 100% | 100% | 100% | 100% | 100% | 100% | 100% | 100% | 100% | 100%
Thurston CountySingle Family - Highly Impacted | Thurston CountySingle Family - Highly ImpactedOther | Thurston CountySingle Family - Highly ImpactedOther1 | Thurston CountySingle Family - Highly ImpactedOther1New | Thurston CountySingle Family - Highly ImpactedOtherStandard Other EquipmentNew | Thurston CountySingle Family - Highly ImpactedOtherNew | Thurston County | Single Family - Highly Impacted | Other | 1 | Standard Other Equipment | New | 100% | 100% | 100% | 100% | 100% | 100% | 100% | 100% | 100% | 100% | 100% | 100% | 100% | 100% | 100% | 100% | 100% | 100% | 100% | 100% | 100% | 100% | 100% | 100% | 100% | 100% | 100% | 100%
Thurston CountyMultifamily | Thurston CountyMultifamilyOther | Thurston CountyMultifamilyOther1 | Thurston CountyMultifamilyOther1Existing | Thurston CountyMultifamilyOtherStandard Other EquipmentExisting | Thurston CountyMultifamilyOtherExisting | Thurston County | Multifamily | Other | 1 | Standard Other Equipment | Existing | 100% | 100% | 100% | 100% | 100% | 100% | 100% | 100% | 100% | 100% | 100% | 100% | 100% | 100% | 100% | 100% | 100% | 100% | 100% | 100% | 100% | 100% | 100% | 100% | 100% | 100% | 100% | 100%
Thurston CountyMultifamily | Thurston CountyMultifamilyOther | Thurston CountyMultifamilyOther1 | Thurston CountyMultifamilyOther1New | Thurston CountyMultifamilyOtherStandard Other EquipmentNew | Thurston CountyMultifamilyOtherNew | Thurston County | Multifamily | Other | 1 | Standard Other Equipment | New | 100% | 100% | 100% | 100% | 100% | 100% | 100% | 100% | 100% | 100% | 100% | 100% | 100% | 100% | 100% | 100% | 100% | 100% | 100% | 100% | 100% | 100% | 100% | 100% | 100% | 100% | 100% | 100%
Thurston CountyMultifamily - Highly Impacted | Thurston CountyMultifamily - Highly ImpactedOther | Thurston CountyMultifamily - Highly ImpactedOther1 | Thurston CountyMultifamily - Highly ImpactedOther1Existing | Thurston CountyMultifamily - Highly ImpactedOtherStandard Other EquipmentExisting | Thurston CountyMultifamily - Highly ImpactedOtherExisting | Thurston County | Multifamily - Highly Impacted | Other | 1 | Standard Other Equipment | Existing | 100% | 100% | 100% | 100% | 100% | 100% | 100% | 100% | 100% | 100% | 100% | 100% | 100% | 100% | 100% | 100% | 100% | 100% | 100% | 100% | 100% | 100% | 100% | 100% | 100% | 100% | 100% | 100%
Thurston CountyMultifamily - Highly Impacted | Thurston CountyMultifamily - Highly ImpactedOther | Thurston CountyMultifamily - Highly ImpactedOther1 | Thurston CountyMultifamily - Highly ImpactedOther1New | Thurston CountyMultifamily - Highly ImpactedOtherStandard Other EquipmentNew | Thurston CountyMultifamily - Highly ImpactedOtherNew | Thurston County | Multifamily - Highly Impacted | Other | 1 | Standard Other Equipment | New | 100% | 100% | 100% | 100% | 100% | 100% | 100% | 100% | 100% | 100% | 100% | 100% | 100% | 100% | 100% | 100% | 100% | 100% | 100% | 100% | 100% | 100% | 100% | 100% | 100% | 100% | 100% | 100%
Thurston CountyManufactured | Thurston CountyManufacturedOther | Thurston CountyManufacturedOther1 | Thurston CountyManufacturedOther1Existing | Thurston CountyManufacturedOtherStandard Other EquipmentExisting | Thurston CountyManufacturedOtherExisting | Thurston County | Manufactured | Other | 1 | Standard Other Equipment | Existing | 100% | 100% | 100% | 100% | 100% | 100% | 100% | 100% | 100% | 100% | 100% | 100% | 100% | 100% | 100% | 100% | 100% | 100% | 100% | 100% | 100% | 100% | 100% | 100% | 100% | 100% | 100% | 100%
Thurston CountyManufactured | Thurston CountyManufacturedOther | Thurston CountyManufacturedOther1 | Thurston CountyManufacturedOther1New | Thurston CountyManufacturedOtherStandard Other EquipmentNew | Thurston CountyManufacturedOtherNew | Thurston County | Manufactured | Other | 1 | Standard Other Equipment | New | 100% | 100% | 100% | 100% | 100% | 100% | 100% | 100% | 100% | 100% | 100% | 100% | 100% | 100% | 100% | 100% | 100% | 100% | 100% | 100% | 100% | 100% | 100% | 100% | 100% | 100% | 100% | 100%
Thurston CountyManufactured - Highly Impacted | Thurston CountyManufactured - Highly ImpactedOther | Thurston CountyManufactured - Highly ImpactedOther1 | Thurston CountyManufactured - Highly ImpactedOther1Existing | Thurston CountyManufactured - Highly ImpactedOtherStandard Other EquipmentExisting | Thurston CountyManufactured - Highly ImpactedOtherExisting | Thurston County | Manufactured - Highly Impacted | Other | 1 | Standard Other Equipment | Existing | 100% | 100% | 100% | 100% | 100% | 100% | 100% | 100% | 100% | 100% | 100% | 100% | 100% | 100% | 100% | 100% | 100% | 100% | 100% | 100% | 100% | 100% | 100% | 100% | 100% | 100% | 100% | 100%
Thurston CountyManufactured - Highly Impacted | Thurston CountyManufactured - Highly ImpactedOther | Thurston CountyManufactured - Highly ImpactedOther1 | Thurston CountyManufactured - Highly ImpactedOther1New | Thurston CountyManufactured - Highly ImpactedOtherStandard Other EquipmentNew | Thurston CountyManufactured - Highly ImpactedOtherNew | Thurston County | Manufactured - Highly Impacted | Other | 1 | Standard Other Equipment | New | 100% | 100% | 100% | 100% | 100% | 100% | 100% | 100% | 100% | 100% | 100% | 100% | 100% | 100% | 100% | 100% | 100% | 100% | 100% | 100% | 100% | 100% | 100% | 100% | 100% | 100% | 100% | 100%
Thurston CountySingle Family | Thurston CountySingle FamilyDryer | Thurston CountySingle FamilyDryer1 | Thurston CountySingle FamilyDryer1Existing | Thurston CountySingle FamilyDryerBelow Standard Dryer - CEF/EF 1.57/1.82 (Gas Dryer)Existing | Thurston CountySingle FamilyDryerExisting | Thurston County | Single Family | Dryer | 1 | Below Standard Dryer - CEF/EF 1.57/1.82 (Gas Dryer) | Existing | bar: 2023 to 2050
Thurston CountySingle Family | Thurston CountySingle FamilyDryer | Thurston CountySingle FamilyDryer1 | Thurston CountySingle FamilyDryer1New | Thurston CountySingle FamilyDryerBelow Standard Dryer - CEF/EF 1.57/1.82 (Gas Dryer)New | Thurston CountySingle FamilyDryerNew | Thurston County | Single Family | Dryer | 1 | Below Standard Dryer - CEF/EF 1.57/1.82 (Gas Dryer) | New | bar: 2023 to 2050
Thurston CountySingle Family - Highly Impacted | Thurston CountySingle Family - Highly ImpactedDryer | Thurston CountySingle Family - Highly ImpactedDryer1 | Thurston CountySingle Family - Highly ImpactedDryer1Existing | Thurston CountySingle Family - Highly ImpactedDryerBelow Standard Dryer - CEF/EF 1.57/1.82 (Gas Dryer)Existing | Thurston CountySingle Family - Highly ImpactedDryerExisting | Thurston County | Single Family - Highly Impacted | Dryer | 1 | Below Standard Dryer - CEF/EF 1.57/1.82 (Gas Dryer) | Existing | bar: 2023 to 2050
Thurston CountySingle Family - Highly Impacted | Thurston CountySingle Family - Highly ImpactedDryer | Thurston CountySingle Family - Highly ImpactedDryer1 | Thurston CountySingle Family - Highly ImpactedDryer1New | Thurston CountySingle Family - Highly ImpactedDryerBelow Standard Dryer - CEF/EF 1.57/1.82 (Gas Dryer)New | Thurston CountySingle Family - Highly ImpactedDryerNew | Thurston County | Single Family - Highly Impacted | Dryer | 1 | Below Standard Dryer - CEF/EF 1.57/1.82 (Gas Dryer) | New | bar: 2023 to 2050
Thurston CountyMultifamily | Thurston CountyMultifamilyDryer | Thurston CountyMultifamilyDryer1 | Thurston CountyMultifamilyDryer1Existing | Thurston CountyMultifamilyDryerBelow Standard Dryer - CEF/EF 1.57/1.82 (Gas Dryer)Existing | Thurston CountyMultifamilyDryerExisting | Thurston County | Multifamily | Dryer | 1 | Below Standard Dryer - CEF/EF 1.57/1.82 (Gas Dryer) | Existing | bar: 2023 to 2050
Thurston CountyMultifamily | Thurston CountyMultifamilyDryer | Thurston CountyMultifamilyDryer1 | Thurston CountyMultifamilyDryer1New | Thurston CountyMultifamilyDryerBelow Standard Dryer - CEF/EF 1.57/1.82 (Gas Dryer)New | Thurston CountyMultifamilyDryerNew | Thurston County | Multifamily | Dryer | 1 | Below Standard Dryer - CEF/EF 1.57/1.82 (Gas Dryer) | New | bar: 2023 to 2050
Thurston CountyMultifamily - Highly Impacted | Thurston CountyMultifamily - Highly ImpactedDryer | Thurston CountyMultifamily - Highly ImpactedDryer1 | Thurston CountyMultifamily - Highly ImpactedDryer1Existing | Thurston CountyMultifamily - Highly ImpactedDryerBelow Standard Dryer - CEF/EF 1.57/1.82 (Gas Dryer)Existing | Thurston CountyMultifamily - Highly ImpactedDryerExisting | Thurston County | Multifamily - Highly Impacted | Dryer | 1 | Below Standard Dryer - CEF/EF 1.57/1.82 (Gas Dryer) | Existing | bar: 2023 to 2050
Thurston CountyMultifamily - Highly Impacted | Thurston CountyMultifamily - Highly ImpactedDryer | Thurston CountyMultifamily - Highly ImpactedDryer1 | Thurston CountyMultifamily - Highly ImpactedDryer1New | Thurston CountyMultifamily - Highly ImpactedDryerBelow Standard Dryer - CEF/EF 1.57/1.82 (Gas Dryer)New | Thurston CountyMultifamily - Highly ImpactedDryerNew | Thurston County | Multifamily - Highly Impacted | Dryer | 1 | Below Standard Dryer - CEF/EF 1.57/1.82 (Gas Dryer) | New | bar: 2023 to 2050
Thurston CountyManufactured | Thurston CountyManufacturedDryer | Thurston CountyManufacturedDryer1 | Thurston CountyManufacturedDryer1Existing | Thurston CountyManufacturedDryerBelow Standard Dryer - CEF/EF 1.57/1.82 (Gas Dryer)Existing | Thurston CountyManufacturedDryerExisting | Thurston County | Manufactured | Dryer | 1 | Below Standard Dryer - CEF/EF 1.57/1.82 (Gas Dryer) | Existing | bar: 2023 to 2050
Thurston CountyManufactured | Thurston CountyManufacturedDryer | Thurston CountyManufacturedDryer1 | Thurston CountyManufacturedDryer1New | Thurston CountyManufacturedDryerBelow Standard Dryer - CEF/EF 1.57/1.82 (Gas Dryer)New | Thurston CountyManufacturedDryerNew | Thurston County | Manufactured | Dryer | 1 | Below Standard Dryer - CEF/EF 1.57/1.82 (Gas Dryer) | New | bar: 2023 to 2050
Thurston CountyManufactured - Highly Impacted | Thurston CountyManufactured - Highly ImpactedDryer | Thurston CountyManufactured - Highly ImpactedDryer1 | Thurston CountyManufactured - Highly ImpactedDryer1Existing | Thurston CountyManufactured - Highly ImpactedDryerBelow Standard Dryer - CEF/EF 1.57/1.82 (Gas Dryer)Existing | Thurston CountyManufactured - Highly ImpactedDryerExisting | Thurston County | Manufactured - Highly Impacted | Dryer | 1 | Below Standard Dryer - CEF/EF 1.57/1.82 (Gas Dryer) | Existing | bar: 2023 to 2050
Thurston CountyManufactured - Highly Impacted | Thurston CountyManufactured - Highly ImpactedDryer | Thurston CountyManufactured - Highly ImpactedDryer1 | Thurston CountyManufactured - Highly ImpactedDryer1New | Thurston CountyManufactured - Highly ImpactedDryerBelow Standard Dryer - CEF/EF 1.57/1.82 (Gas Dryer)New | Thurston CountyManufactured - Highly ImpactedDryerNew | Thurston County | Manufactured - Highly Impacted | Dryer | 1 | Below Standard Dryer - CEF/EF 1.57/1.82 (Gas Dryer) | New | bar: 2023 to 2050
Thurston CountySingle Family | Thurston CountySingle FamilyDryer | Thurston CountySingle FamilyDryer2 | Thurston CountySingle FamilyDryer2Existing | Thurston CountySingle FamilyDryerFederal Standard 2015 Dryer - CEF/EF 2.84/3.30 (Gas Dryer)Existing | Thurston CountySingle FamilyDryerExisting | Thurston County | Single Family | Dryer | 2 | Federal Standard 2015 Dryer - CEF/EF 2.84/3.30 (Gas Dryer) | Existing | 46% | 46% | 46% | 46% | 46% | 46% | 46% | 46% | 46% | 46% | 46% | 46% | 46% | 46% | 46% | 46% | 46% | 46% | 46% | 46% | 46% | 46% | 46% | 46% | 46% | 46% | 46% | 46%
Thurston CountySingle Family | Thurston CountySingle FamilyDryer | Thurston CountySingle FamilyDryer2 | Thurston CountySingle FamilyDryer2New | Thurston CountySingle FamilyDryerFederal Standard 2015 Dryer - CEF/EF 2.84/3.30 (Gas Dryer)New | Thurston CountySingle FamilyDryerNew | Thurston County | Single Family | Dryer | 2 | Federal Standard 2015 Dryer - CEF/EF 2.84/3.30 (Gas Dryer) | New | 46% | 46% | 46% | 46% | 46% | 46% | 46% | 46% | 46% | 46% | 46% | 46% | 46% | 46% | 46% | 46% | 46% | 46% | 46% | 46% | 46% | 46% | 46% | 46% | 46% | 46% | 46% | 46%
Thurston CountySingle Family - Highly Impacted | Thurston CountySingle Family - Highly ImpactedDryer | Thurston CountySingle Family - Highly ImpactedDryer2 | Thurston CountySingle Family - Highly ImpactedDryer2Existing | Thurston CountySingle Family - Highly ImpactedDryerFederal Standard 2015 Dryer - CEF/EF 2.84/3.30 (Gas Dryer)Existing | Thurston CountySingle Family - Highly ImpactedDryerExisting | Thurston County | Single Family - Highly Impacted | Dryer | 2 | Federal Standard 2015 Dryer - CEF/EF 2.84/3.30 (Gas Dryer) | Existing | 46% | 46% | 46% | 46% | 46% | 46% | 46% | 46% | 46% | 46% | 46% | 46% | 46% | 46% | 46% | 46% | 46% | 46% | 46% | 46% | 46% | 46% | 46% | 46% | 46% | 46% | 46% | 46%
Thurston CountySingle Family - Highly Impacted | Thurston CountySingle Family - Highly ImpactedDryer | Thurston CountySingle Family - Highly ImpactedDryer2 | Thurston CountySingle Family - Highly ImpactedDryer2New | Thurston CountySingle Family - Highly ImpactedDryerFederal Standard 2015 Dryer - CEF/EF 2.84/3.30 (Gas Dryer)New | Thurston CountySingle Family - Highly ImpactedDryerNew | Thurston County | Single Family - Highly Impacted | Dryer | 2 | Federal Standard 2015 Dryer - CEF/EF 2.84/3.30 (Gas Dryer) | New | 46% | 46% | 46% | 46% | 46% | 46% | 46% | 46% | 46% | 46% | 46% | 46% | 46% | 46% | 46% | 46% | 46% | 46% | 46% | 46% | 46% | 46% | 46% | 46% | 46% | 46% | 46% | 46%
Thurston CountyMultifamily | Thurston CountyMultifamilyDryer | Thurston CountyMultifamilyDryer2 | Thurston CountyMultifamilyDryer2Existing | Thurston CountyMultifamilyDryerFederal Standard 2015 Dryer - CEF/EF 2.84/3.30 (Gas Dryer)Existing | Thurston CountyMultifamilyDryerExisting | Thurston County | Multifamily | Dryer | 2 | Federal Standard 2015 Dryer - CEF/EF 2.84/3.30 (Gas Dryer) | Existing | 46% | 46% | 46% | 46% | 46% | 46% | 46% | 46% | 46% | 46% | 46% | 46% | 46% | 46% | 46% | 46% | 46% | 46% | 46% | 46% | 46% | 46% | 46% | 46% | 46% | 46% | 46% | 46%
Thurston CountyMultifamily | Thurston CountyMultifamilyDryer | Thurston CountyMultifamilyDryer2 | Thurston CountyMultifamilyDryer2New | Thurston CountyMultifamilyDryerFederal Standard 2015 Dryer - CEF/EF 2.84/3.30 (Gas Dryer)New | Thurston CountyMultifamilyDryerNew | Thurston County | Multifamily | Dryer | 2 | Federal Standard 2015 Dryer - CEF/EF 2.84/3.30 (Gas Dryer) | New | 46% | 46% | 46% | 46% | 46% | 46% | 46% | 46% | 46% | 46% | 46% | 46% | 46% | 46% | 46% | 46% | 46% | 46% | 46% | 46% | 46% | 46% | 46% | 46% | 46% | 46% | 46% | 46%
Thurston CountyMultifamily - Highly Impacted | Thurston CountyMultifamily - Highly ImpactedDryer | Thurston CountyMultifamily - Highly ImpactedDryer2 | Thurston CountyMultifamily - Highly ImpactedDryer2Existing | Thurston CountyMultifamily - Highly ImpactedDryerFederal Standard 2015 Dryer - CEF/EF 2.84/3.30 (Gas Dryer)Existing | Thurston CountyMultifamily - Highly ImpactedDryerExisting | Thurston County | Multifamily - Highly Impacted | Dryer | 2 | Federal Standard 2015 Dryer - CEF/EF 2.84/3.30 (Gas Dryer) | Existing | 46% | 46% | 46% | 46% | 46% | 46% | 46% | 46% | 46% | 46% | 46% | 46% | 46% | 46% | 46% | 46% | 46% | 46% | 46% | 46% | 46% | 46% | 46% | 46% | 46% | 46% | 46% | 46%
Thurston CountyMultifamily - Highly Impacted | Thurston CountyMultifamily - Highly ImpactedDryer | Thurston CountyMultifamily - Highly ImpactedDryer2 | Thurston CountyMultifamily - Highly ImpactedDryer2New | Thurston CountyMultifamily - Highly ImpactedDryerFederal Standard 2015 Dryer - CEF/EF 2.84/3.30 (Gas Dryer)New | Thurston CountyMultifamily - Highly ImpactedDryerNew | Thurston County | Multifamily - Highly Impacted | Dryer | 2 | Federal Standard 2015 Dryer - CEF/EF 2.84/3.30 (Gas Dryer) | New | 46% | 46% | 46% | 46% | 46% | 46% | 46% | 46% | 46% | 46% | 46% | 46% | 46% | 46% | 46% | 46% | 46% | 46% | 46% | 46% | 46% | 46% | 46% | 46% | 46% | 46% | 46% | 46%
Thurston CountyManufactured | Thurston CountyManufacturedDryer | Thurston CountyManufacturedDryer2 | Thurston CountyManufacturedDryer2Existing | Thurston CountyManufacturedDryerFederal Standard 2015 Dryer - CEF/EF 2.84/3.30 (Gas Dryer)Existing | Thurston CountyManufacturedDryerExisting | Thurston County | Manufactured | Dryer | 2 | Federal Standard 2015 Dryer - CEF/EF 2.84/3.30 (Gas Dryer) | Existing | 46% | 46% | 46% | 46% | 46% | 46% | 46% | 46% | 46% | 46% | 46% | 46% | 46% | 46% | 46% | 46% | 46% | 46% | 46% | 46% | 46% | 46% | 46% | 46% | 46% | 46% | 46% | 46%
Thurston CountyManufactured | Thurston CountyManufacturedDryer | Thurston CountyManufacturedDryer2 | Thurston CountyManufacturedDryer2New | Thurston CountyManufacturedDryerFederal Standard 2015 Dryer - CEF/EF 2.84/3.30 (Gas Dryer)New | Thurston CountyManufacturedDryerNew | Thurston County | Manufactured | Dryer | 2 | Federal Standard 2015 Dryer - CEF/EF 2.84/3.30 (Gas Dryer) | New | 46% | 46% | 46% | 46% | 46% | 46% | 46% | 46% | 46% | 46% | 46% | 46% | 46% | 46% | 46% | 46% | 46% | 46% | 46% | 46% | 46% | 46% | 46% | 46% | 46% | 46% | 46% | 46%
Thurston CountyManufactured - Highly Impacted | Thurston CountyManufactured - Highly ImpactedDryer | Thurston CountyManufactured - Highly ImpactedDryer2 | Thurston CountyManufactured - Highly ImpactedDryer2Existing | Thurston CountyManufactured - Highly ImpactedDryerFederal Standard 2015 Dryer - CEF/EF 2.84/3.30 (Gas Dryer)Existing | Thurston CountyManufactured - Highly ImpactedDryerExisting | Thurston County | Manufactured - Highly Impacted | Dryer | 2 | Federal Standard 2015 Dryer - CEF/EF 2.84/3.30 (Gas Dryer) | Existing | 46% | 46% | 46% | 46% | 46% | 46% | 46% | 46% | 46% | 46% | 46% | 46% | 46% | 46% | 46% | 46% | 46% | 46% | 46% | 46% | 46% | 46% | 46% | 46% | 46% | 46% | 46% | 46%
Thurston CountyManufactured - Highly Impacted | Thurston CountyManufactured - Highly ImpactedDryer | Thurston CountyManufactured - Highly ImpactedDryer2 | Thurston CountyManufactured - Highly ImpactedDryer2New | Thurston CountyManufactured - Highly ImpactedDryerFederal Standard 2015 Dryer - CEF/EF 2.84/3.30 (Gas Dryer)New | Thurston CountyManufactured - Highly ImpactedDryerNew | Thurston County | Manufactured - Highly Impacted | Dryer | 2 | Federal Standard 2015 Dryer - CEF/EF 2.84/3.30 (Gas Dryer) | New | 46% | 46% | 46% | 46% | 46% | 46% | 46% | 46% | 46% | 46% | 46% | 46% | 46% | 46% | 46% | 46% | 46% | 46% | 46% | 46% | 46% | 46% | 46% | 46% | 46% | 46% | 46% | 46%
Thurston CountySingle Family | Thurston CountySingle FamilyDryer | Thurston CountySingle FamilyDryer3 | Thurston CountySingle FamilyDryer3Existing | Thurston CountySingle FamilyDryerMarket Standard DryerExisting | Thurston CountySingle FamilyDryerExisting | Thurston County | Single Family | Dryer | 3 | Market Standard Dryer | Existing | bar: 2023 to 2050
Thurston CountySingle Family | Thurston CountySingle FamilyDryer | Thurston CountySingle FamilyDryer3 | Thurston CountySingle FamilyDryer3New | Thurston CountySingle FamilyDryerMarket Standard DryerNew | Thurston CountySingle FamilyDryerNew | Thurston County | Single Family | Dryer | 3 | Market Standard Dryer | New | bar: 2023 to 2050
Thurston CountySingle Family - Highly Impacted | Thurston CountySingle Family - Highly ImpactedDryer | Thurston CountySingle Family - Highly ImpactedDryer3 | Thurston CountySingle Family - Highly ImpactedDryer3Existing | Thurston CountySingle Family - Highly ImpactedDryerMarket Standard DryerExisting | Thurston CountySingle Family - Highly ImpactedDryerExisting | Thurston County | Single Family - Highly Impacted | Dryer | 3 | Market Standard Dryer | Existing | bar: 2023 to 2050
Thurston CountySingle Family - Highly Impacted | Thurston CountySingle Family - Highly ImpactedDryer | Thurston CountySingle Family - Highly ImpactedDryer3 | Thurston CountySingle Family - Highly ImpactedDryer3New | Thurston CountySingle Family - Highly ImpactedDryerMarket Standard DryerNew | Thurston CountySingle Family - Highly ImpactedDryerNew | Thurston County | Single Family - Highly Impacted | Dryer | 3 | Market Standard Dryer | New | bar: 2023 to 2050
Thurston CountyMultifamily | Thurston CountyMultifamilyDryer | Thurston CountyMultifamilyDryer3 | Thurston CountyMultifamilyDryer3Existing | Thurston CountyMultifamilyDryerMarket Standard DryerExisting | Thurston CountyMultifamilyDryerExisting | Thurston County | Multifamily | Dryer | 3 | Market Standard Dryer | Existing | bar: 2023 to 2050
Thurston CountyMultifamily | Thurston CountyMultifamilyDryer | Thurston CountyMultifamilyDryer3 | Thurston CountyMultifamilyDryer3New | Thurston CountyMultifamilyDryerMarket Standard DryerNew | Thurston CountyMultifamilyDryerNew | Thurston County | Multifamily | Dryer | 3 | Market Standard Dryer | New | bar: 2023 to 2050
Thurston CountyMultifamily - Highly Impacted | Thurston CountyMultifamily - Highly ImpactedDryer | Thurston CountyMultifamily - Highly ImpactedDryer3 | Thurston CountyMultifamily - Highly ImpactedDryer3Existing | Thurston CountyMultifamily - Highly ImpactedDryerMarket Standard DryerExisting | Thurston CountyMultifamily - Highly ImpactedDryerExisting | Thurston County | Multifamily - Highly Impacted | Dryer | 3 | Market Standard Dryer | Existing | bar: 2023 to 2050
Thurston CountyMultifamily - Highly Impacted | Thurston CountyMultifamily - Highly ImpactedDryer | Thurston CountyMultifamily - Highly ImpactedDryer3 | Thurston CountyMultifamily - Highly ImpactedDryer3New | Thurston CountyMultifamily - Highly ImpactedDryerMarket Standard DryerNew | Thurston CountyMultifamily - Highly ImpactedDryerNew | Thurston County | Multifamily - Highly Impacted | Dryer | 3 | Market Standard Dryer | New | bar: 2023 to 2050
Thurston CountyManufactured | Thurston CountyManufacturedDryer | Thurston CountyManufacturedDryer3 | Thurston CountyManufacturedDryer3Existing | Thurston CountyManufacturedDryerMarket Standard DryerExisting | Thurston CountyManufacturedDryerExisting | Thurston County | Manufactured | Dryer | 3 | Market Standard Dryer | Existing | bar: 2023 to 2050
Thurston CountyManufactured | Thurston CountyManufacturedDryer | Thurston CountyManufacturedDryer3 | Thurston CountyManufacturedDryer3New | Thurston CountyManufacturedDryerMarket Standard DryerNew | Thurston CountyManufacturedDryerNew | Thurston County | Manufactured | Dryer | 3 | Market Standard Dryer | New | bar: 2023 to 2050
Thurston CountyManufactured - Highly Impacted | Thurston CountyManufactured - Highly ImpactedDryer | Thurston CountyManufactured - Highly ImpactedDryer3 | Thurston CountyManufactured - Highly ImpactedDryer3Existing | Thurston CountyManufactured - Highly ImpactedDryerMarket Standard DryerExisting | Thurston CountyManufactured - Highly ImpactedDryerExisting | Thurston County | Manufactured - Highly Impacted | Dryer | 3 | Market Standard Dryer | Existing | bar: 2023 to 2050
Thurston CountyManufactured - Highly Impacted | Thurston CountyManufactured - Highly ImpactedDryer | Thurston CountyManufactured - Highly ImpactedDryer3 | Thurston CountyManufactured - Highly ImpactedDryer3New | Thurston CountyManufactured - Highly ImpactedDryerMarket Standard DryerNew | Thurston CountyManufactured - Highly ImpactedDryerNew | Thurston County | Manufactured - Highly Impacted | Dryer | 3 | Market Standard Dryer | New | bar: 2023 to 2050
Thurston CountySingle Family | Thurston CountySingle FamilyDryer | Thurston CountySingle FamilyDryer4 | Thurston CountySingle FamilyDryer4Existing | Thurston CountySingle FamilyDryerENERGY STAR Dryer - CEF 3.48 (Gas Dryer)Existing | Thurston CountySingle FamilyDryerExisting | Thurston County | Single Family | Dryer | 4 | ENERGY STAR Dryer - CEF 3.48 (Gas Dryer) | Existing | 51.7% | 51.7% | 51.7% | 51.7% | 51.7% | 51.7% | 51.7% | 51.7% | 51.7% | 51.7% | 51.7% | 51.7% | 51.7% | 51.7% | 51.7% | 51.7% | 51.7% | 51.7% | 51.7% | 51.7% | 51.7% | 51.7% | 51.7% | 51.7% | 51.7% | 51.7% | 51.7% | 51.7%
Thurston CountySingle Family | Thurston CountySingle FamilyDryer | Thurston CountySingle FamilyDryer4 | Thurston CountySingle FamilyDryer4New | Thurston CountySingle FamilyDryerENERGY STAR Dryer - CEF 3.48 (Gas Dryer)New | Thurston CountySingle FamilyDryerNew | Thurston County | Single Family | Dryer | 4 | ENERGY STAR Dryer - CEF 3.48 (Gas Dryer) | New | 51.7% | 51.7% | 51.7% | 51.7% | 51.7% | 51.7% | 51.7% | 51.7% | 51.7% | 51.7% | 51.7% | 51.7% | 51.7% | 51.7% | 51.7% | 51.7% | 51.7% | 51.7% | 51.7% | 51.7% | 51.7% | 51.7% | 51.7% | 51.7% | 51.7% | 51.7% | 51.7% | 51.7%
Thurston CountySingle Family - Highly Impacted | Thurston CountySingle Family - Highly ImpactedDryer | Thurston CountySingle Family - Highly ImpactedDryer4 | Thurston CountySingle Family - Highly ImpactedDryer4Existing | Thurston CountySingle Family - Highly ImpactedDryerENERGY STAR Dryer - CEF 3.48 (Gas Dryer)Existing | Thurston CountySingle Family - Highly ImpactedDryerExisting | Thurston County | Single Family - Highly Impacted | Dryer | 4 | ENERGY STAR Dryer - CEF 3.48 (Gas Dryer) | Existing | 51.7% | 51.7% | 51.7% | 51.7% | 51.7% | 51.7% | 51.7% | 51.7% | 51.7% | 51.7% | 51.7% | 51.7% | 51.7% | 51.7% | 51.7% | 51.7% | 51.7% | 51.7% | 51.7% | 51.7% | 51.7% | 51.7% | 51.7% | 51.7% | 51.7% | 51.7% | 51.7% | 51.7%
Thurston CountySingle Family - Highly Impacted | Thurston CountySingle Family - Highly ImpactedDryer | Thurston CountySingle Family - Highly ImpactedDryer4 | Thurston CountySingle Family - Highly ImpactedDryer4New | Thurston CountySingle Family - Highly ImpactedDryerENERGY STAR Dryer - CEF 3.48 (Gas Dryer)New | Thurston CountySingle Family - Highly ImpactedDryerNew | Thurston County | Single Family - Highly Impacted | Dryer | 4 | ENERGY STAR Dryer - CEF 3.48 (Gas Dryer) | New | 51.7% | 51.7% | 51.7% | 51.7% | 51.7% | 51.7% | 51.7% | 51.7% | 51.7% | 51.7% | 51.7% | 51.7% | 51.7% | 51.7% | 51.7% | 51.7% | 51.7% | 51.7% | 51.7% | 51.7% | 51.7% | 51.7% | 51.7% | 51.7% | 51.7% | 51.7% | 51.7% | 51.7%
Thurston CountyMultifamily | Thurston CountyMultifamilyDryer | Thurston CountyMultifamilyDryer4 | Thurston CountyMultifamilyDryer4Existing | Thurston CountyMultifamilyDryerENERGY STAR Dryer - CEF 3.48 (Gas Dryer)Existing | Thurston CountyMultifamilyDryerExisting | Thurston County | Multifamily | Dryer | 4 | ENERGY STAR Dryer - CEF 3.48 (Gas Dryer) | Existing | 51.7% | 51.7% | 51.7% | 51.7% | 51.7% | 51.7% | 51.7% | 51.7% | 51.7% | 51.7% | 51.7% | 51.7% | 51.7% | 51.7% | 51.7% | 51.7% | 51.7% | 51.7% | 51.7% | 51.7% | 51.7% | 51.7% | 51.7% | 51.7% | 51.7% | 51.7% | 51.7% | 51.7%
Thurston CountyMultifamily | Thurston CountyMultifamilyDryer | Thurston CountyMultifamilyDryer4 | Thurston CountyMultifamilyDryer4New | Thurston CountyMultifamilyDryerENERGY STAR Dryer - CEF 3.48 (Gas Dryer)New | Thurston CountyMultifamilyDryerNew | Thurston County | Multifamily | Dryer | 4 | ENERGY STAR Dryer - CEF 3.48 (Gas Dryer) | New | 51.7% | 51.7% | 51.7% | 51.7% | 51.7% | 51.7% | 51.7% | 51.7% | 51.7% | 51.7% | 51.7% | 51.7% | 51.7% | 51.7% | 51.7% | 51.7% | 51.7% | 51.7% | 51.7% | 51.7% | 51.7% | 51.7% | 51.7% | 51.7% | 51.7% | 51.7% | 51.7% | 51.7%
Thurston CountyMultifamily - Highly Impacted | Thurston CountyMultifamily - Highly ImpactedDryer | Thurston CountyMultifamily - Highly ImpactedDryer4 | Thurston CountyMultifamily - Highly ImpactedDryer4Existing | Thurston CountyMultifamily - Highly ImpactedDryerENERGY STAR Dryer - CEF 3.48 (Gas Dryer)Existing | Thurston CountyMultifamily - Highly ImpactedDryerExisting | Thurston County | Multifamily - Highly Impacted | Dryer | 4 | ENERGY STAR Dryer - CEF 3.48 (Gas Dryer) | Existing | 51.7% | 51.7% | 51.7% | 51.7% | 51.7% | 51.7% | 51.7% | 51.7% | 51.7% | 51.7% | 51.7% | 51.7% | 51.7% | 51.7% | 51.7% | 51.7% | 51.7% | 51.7% | 51.7% | 51.7% | 51.7% | 51.7% | 51.7% | 51.7% | 51.7% | 51.7% | 51.7% | 51.7%
Thurston CountyMultifamily - Highly Impacted | Thurston CountyMultifamily - Highly ImpactedDryer | Thurston CountyMultifamily - Highly ImpactedDryer4 | Thurston CountyMultifamily - Highly ImpactedDryer4New | Thurston CountyMultifamily - Highly ImpactedDryerENERGY STAR Dryer - CEF 3.48 (Gas Dryer)New | Thurston CountyMultifamily - Highly ImpactedDryerNew | Thurston County | Multifamily - Highly Impacted | Dryer | 4 | ENERGY STAR Dryer - CEF 3.48 (Gas Dryer) | New | 51.7% | 51.7% | 51.7% | 51.7% | 51.7% | 51.7% | 51.7% | 51.7% | 51.7% | 51.7% | 51.7% | 51.7% | 51.7% | 51.7% | 51.7% | 51.7% | 51.7% | 51.7% | 51.7% | 51.7% | 51.7% | 51.7% | 51.7% | 51.7% | 51.7% | 51.7% | 51.7% | 51.7%
Thurston CountyManufactured | Thurston CountyManufacturedDryer | Thurston CountyManufacturedDryer4 | Thurston CountyManufacturedDryer4Existing | Thurston CountyManufacturedDryerENERGY STAR Dryer - CEF 3.48 (Gas Dryer)Existing | Thurston CountyManufacturedDryerExisting | Thurston County | Manufactured | Dryer | 4 | ENERGY STAR Dryer - CEF 3.48 (Gas Dryer) | Existing | 51.7% | 51.7% | 51.7% | 51.7% | 51.7% | 51.7% | 51.7% | 51.7% | 51.7% | 51.7% | 51.7% | 51.7% | 51.7% | 51.7% | 51.7% | 51.7% | 51.7% | 51.7% | 51.7% | 51.7% | 51.7% | 51.7% | 51.7% | 51.7% | 51.7% | 51.7% | 51.7% | 51.7%
Thurston CountyManufactured | Thurston CountyManufacturedDryer | Thurston CountyManufacturedDryer4 | Thurston CountyManufacturedDryer4New | Thurston CountyManufacturedDryerENERGY STAR Dryer - CEF 3.48 (Gas Dryer)New | Thurston CountyManufacturedDryerNew | Thurston County | Manufactured | Dryer | 4 | ENERGY STAR Dryer - CEF 3.48 (Gas Dryer) | New | 51.7% | 51.7% | 51.7% | 51.7% | 51.7% | 51.7% | 51.7% | 51.7% | 51.7% | 51.7% | 51.7% | 51.7% | 51.7% | 51.7% | 51.7% | 51.7% | 51.7% | 51.7% | 51.7% | 51.7% | 51.7% | 51.7% | 51.7% | 51.7% | 51.7% | 51.7% | 51.7% | 51.7%
Thurston CountyManufactured - Highly Impacted | Thurston CountyManufactured - Highly ImpactedDryer | Thurston CountyManufactured - Highly ImpactedDryer4 | Thurston CountyManufactured - Highly ImpactedDryer4Existing | Thurston CountyManufactured - Highly ImpactedDryerENERGY STAR Dryer - CEF 3.48 (Gas Dryer)Existing | Thurston CountyManufactured - Highly ImpactedDryerExisting | Thurston County | Manufactured - Highly Impacted | Dryer | 4 | ENERGY STAR Dryer - CEF 3.48 (Gas Dryer) | Existing | 51.7% | 51.7% | 51.7% | 51.7% | 51.7% | 51.7% | 51.7% | 51.7% | 51.7% | 51.7% | 51.7% | 51.7% | 51.7% | 51.7% | 51.7% | 51.7% | 51.7% | 51.7% | 51.7% | 51.7% | 51.7% | 51.7% | 51.7% | 51.7% | 51.7% | 51.7% | 51.7% | 51.7%
Thurston CountyManufactured - Highly Impacted | Thurston CountyManufactured - Highly ImpactedDryer | Thurston CountyManufactured - Highly ImpactedDryer4 | Thurston CountyManufactured - Highly ImpactedDryer4New | Thurston CountyManufactured - Highly ImpactedDryerENERGY STAR Dryer - CEF 3.48 (Gas Dryer)New | Thurston CountyManufactured - Highly ImpactedDryerNew | Thurston County | Manufactured - Highly Impacted | Dryer | 4 | ENERGY STAR Dryer - CEF 3.48 (Gas Dryer) | New | 51.7% | 51.7% | 51.7% | 51.7% | 51.7% | 51.7% | 51.7% | 51.7% | 51.7% | 51.7% | 51.7% | 51.7% | 51.7% | 51.7% | 51.7% | 51.7% | 51.7% | 51.7% | 51.7% | 51.7% | 51.7% | 51.7% | 51.7% | 51.7% | 51.7% | 51.7% | 51.7% | 51.7%
Thurston CountySingle Family | Thurston CountySingle FamilyDryer | Thurston CountySingle FamilyDryer5 | Thurston CountySingle FamilyDryer5Existing | Thurston CountySingle FamilyDryerAdvanced Efficiency Dryer - CEF 3.8 (Gas Dryer)Existing | Thurston CountySingle FamilyDryerExisting | Thurston County | Single Family | Dryer | 5 | Advanced Efficiency Dryer - CEF 3.8 (Gas Dryer) | Existing | 2.3% | 2.3% | 2.3% | 2.3% | 2.3% | 2.3% | 2.3% | 2.3% | 2.3% | 2.3% | 2.3% | 2.3% | 2.3% | 2.3% | 2.3% | 2.3% | 2.3% | 2.3% | 2.3% | 2.3% | 2.3% | 2.3% | 2.3% | 2.3% | 2.3% | 2.3% | 2.3% | 2.3%
Thurston CountySingle Family | Thurston CountySingle FamilyDryer | Thurston CountySingle FamilyDryer5 | Thurston CountySingle FamilyDryer5New | Thurston CountySingle FamilyDryerAdvanced Efficiency Dryer - CEF 3.8 (Gas Dryer)New | Thurston CountySingle FamilyDryerNew | Thurston County | Single Family | Dryer | 5 | Advanced Efficiency Dryer - CEF 3.8 (Gas Dryer) | New | 2.3% | 2.3% | 2.3% | 2.3% | 2.3% | 2.3% | 2.3% | 2.3% | 2.3% | 2.3% | 2.3% | 2.3% | 2.3% | 2.3% | 2.3% | 2.3% | 2.3% | 2.3% | 2.3% | 2.3% | 2.3% | 2.3% | 2.3% | 2.3% | 2.3% | 2.3% | 2.3% | 2.3%
Thurston CountySingle Family - Highly Impacted | Thurston CountySingle Family - Highly ImpactedDryer | Thurston CountySingle Family - Highly ImpactedDryer5 | Thurston CountySingle Family - Highly ImpactedDryer5Existing | Thurston CountySingle Family - Highly ImpactedDryerAdvanced Efficiency Dryer - CEF 3.8 (Gas Dryer)Existing | Thurston CountySingle Family - Highly ImpactedDryerExisting | Thurston County | Single Family - Highly Impacted | Dryer | 5 | Advanced Efficiency Dryer - CEF 3.8 (Gas Dryer) | Existing | 2.3% | 2.3% | 2.3% | 2.3% | 2.3% | 2.3% | 2.3% | 2.3% | 2.3% | 2.3% | 2.3% | 2.3% | 2.3% | 2.3% | 2.3% | 2.3% | 2.3% | 2.3% | 2.3% | 2.3% | 2.3% | 2.3% | 2.3% | 2.3% | 2.3% | 2.3% | 2.3% | 2.3%
Thurston CountySingle Family - Highly Impacted | Thurston CountySingle Family - Highly ImpactedDryer | Thurston CountySingle Family - Highly ImpactedDryer5 | Thurston CountySingle Family - Highly ImpactedDryer5New | Thurston CountySingle Family - Highly ImpactedDryerAdvanced Efficiency Dryer - CEF 3.8 (Gas Dryer)New | Thurston CountySingle Family - Highly ImpactedDryerNew | Thurston County | Single Family - Highly Impacted | Dryer | 5 | Advanced Efficiency Dryer - CEF 3.8 (Gas Dryer) | New | 2.3% | 2.3% | 2.3% | 2.3% | 2.3% | 2.3% | 2.3% | 2.3% | 2.3% | 2.3% | 2.3% | 2.3% | 2.3% | 2.3% | 2.3% | 2.3% | 2.3% | 2.3% | 2.3% | 2.3% | 2.3% | 2.3% | 2.3% | 2.3% | 2.3% | 2.3% | 2.3% | 2.3%
Thurston CountyMultifamily | Thurston CountyMultifamilyDryer | Thurston CountyMultifamilyDryer5 | Thurston CountyMultifamilyDryer5Existing | Thurston CountyMultifamilyDryerAdvanced Efficiency Dryer - CEF 3.8 (Gas Dryer)Existing | Thurston CountyMultifamilyDryerExisting | Thurston County | Multifamily | Dryer | 5 | Advanced Efficiency Dryer - CEF 3.8 (Gas Dryer) | Existing | 2.3% | 2.3% | 2.3% | 2.3% | 2.3% | 2.3% | 2.3% | 2.3% | 2.3% | 2.3% | 2.3% | 2.3% | 2.3% | 2.3% | 2.3% | 2.3% | 2.3% | 2.3% | 2.3% | 2.3% | 2.3% | 2.3% | 2.3% | 2.3% | 2.3% | 2.3% | 2.3% | 2.3%
Thurston CountyMultifamily | Thurston CountyMultifamilyDryer | Thurston CountyMultifamilyDryer5 | Thurston CountyMultifamilyDryer5New | Thurston CountyMultifamilyDryerAdvanced Efficiency Dryer - CEF 3.8 (Gas Dryer)New | Thurston CountyMultifamilyDryerNew | Thurston County | Multifamily | Dryer | 5 | Advanced Efficiency Dryer - CEF 3.8 (Gas Dryer) | New | 2.3% | 2.3% | 2.3% | 2.3% | 2.3% | 2.3% | 2.3% | 2.3% | 2.3% | 2.3% | 2.3% | 2.3% | 2.3% | 2.3% | 2.3% | 2.3% | 2.3% | 2.3% | 2.3% | 2.3% | 2.3% | 2.3% | 2.3% | 2.3% | 2.3% | 2.3% | 2.3% | 2.3%
Thurston CountyMultifamily - Highly Impacted | Thurston CountyMultifamily - Highly ImpactedDryer | Thurston CountyMultifamily - Highly ImpactedDryer5 | Thurston CountyMultifamily - Highly ImpactedDryer5Existing | Thurston CountyMultifamily - Highly ImpactedDryerAdvanced Efficiency Dryer - CEF 3.8 (Gas Dryer)Existing | Thurston CountyMultifamily - Highly ImpactedDryerExisting | Thurston County | Multifamily - Highly Impacted | Dryer | 5 | Advanced Efficiency Dryer - CEF 3.8 (Gas Dryer) | Existing | 2.3% | 2.3% | 2.3% | 2.3% | 2.3% | 2.3% | 2.3% | 2.3% | 2.3% | 2.3% | 2.3% | 2.3% | 2.3% | 2.3% | 2.3% | 2.3% | 2.3% | 2.3% | 2.3% | 2.3% | 2.3% | 2.3% | 2.3% | 2.3% | 2.3% | 2.3% | 2.3% | 2.3%
Thurston CountyMultifamily - Highly Impacted | Thurston CountyMultifamily - Highly ImpactedDryer | Thurston CountyMultifamily - Highly ImpactedDryer5 | Thurston CountyMultifamily - Highly ImpactedDryer5New | Thurston CountyMultifamily - Highly ImpactedDryerAdvanced Efficiency Dryer - CEF 3.8 (Gas Dryer)New | Thurston CountyMultifamily - Highly ImpactedDryerNew | Thurston County | Multifamily - Highly Impacted | Dryer | 5 | Advanced Efficiency Dryer - CEF 3.8 (Gas Dryer) | New | 2.3% | 2.3% | 2.3% | 2.3% | 2.3% | 2.3% | 2.3% | 2.3% | 2.3% | 2.3% | 2.3% | 2.3% | 2.3% | 2.3% | 2.3% | 2.3% | 2.3% | 2.3% | 2.3% | 2.3% | 2.3% | 2.3% | 2.3% | 2.3% | 2.3% | 2.3% | 2.3% | 2.3%
Thurston CountyManufactured | Thurston CountyManufacturedDryer | Thurston CountyManufacturedDryer5 | Thurston CountyManufacturedDryer5Existing | Thurston CountyManufacturedDryerAdvanced Efficiency Dryer - CEF 3.8 (Gas Dryer)Existing | Thurston CountyManufacturedDryerExisting | Thurston County | Manufactured | Dryer | 5 | Advanced Efficiency Dryer - CEF 3.8 (Gas Dryer) | Existing | 2.3% | 2.3% | 2.3% | 2.3% | 2.3% | 2.3% | 2.3% | 2.3% | 2.3% | 2.3% | 2.3% | 2.3% | 2.3% | 2.3% | 2.3% | 2.3% | 2.3% | 2.3% | 2.3% | 2.3% | 2.3% | 2.3% | 2.3% | 2.3% | 2.3% | 2.3% | 2.3% | 2.3%
Thurston CountyManufactured | Thurston CountyManufacturedDryer | Thurston CountyManufacturedDryer5 | Thurston CountyManufacturedDryer5New | Thurston CountyManufacturedDryerAdvanced Efficiency Dryer - CEF 3.8 (Gas Dryer)New | Thurston CountyManufacturedDryerNew | Thurston County | Manufactured | Dryer | 5 | Advanced Efficiency Dryer - CEF 3.8 (Gas Dryer) | New | 2.3% | 2.3% | 2.3% | 2.3% | 2.3% | 2.3% | 2.3% | 2.3% | 2.3% | 2.3% | 2.3% | 2.3% | 2.3% | 2.3% | 2.3% | 2.3% | 2.3% | 2.3% | 2.3% | 2.3% | 2.3% | 2.3% | 2.3% | 2.3% | 2.3% | 2.3% | 2.3% | 2.3%
Thurston CountyManufactured - Highly Impacted | Thurston CountyManufactured - Highly ImpactedDryer | Thurston CountyManufactured - Highly ImpactedDryer5 | Thurston CountyManufactured - Highly ImpactedDryer5Existing | Thurston CountyManufactured - Highly ImpactedDryerAdvanced Efficiency Dryer - CEF 3.8 (Gas Dryer)Existing | Thurston CountyManufactured - Highly ImpactedDryerExisting | Thurston County | Manufactured - Highly Impacted | Dryer | 5 | Advanced Efficiency Dryer - CEF 3.8 (Gas Dryer) | Existing | 2.3% | 2.3% | 2.3% | 2.3% | 2.3% | 2.3% | 2.3% | 2.3% | 2.3% | 2.3% | 2.3% | 2.3% | 2.3% | 2.3% | 2.3% | 2.3% | 2.3% | 2.3% | 2.3% | 2.3% | 2.3% | 2.3% | 2.3% | 2.3% | 2.3% | 2.3% | 2.3% | 2.3%
Thurston CountyManufactured - Highly Impacted | Thurston CountyManufactured - Highly ImpactedDryer | Thurston CountyManufactured - Highly ImpactedDryer5 | Thurston CountyManufactured - Highly ImpactedDryer5New | Thurston CountyManufactured - Highly ImpactedDryerAdvanced Efficiency Dryer - CEF 3.8 (Gas Dryer)New | Thurston CountyManufactured - Highly ImpactedDryerNew | Thurston County | Manufactured - Highly Impacted | Dryer | 5 | Advanced Efficiency Dryer - CEF 3.8 (Gas Dryer) | New | 2.3% | 2.3% | 2.3% | 2.3% | 2.3% | 2.3% | 2.3% | 2.3% | 2.3% | 2.3% | 2.3% | 2.3% | 2.3% | 2.3% | 2.3% | 2.3% | 2.3% | 2.3% | 2.3% | 2.3% | 2.3% | 2.3% | 2.3% | 2.3% | 2.3% | 2.3% | 2.3% | 2.3%
Thurston CountySingle Family | Thurston CountySingle FamilyHeat Central Gas Boiler | Thurston CountySingle FamilyHeat Central Gas Boiler1 | Thurston CountySingle FamilyHeat Central Gas Boiler1Existing | Thurston CountySingle FamilyHeat Central Gas BoilerBelow Standard Boiler - 78% AFUE (Low Income)Existing | Thurston CountySingle FamilyHeat Central Gas BoilerExisting | Thurston County | Single Family | Heat Central Gas Boiler | 1 | Below Standard Boiler - 78% AFUE (Low Income) | Existing | 59.68% | 59.68% | 59.68% | 59.68% | 59.68% | 59.68% | 59.68% | 59.68% | 59.68% | 59.68% | 59.68% | 59.68% | 59.68% | 59.68% | 59.68% | 59.68% | 59.68% | 59.68% | 59.68% | 59.68% | 59.68% | 59.68% | 59.68% | 59.68% | 59.68% | 59.68% | 59.68% | 59.68%
Thurston CountySingle Family | Thurston CountySingle FamilyHeat Central Gas Boiler | Thurston CountySingle FamilyHeat Central Gas Boiler1 | Thurston CountySingle FamilyHeat Central Gas Boiler1New | Thurston CountySingle FamilyHeat Central Gas BoilerBelow Standard Boiler - 78% AFUE (Low Income)New | Thurston CountySingle FamilyHeat Central Gas BoilerNew | Thurston County | Single Family | Heat Central Gas Boiler | 1 | Below Standard Boiler - 78% AFUE (Low Income) | New | bar: 2023 to 2050
Thurston CountySingle Family - Highly Impacted | Thurston CountySingle Family - Highly ImpactedHeat Central Gas Boiler | Thurston CountySingle Family - Highly ImpactedHeat Central Gas Boiler1 | Thurston CountySingle Family - Highly ImpactedHeat Central Gas Boiler1Existing | Thurston CountySingle Family - Highly ImpactedHeat Central Gas BoilerBelow Standard Boiler - 78% AFUE (Low Income)Existing | Thurston CountySingle Family - Highly ImpactedHeat Central Gas BoilerExisting | Thurston County | Single Family - Highly Impacted | Heat Central Gas Boiler | 1 | Below Standard Boiler - 78% AFUE (Low Income) | Existing | 59.68% | 59.68% | 59.68% | 59.68% | 59.68% | 59.68% | 59.68% | 59.68% | 59.68% | 59.68% | 59.68% | 59.68% | 59.68% | 59.68% | 59.68% | 59.68% | 59.68% | 59.68% | 59.68% | 59.68% | 59.68% | 59.68% | 59.68% | 59.68% | 59.68% | 59.68% | 59.68% | 59.68%
Thurston CountySingle Family - Highly Impacted | Thurston CountySingle Family - Highly ImpactedHeat Central Gas Boiler | Thurston CountySingle Family - Highly ImpactedHeat Central Gas Boiler1 | Thurston CountySingle Family - Highly ImpactedHeat Central Gas Boiler1New | Thurston CountySingle Family - Highly ImpactedHeat Central Gas BoilerBelow Standard Boiler - 78% AFUE (Low Income)New | Thurston CountySingle Family - Highly ImpactedHeat Central Gas BoilerNew | Thurston County | Single Family - Highly Impacted | Heat Central Gas Boiler | 1 | Below Standard Boiler - 78% AFUE (Low Income) | New | bar: 2023 to 2050
Thurston CountyMultifamily | Thurston CountyMultifamilyHeat Central Gas Boiler | Thurston CountyMultifamilyHeat Central Gas Boiler1 | Thurston CountyMultifamilyHeat Central Gas Boiler1Existing | Thurston CountyMultifamilyHeat Central Gas BoilerBelow Standard Boiler - 78% AFUE (Low Income)Existing | Thurston CountyMultifamilyHeat Central Gas BoilerExisting | Thurston County | Multifamily | Heat Central Gas Boiler | 1 | Below Standard Boiler - 78% AFUE (Low Income) | Existing | 59.68% | 59.68% | 59.68% | 59.68% | 59.68% | 59.68% | 59.68% | 59.68% | 59.68% | 59.68% | 59.68% | 59.68% | 59.68% | 59.68% | 59.68% | 59.68% | 59.68% | 59.68% | 59.68% | 59.68% | 59.68% | 59.68% | 59.68% | 59.68% | 59.68% | 59.68% | 59.68% | 59.68%
Thurston CountyMultifamily | Thurston CountyMultifamilyHeat Central Gas Boiler | Thurston CountyMultifamilyHeat Central Gas Boiler1 | Thurston CountyMultifamilyHeat Central Gas Boiler1New | Thurston CountyMultifamilyHeat Central Gas BoilerBelow Standard Boiler - 78% AFUE (Low Income)New | Thurston CountyMultifamilyHeat Central Gas BoilerNew | Thurston County | Multifamily | Heat Central Gas Boiler | 1 | Below Standard Boiler - 78% AFUE (Low Income) | New | bar: 2023 to 2050
Thurston CountyMultifamily - Highly Impacted | Thurston CountyMultifamily - Highly ImpactedHeat Central Gas Boiler | Thurston CountyMultifamily - Highly ImpactedHeat Central Gas Boiler1 | Thurston CountyMultifamily - Highly ImpactedHeat Central Gas Boiler1Existing | Thurston CountyMultifamily - Highly ImpactedHeat Central Gas BoilerBelow Standard Boiler - 78% AFUE (Low Income)Existing | Thurston CountyMultifamily - Highly ImpactedHeat Central Gas BoilerExisting | Thurston County | Multifamily - Highly Impacted | Heat Central Gas Boiler | 1 | Below Standard Boiler - 78% AFUE (Low Income) | Existing | 59.68% | 59.68% | 59.68% | 59.68% | 59.68% | 59.68% | 59.68% | 59.68% | 59.68% | 59.68% | 59.68% | 59.68% | 59.68% | 59.68% | 59.68% | 59.68% | 59.68% | 59.68% | 59.68% | 59.68% | 59.68% | 59.68% | 59.68% | 59.68% | 59.68% | 59.68% | 59.68% | 59.68%
Thurston CountyMultifamily - Highly Impacted | Thurston CountyMultifamily - Highly ImpactedHeat Central Gas Boiler | Thurston CountyMultifamily - Highly ImpactedHeat Central Gas Boiler1 | Thurston CountyMultifamily - Highly ImpactedHeat Central Gas Boiler1New | Thurston CountyMultifamily - Highly ImpactedHeat Central Gas BoilerBelow Standard Boiler - 78% AFUE (Low Income)New | Thurston CountyMultifamily - Highly ImpactedHeat Central Gas BoilerNew | Thurston County | Multifamily - Highly Impacted | Heat Central Gas Boiler | 1 | Below Standard Boiler - 78% AFUE (Low Income) | New | bar: 2023 to 2050
Thurston CountyManufactured | Thurston CountyManufacturedHeat Central Gas Boiler | Thurston CountyManufacturedHeat Central Gas Boiler1 | Thurston CountyManufacturedHeat Central Gas Boiler1Existing | Thurston CountyManufacturedHeat Central Gas BoilerBelow Standard Boiler - 78% AFUE (Low Income)Existing | Thurston CountyManufacturedHeat Central Gas BoilerExisting | Thurston County | Manufactured | Heat Central Gas Boiler | 1 | Below Standard Boiler - 78% AFUE (Low Income) | Existing | 59.68% | 59.68% | 59.68% | 59.68% | 59.68% | 59.68% | 59.68% | 59.68% | 59.68% | 59.68% | 59.68% | 59.68% | 59.68% | 59.68% | 59.68% | 59.68% | 59.68% | 59.68% | 59.68% | 59.68% | 59.68% | 59.68% | 59.68% | 59.68% | 59.68% | 59.68% | 59.68% | 59.68%
Thurston CountyManufactured | Thurston CountyManufacturedHeat Central Gas Boiler | Thurston CountyManufacturedHeat Central Gas Boiler1 | Thurston CountyManufacturedHeat Central Gas Boiler1New | Thurston CountyManufacturedHeat Central Gas BoilerBelow Standard Boiler - 78% AFUE (Low Income)New | Thurston CountyManufacturedHeat Central Gas BoilerNew | Thurston County | Manufactured | Heat Central Gas Boiler | 1 | Below Standard Boiler - 78% AFUE (Low Income) | New | bar: 2023 to 2050
Thurston CountyManufactured - Highly Impacted | Thurston CountyManufactured - Highly ImpactedHeat Central Gas Boiler | Thurston CountyManufactured - Highly ImpactedHeat Central Gas Boiler1 | Thurston CountyManufactured - Highly ImpactedHeat Central Gas Boiler1Existing | Thurston CountyManufactured - Highly ImpactedHeat Central Gas BoilerBelow Standard Boiler - 78% AFUE (Low Income)Existing | Thurston CountyManufactured - Highly ImpactedHeat Central Gas BoilerExisting | Thurston County | Manufactured - Highly Impacted | Heat Central Gas Boiler | 1 | Below Standard Boiler - 78% AFUE (Low Income) | Existing | 59.68% | 59.68% | 59.68% | 59.68% | 59.68% | 59.68% | 59.68% | 59.68% | 59.68% | 59.68% | 59.68% | 59.68% | 59.68% | 59.68% | 59.68% | 59.68% | 59.68% | 59.68% | 59.68% | 59.68% | 59.68% | 59.68% | 59.68% | 59.68% | 59.68% | 59.68% | 59.68% | 59.68%
Thurston CountyManufactured - Highly Impacted | Thurston CountyManufactured - Highly ImpactedHeat Central Gas Boiler | Thurston CountyManufactured - Highly ImpactedHeat Central Gas Boiler1 | Thurston CountyManufactured - Highly ImpactedHeat Central Gas Boiler1New | Thurston CountyManufactured - Highly ImpactedHeat Central Gas BoilerBelow Standard Boiler - 78% AFUE (Low Income)New | Thurston CountyManufactured - Highly ImpactedHeat Central Gas BoilerNew | Thurston County | Manufactured - Highly Impacted | Heat Central Gas Boiler | 1 | Below Standard Boiler - 78% AFUE (Low Income) | New | bar: 2023 to 2050
Thurston CountySingle Family | Thurston CountySingle FamilyHeat Central Gas Boiler | Thurston CountySingle FamilyHeat Central Gas Boiler2 | Thurston CountySingle FamilyHeat Central Gas Boiler2Existing | Thurston CountySingle FamilyHeat Central Gas BoilerFederal Standard 2022 Boiler - 84% AFUEExisting | Thurston CountySingle FamilyHeat Central Gas BoilerExisting | Thurston County | Single Family | Heat Central Gas Boiler | 2 | Federal Standard 2022 Boiler - 84% AFUE | Existing | 25.71% | 25.71% | 25.71% | 25.71% | 25.71% | 25.71% | 25.71% | 25.71% | 25.71% | 25.71% | 25.71% | 25.71% | 25.71% | 25.71% | 25.71% | 25.71% | 25.71% | 25.71% | 25.71% | 25.71% | 25.71% | 25.71% | 25.71% | 25.71% | 25.71% | 25.71% | 25.71% | 25.71%
Thurston CountySingle Family | Thurston CountySingle FamilyHeat Central Gas Boiler | Thurston CountySingle FamilyHeat Central Gas Boiler2 | Thurston CountySingle FamilyHeat Central Gas Boiler2New | Thurston CountySingle FamilyHeat Central Gas BoilerFederal Standard 2022 Boiler - 84% AFUENew | Thurston CountySingle FamilyHeat Central Gas BoilerNew | Thurston County | Single Family | Heat Central Gas Boiler | 2 | Federal Standard 2022 Boiler - 84% AFUE | New | 85.39% | 85.39% | 85.39% | 85.39% | 85.39% | 85.39% | 85.39% | 85.39% | 85.39% | 85.39% | 85.39% | 85.39% | 85.39% | 85.39% | 85.39% | 85.39% | 85.39% | 85.39% | 85.39% | 85.39% | 85.39% | 85.39% | 85.39% | 85.39% | 85.39% | 85.39% | 85.39% | 85.39%
Thurston CountySingle Family - Highly Impacted | Thurston CountySingle Family - Highly ImpactedHeat Central Gas Boiler | Thurston CountySingle Family - Highly ImpactedHeat Central Gas Boiler2 | Thurston CountySingle Family - Highly ImpactedHeat Central Gas Boiler2Existing | Thurston CountySingle Family - Highly ImpactedHeat Central Gas BoilerFederal Standard 2022 Boiler - 84% AFUEExisting | Thurston CountySingle Family - Highly ImpactedHeat Central Gas BoilerExisting | Thurston County | Single Family - Highly Impacted | Heat Central Gas Boiler | 2 | Federal Standard 2022 Boiler - 84% AFUE | Existing | 25.71% | 25.71% | 25.71% | 25.71% | 25.71% | 25.71% | 25.71% | 25.71% | 25.71% | 25.71% | 25.71% | 25.71% | 25.71% | 25.71% | 25.71% | 25.71% | 25.71% | 25.71% | 25.71% | 25.71% | 25.71% | 25.71% | 25.71% | 25.71% | 25.71% | 25.71% | 25.71% | 25.71%
Thurston CountySingle Family - Highly Impacted | Thurston CountySingle Family - Highly ImpactedHeat Central Gas Boiler | Thurston CountySingle Family - Highly ImpactedHeat Central Gas Boiler2 | Thurston CountySingle Family - Highly ImpactedHeat Central Gas Boiler2New | Thurston CountySingle Family - Highly ImpactedHeat Central Gas BoilerFederal Standard 2022 Boiler - 84% AFUENew | Thurston CountySingle Family - Highly ImpactedHeat Central Gas BoilerNew | Thurston County | Single Family - Highly Impacted | Heat Central Gas Boiler | 2 | Federal Standard 2022 Boiler - 84% AFUE | New | 85.39% | 85.39% | 85.39% | 85.39% | 85.39% | 85.39% | 85.39% | 85.39% | 85.39% | 85.39% | 85.39% | 85.39% | 85.39% | 85.39% | 85.39% | 85.39% | 85.39% | 85.39% | 85.39% | 85.39% | 85.39% | 85.39% | 85.39% | 85.39% | 85.39% | 85.39% | 85.39% | 85.39%
Thurston CountyMultifamily | Thurston CountyMultifamilyHeat Central Gas Boiler | Thurston CountyMultifamilyHeat Central Gas Boiler2 | Thurston CountyMultifamilyHeat Central Gas Boiler2Existing | Thurston CountyMultifamilyHeat Central Gas BoilerFederal Standard 2022 Boiler - 84% AFUEExisting | Thurston CountyMultifamilyHeat Central Gas BoilerExisting | Thurston County | Multifamily | Heat Central Gas Boiler | 2 | Federal Standard 2022 Boiler - 84% AFUE | Existing | 25.71% | 25.71% | 25.71% | 25.71% | 25.71% | 25.71% | 25.71% | 25.71% | 25.71% | 25.71% | 25.71% | 25.71% | 25.71% | 25.71% | 25.71% | 25.71% | 25.71% | 25.71% | 25.71% | 25.71% | 25.71% | 25.71% | 25.71% | 25.71% | 25.71% | 25.71% | 25.71% | 25.71%
Thurston CountyMultifamily | Thurston CountyMultifamilyHeat Central Gas Boiler | Thurston CountyMultifamilyHeat Central Gas Boiler2 | Thurston CountyMultifamilyHeat Central Gas Boiler2New | Thurston CountyMultifamilyHeat Central Gas BoilerFederal Standard 2022 Boiler - 84% AFUENew | Thurston CountyMultifamilyHeat Central Gas BoilerNew | Thurston County | Multifamily | Heat Central Gas Boiler | 2 | Federal Standard 2022 Boiler - 84% AFUE | New | 85.39% | 85.39% | 85.39% | 85.39% | 85.39% | 85.39% | 85.39% | 85.39% | 85.39% | 85.39% | 85.39% | 85.39% | 85.39% | 85.39% | 85.39% | 85.39% | 85.39% | 85.39% | 85.39% | 85.39% | 85.39% | 85.39% | 85.39% | 85.39% | 85.39% | 85.39% | 85.39% | 85.39%
Thurston CountyMultifamily - Highly Impacted | Thurston CountyMultifamily - Highly ImpactedHeat Central Gas Boiler | Thurston CountyMultifamily - Highly ImpactedHeat Central Gas Boiler2 | Thurston CountyMultifamily - Highly ImpactedHeat Central Gas Boiler2Existing | Thurston CountyMultifamily - Highly ImpactedHeat Central Gas BoilerFederal Standard 2022 Boiler - 84% AFUEExisting | Thurston CountyMultifamily - Highly ImpactedHeat Central Gas BoilerExisting | Thurston County | Multifamily - Highly Impacted | Heat Central Gas Boiler | 2 | Federal Standard 2022 Boiler - 84% AFUE | Existing | 25.71% | 25.71% | 25.71% | 25.71% | 25.71% | 25.71% | 25.71% | 25.71% | 25.71% | 25.71% | 25.71% | 25.71% | 25.71% | 25.71% | 25.71% | 25.71% | 25.71% | 25.71% | 25.71% | 25.71% | 25.71% | 25.71% | 25.71% | 25.71% | 25.71% | 25.71% | 25.71% | 25.71%
Thurston CountyMultifamily - Highly Impacted | Thurston CountyMultifamily - Highly ImpactedHeat Central Gas Boiler | Thurston CountyMultifamily - Highly ImpactedHeat Central Gas Boiler2 | Thurston CountyMultifamily - Highly ImpactedHeat Central Gas Boiler2New | Thurston CountyMultifamily - Highly ImpactedHeat Central Gas BoilerFederal Standard 2022 Boiler - 84% AFUENew | Thurston CountyMultifamily - Highly ImpactedHeat Central Gas BoilerNew | Thurston County | Multifamily - Highly Impacted | Heat Central Gas Boiler | 2 | Federal Standard 2022 Boiler - 84% AFUE | New | 85.39% | 85.39% | 85.39% | 85.39% | 85.39% | 85.39% | 85.39% | 85.39% | 85.39% | 85.39% | 85.39% | 85.39% | 85.39% | 85.39% | 85.39% | 85.39% | 85.39% | 85.39% | 85.39% | 85.39% | 85.39% | 85.39% | 85.39% | 85.39% | 85.39% | 85.39% | 85.39% | 85.39%
Thurston CountyManufactured | Thurston CountyManufacturedHeat Central Gas Boiler | Thurston CountyManufacturedHeat Central Gas Boiler2 | Thurston CountyManufacturedHeat Central Gas Boiler2Existing | Thurston CountyManufacturedHeat Central Gas BoilerFederal Standard 2022 Boiler - 84% AFUEExisting | Thurston CountyManufacturedHeat Central Gas BoilerExisting | Thurston County | Manufactured | Heat Central Gas Boiler | 2 | Federal Standard 2022 Boiler - 84% AFUE | Existing | 25.71% | 25.71% | 25.71% | 25.71% | 25.71% | 25.71% | 25.71% | 25.71% | 25.71% | 25.71% | 25.71% | 25.71% | 25.71% | 25.71% | 25.71% | 25.71% | 25.71% | 25.71% | 25.71% | 25.71% | 25.71% | 25.71% | 25.71% | 25.71% | 25.71% | 25.71% | 25.71% | 25.71%
Thurston CountyManufactured | Thurston CountyManufacturedHeat Central Gas Boiler | Thurston CountyManufacturedHeat Central Gas Boiler2 | Thurston CountyManufacturedHeat Central Gas Boiler2New | Thurston CountyManufacturedHeat Central Gas BoilerFederal Standard 2022 Boiler - 84% AFUENew | Thurston CountyManufacturedHeat Central Gas BoilerNew | Thurston County | Manufactured | Heat Central Gas Boiler | 2 | Federal Standard 2022 Boiler - 84% AFUE | New | 85.39% | 85.39% | 85.39% | 85.39% | 85.39% | 85.39% | 85.39% | 85.39% | 85.39% | 85.39% | 85.39% | 85.39% | 85.39% | 85.39% | 85.39% | 85.39% | 85.39% | 85.39% | 85.39% | 85.39% | 85.39% | 85.39% | 85.39% | 85.39% | 85.39% | 85.39% | 85.39% | 85.39%
Thurston CountyManufactured - Highly Impacted | Thurston CountyManufactured - Highly ImpactedHeat Central Gas Boiler | Thurston CountyManufactured - Highly ImpactedHeat Central Gas Boiler2 | Thurston CountyManufactured - Highly ImpactedHeat Central Gas Boiler2Existing | Thurston CountyManufactured - Highly ImpactedHeat Central Gas BoilerFederal Standard 2022 Boiler - 84% AFUEExisting | Thurston CountyManufactured - Highly ImpactedHeat Central Gas BoilerExisting | Thurston County | Manufactured - Highly Impacted | Heat Central Gas Boiler | 2 | Federal Standard 2022 Boiler - 84% AFUE | Existing | 25.71% | 25.71% | 25.71% | 25.71% | 25.71% | 25.71% | 25.71% | 25.71% | 25.71% | 25.71% | 25.71% | 25.71% | 25.71% | 25.71% | 25.71% | 25.71% | 25.71% | 25.71% | 25.71% | 25.71% | 25.71% | 25.71% | 25.71% | 25.71% | 25.71% | 25.71% | 25.71% | 25.71%
Thurston CountyManufactured - Highly Impacted | Thurston CountyManufactured - Highly ImpactedHeat Central Gas Boiler | Thurston CountyManufactured - Highly ImpactedHeat Central Gas Boiler2 | Thurston CountyManufactured - Highly ImpactedHeat Central Gas Boiler2New | Thurston CountyManufactured - Highly ImpactedHeat Central Gas BoilerFederal Standard 2022 Boiler - 84% AFUENew | Thurston CountyManufactured - Highly ImpactedHeat Central Gas BoilerNew | Thurston County | Manufactured - Highly Impacted | Heat Central Gas Boiler | 2 | Federal Standard 2022 Boiler - 84% AFUE | New | 85.39% | 85.39% | 85.39% | 85.39% | 85.39% | 85.39% | 85.39% | 85.39% | 85.39% | 85.39% | 85.39% | 85.39% | 85.39% | 85.39% | 85.39% | 85.39% | 85.39% | 85.39% | 85.39% | 85.39% | 85.39% | 85.39% | 85.39% | 85.39% | 85.39% | 85.39% | 85.39% | 85.39%
Thurston CountySingle Family | Thurston CountySingle FamilyHeat Central Gas Boiler | Thurston CountySingle FamilyHeat Central Gas Boiler3 | Thurston CountySingle FamilyHeat Central Gas Boiler3Existing | Thurston CountySingle FamilyHeat Central Gas BoilerMarket Standard BoilerExisting | Thurston CountySingle FamilyHeat Central Gas BoilerExisting | Thurston County | Single Family | Heat Central Gas Boiler | 3 | Market Standard Boiler | Existing | bar: 2023 to 2050
Thurston CountySingle Family | Thurston CountySingle FamilyHeat Central Gas Boiler | Thurston CountySingle FamilyHeat Central Gas Boiler3 | Thurston CountySingle FamilyHeat Central Gas Boiler3New | Thurston CountySingle FamilyHeat Central Gas BoilerMarket Standard BoilerNew | Thurston CountySingle FamilyHeat Central Gas BoilerNew | Thurston County | Single Family | Heat Central Gas Boiler | 3 | Market Standard Boiler | New | bar: 2023 to 2050
Thurston CountySingle Family - Highly Impacted | Thurston CountySingle Family - Highly ImpactedHeat Central Gas Boiler | Thurston CountySingle Family - Highly ImpactedHeat Central Gas Boiler3 | Thurston CountySingle Family - Highly ImpactedHeat Central Gas Boiler3Existing | Thurston CountySingle Family - Highly ImpactedHeat Central Gas BoilerMarket Standard BoilerExisting | Thurston CountySingle Family - Highly ImpactedHeat Central Gas BoilerExisting | Thurston County | Single Family - Highly Impacted | Heat Central Gas Boiler | 3 | Market Standard Boiler | Existing | bar: 2023 to 2050
Thurston CountySingle Family - Highly Impacted | Thurston CountySingle Family - Highly ImpactedHeat Central Gas Boiler | Thurston CountySingle Family - Highly ImpactedHeat Central Gas Boiler3 | Thurston CountySingle Family - Highly ImpactedHeat Central Gas Boiler3New | Thurston CountySingle Family - Highly ImpactedHeat Central Gas BoilerMarket Standard BoilerNew | Thurston CountySingle Family - Highly ImpactedHeat Central Gas BoilerNew | Thurston County | Single Family - Highly Impacted | Heat Central Gas Boiler | 3 | Market Standard Boiler | New | bar: 2023 to 2050
Thurston CountyMultifamily | Thurston CountyMultifamilyHeat Central Gas Boiler | Thurston CountyMultifamilyHeat Central Gas Boiler3 | Thurston CountyMultifamilyHeat Central Gas Boiler3Existing | Thurston CountyMultifamilyHeat Central Gas BoilerMarket Standard BoilerExisting | Thurston CountyMultifamilyHeat Central Gas BoilerExisting | Thurston County | Multifamily | Heat Central Gas Boiler | 3 | Market Standard Boiler | Existing | bar: 2023 to 2050
Thurston CountyMultifamily | Thurston CountyMultifamilyHeat Central Gas Boiler | Thurston CountyMultifamilyHeat Central Gas Boiler3 | Thurston CountyMultifamilyHeat Central Gas Boiler3New | Thurston CountyMultifamilyHeat Central Gas BoilerMarket Standard BoilerNew | Thurston CountyMultifamilyHeat Central Gas BoilerNew | Thurston County | Multifamily | Heat Central Gas Boiler | 3 | Market Standard Boiler | New | bar: 2023 to 2050
Thurston CountyMultifamily - Highly Impacted | Thurston CountyMultifamily - Highly ImpactedHeat Central Gas Boiler | Thurston CountyMultifamily - Highly ImpactedHeat Central Gas Boiler3 | Thurston CountyMultifamily - Highly ImpactedHeat Central Gas Boiler3Existing | Thurston CountyMultifamily - Highly ImpactedHeat Central Gas BoilerMarket Standard BoilerExisting | Thurston CountyMultifamily - Highly ImpactedHeat Central Gas BoilerExisting | Thurston County | Multifamily - Highly Impacted | Heat Central Gas Boiler | 3 | Market Standard Boiler | Existing | bar: 2023 to 2050
Thurston CountyMultifamily - Highly Impacted | Thurston CountyMultifamily - Highly ImpactedHeat Central Gas Boiler | Thurston CountyMultifamily - Highly ImpactedHeat Central Gas Boiler3 | Thurston CountyMultifamily - Highly ImpactedHeat Central Gas Boiler3New | Thurston CountyMultifamily - Highly ImpactedHeat Central Gas BoilerMarket Standard BoilerNew | Thurston CountyMultifamily - Highly ImpactedHeat Central Gas BoilerNew | Thurston County | Multifamily - Highly Impacted | Heat Central Gas Boiler | 3 | Market Standard Boiler | New | bar: 2023 to 2050
Thurston CountyManufactured | Thurston CountyManufacturedHeat Central Gas Boiler | Thurston CountyManufacturedHeat Central Gas Boiler3 | Thurston CountyManufacturedHeat Central Gas Boiler3Existing | Thurston CountyManufacturedHeat Central Gas BoilerMarket Standard BoilerExisting | Thurston CountyManufacturedHeat Central Gas BoilerExisting | Thurston County | Manufactured | Heat Central Gas Boiler | 3 | Market Standard Boiler | Existing | bar: 2023 to 2050
Thurston CountyManufactured | Thurston CountyManufacturedHeat Central Gas Boiler | Thurston CountyManufacturedHeat Central Gas Boiler3 | Thurston CountyManufacturedHeat Central Gas Boiler3New | Thurston CountyManufacturedHeat Central Gas BoilerMarket Standard BoilerNew | Thurston CountyManufacturedHeat Central Gas BoilerNew | Thurston County | Manufactured | Heat Central Gas Boiler | 3 | Market Standard Boiler | New | bar: 2023 to 2050
Thurston CountyManufactured - Highly Impacted | Thurston CountyManufactured - Highly ImpactedHeat Central Gas Boiler | Thurston CountyManufactured - Highly ImpactedHeat Central Gas Boiler3 | Thurston CountyManufactured - Highly ImpactedHeat Central Gas Boiler3Existing | Thurston CountyManufactured - Highly ImpactedHeat Central Gas BoilerMarket Standard BoilerExisting | Thurston CountyManufactured - Highly ImpactedHeat Central Gas BoilerExisting | Thurston County | Manufactured - Highly Impacted | Heat Central Gas Boiler | 3 | Market Standard Boiler | Existing | bar: 2023 to 2050
Thurston CountyManufactured - Highly Impacted | Thurston CountyManufactured - Highly ImpactedHeat Central Gas Boiler | Thurston CountyManufactured - Highly ImpactedHeat Central Gas Boiler3 | Thurston CountyManufactured - Highly ImpactedHeat Central Gas Boiler3New | Thurston CountyManufactured - Highly ImpactedHeat Central Gas BoilerMarket Standard BoilerNew | Thurston CountyManufactured - Highly ImpactedHeat Central Gas BoilerNew | Thurston County | Manufactured - Highly Impacted | Heat Central Gas Boiler | 3 | Market Standard Boiler | New | bar: 2023 to 2050
Thurston CountySingle Family | Thurston CountySingle FamilyHeat Central Gas Boiler | Thurston CountySingle FamilyHeat Central Gas Boiler4 | Thurston CountySingle FamilyHeat Central Gas Boiler4Existing | Thurston CountySingle FamilyHeat Central Gas BoilerAdvanced Efficiency Boiler - 93% AFUEExisting | Thurston CountySingle FamilyHeat Central Gas BoilerExisting | Thurston County | Single Family | Heat Central Gas Boiler | 4 | Advanced Efficiency Boiler - 93% AFUE | Existing | 9.29% | 9.29% | 9.29% | 9.29% | 9.29% | 9.29% | 9.29% | 9.29% | 9.29% | 9.29% | 9.29% | 9.29% | 9.29% | 9.29% | 9.29% | 9.29% | 9.29% | 9.29% | 9.29% | 9.29% | 9.29% | 9.29% | 9.29% | 9.29% | 9.29% | 9.29% | 9.29% | 9.29%
Thurston CountySingle Family | Thurston CountySingle FamilyHeat Central Gas Boiler | Thurston CountySingle FamilyHeat Central Gas Boiler4 | Thurston CountySingle FamilyHeat Central Gas Boiler4New | Thurston CountySingle FamilyHeat Central Gas BoilerAdvanced Efficiency Boiler - 93% AFUENew | Thurston CountySingle FamilyHeat Central Gas BoilerNew | Thurston County | Single Family | Heat Central Gas Boiler | 4 | Advanced Efficiency Boiler - 93% AFUE | New | 9.29% | 9.29% | 9.29% | 9.29% | 9.29% | 9.29% | 9.29% | 9.29% | 9.29% | 9.29% | 9.29% | 9.29% | 9.29% | 9.29% | 9.29% | 9.29% | 9.29% | 9.29% | 9.29% | 9.29% | 9.29% | 9.29% | 9.29% | 9.29% | 9.29% | 9.29% | 9.29% | 9.29%
Thurston CountySingle Family - Highly Impacted | Thurston CountySingle Family - Highly ImpactedHeat Central Gas Boiler | Thurston CountySingle Family - Highly ImpactedHeat Central Gas Boiler4 | Thurston CountySingle Family - Highly ImpactedHeat Central Gas Boiler4Existing | Thurston CountySingle Family - Highly ImpactedHeat Central Gas BoilerAdvanced Efficiency Boiler - 93% AFUEExisting | Thurston CountySingle Family - Highly ImpactedHeat Central Gas BoilerExisting | Thurston County | Single Family - Highly Impacted | Heat Central Gas Boiler | 4 | Advanced Efficiency Boiler - 93% AFUE | Existing | 9.29% | 9.29% | 9.29% | 9.29% | 9.29% | 9.29% | 9.29% | 9.29% | 9.29% | 9.29% | 9.29% | 9.29% | 9.29% | 9.29% | 9.29% | 9.29% | 9.29% | 9.29% | 9.29% | 9.29% | 9.29% | 9.29% | 9.29% | 9.29% | 9.29% | 9.29% | 9.29% | 9.29%
Thurston CountySingle Family - Highly Impacted | Thurston CountySingle Family - Highly ImpactedHeat Central Gas Boiler | Thurston CountySingle Family - Highly ImpactedHeat Central Gas Boiler4 | Thurston CountySingle Family - Highly ImpactedHeat Central Gas Boiler4New | Thurston CountySingle Family - Highly ImpactedHeat Central Gas BoilerAdvanced Efficiency Boiler - 93% AFUENew | Thurston CountySingle Family - Highly ImpactedHeat Central Gas BoilerNew | Thurston County | Single Family - Highly Impacted | Heat Central Gas Boiler | 4 | Advanced Efficiency Boiler - 93% AFUE | New | 9.29% | 9.29% | 9.29% | 9.29% | 9.29% | 9.29% | 9.29% | 9.29% | 9.29% | 9.29% | 9.29% | 9.29% | 9.29% | 9.29% | 9.29% | 9.29% | 9.29% | 9.29% | 9.29% | 9.29% | 9.29% | 9.29% | 9.29% | 9.29% | 9.29% | 9.29% | 9.29% | 9.29%
Thurston CountyMultifamily | Thurston CountyMultifamilyHeat Central Gas Boiler | Thurston CountyMultifamilyHeat Central Gas Boiler4 | Thurston CountyMultifamilyHeat Central Gas Boiler4Existing | Thurston CountyMultifamilyHeat Central Gas BoilerAdvanced Efficiency Boiler - 93% AFUEExisting | Thurston CountyMultifamilyHeat Central Gas BoilerExisting | Thurston County | Multifamily | Heat Central Gas Boiler | 4 | Advanced Efficiency Boiler - 93% AFUE | Existing | 9.29% | 9.29% | 9.29% | 9.29% | 9.29% | 9.29% | 9.29% | 9.29% | 9.29% | 9.29% | 9.29% | 9.29% | 9.29% | 9.29% | 9.29% | 9.29% | 9.29% | 9.29% | 9.29% | 9.29% | 9.29% | 9.29% | 9.29% | 9.29% | 9.29% | 9.29% | 9.29% | 9.29%
Thurston CountyMultifamily | Thurston CountyMultifamilyHeat Central Gas Boiler | Thurston CountyMultifamilyHeat Central Gas Boiler4 | Thurston CountyMultifamilyHeat Central Gas Boiler4New | Thurston CountyMultifamilyHeat Central Gas BoilerAdvanced Efficiency Boiler - 93% AFUENew | Thurston CountyMultifamilyHeat Central Gas BoilerNew | Thurston County | Multifamily | Heat Central Gas Boiler | 4 | Advanced Efficiency Boiler - 93% AFUE | New | 9.29% | 9.29% | 9.29% | 9.29% | 9.29% | 9.29% | 9.29% | 9.29% | 9.29% | 9.29% | 9.29% | 9.29% | 9.29% | 9.29% | 9.29% | 9.29% | 9.29% | 9.29% | 9.29% | 9.29% | 9.29% | 9.29% | 9.29% | 9.29% | 9.29% | 9.29% | 9.29% | 9.29%
Thurston CountyMultifamily - Highly Impacted | Thurston CountyMultifamily - Highly ImpactedHeat Central Gas Boiler | Thurston CountyMultifamily - Highly ImpactedHeat Central Gas Boiler4 | Thurston CountyMultifamily - Highly ImpactedHeat Central Gas Boiler4Existing | Thurston CountyMultifamily - Highly ImpactedHeat Central Gas BoilerAdvanced Efficiency Boiler - 93% AFUEExisting | Thurston CountyMultifamily - Highly ImpactedHeat Central Gas BoilerExisting | Thurston County | Multifamily - Highly Impacted | Heat Central Gas Boiler | 4 | Advanced Efficiency Boiler - 93% AFUE | Existing | 9.29% | 9.29% | 9.29% | 9.29% | 9.29% | 9.29% | 9.29% | 9.29% | 9.29% | 9.29% | 9.29% | 9.29% | 9.29% | 9.29% | 9.29% | 9.29% | 9.29% | 9.29% | 9.29% | 9.29% | 9.29% | 9.29% | 9.29% | 9.29% | 9.29% | 9.29% | 9.29% | 9.29%
Thurston CountyMultifamily - Highly Impacted | Thurston CountyMultifamily - Highly ImpactedHeat Central Gas Boiler | Thurston CountyMultifamily - Highly ImpactedHeat Central Gas Boiler4 | Thurston CountyMultifamily - Highly ImpactedHeat Central Gas Boiler4New | Thurston CountyMultifamily - Highly ImpactedHeat Central Gas BoilerAdvanced Efficiency Boiler - 93% AFUENew | Thurston CountyMultifamily - Highly ImpactedHeat Central Gas BoilerNew | Thurston County | Multifamily - Highly Impacted | Heat Central Gas Boiler | 4 | Advanced Efficiency Boiler - 93% AFUE | New | 9.29% | 9.29% | 9.29% | 9.29% | 9.29% | 9.29% | 9.29% | 9.29% | 9.29% | 9.29% | 9.29% | 9.29% | 9.29% | 9.29% | 9.29% | 9.29% | 9.29% | 9.29% | 9.29% | 9.29% | 9.29% | 9.29% | 9.29% | 9.29% | 9.29% | 9.29% | 9.29% | 9.29%
Thurston CountyManufactured | Thurston CountyManufacturedHeat Central Gas Boiler | Thurston CountyManufacturedHeat Central Gas Boiler4 | Thurston CountyManufacturedHeat Central Gas Boiler4Existing | Thurston CountyManufacturedHeat Central Gas BoilerAdvanced Efficiency Boiler - 93% AFUEExisting | Thurston CountyManufacturedHeat Central Gas BoilerExisting | Thurston County | Manufactured | Heat Central Gas Boiler | 4 | Advanced Efficiency Boiler - 93% AFUE | Existing | 9.29% | 9.29% | 9.29% | 9.29% | 9.29% | 9.29% | 9.29% | 9.29% | 9.29% | 9.29% | 9.29% | 9.29% | 9.29% | 9.29% | 9.29% | 9.29% | 9.29% | 9.29% | 9.29% | 9.29% | 9.29% | 9.29% | 9.29% | 9.29% | 9.29% | 9.29% | 9.29% | 9.29%
Thurston CountyManufactured | Thurston CountyManufacturedHeat Central Gas Boiler | Thurston CountyManufacturedHeat Central Gas Boiler4 | Thurston CountyManufacturedHeat Central Gas Boiler4New | Thurston CountyManufacturedHeat Central Gas BoilerAdvanced Efficiency Boiler - 93% AFUENew | Thurston CountyManufacturedHeat Central Gas BoilerNew | Thurston County | Manufactured | Heat Central Gas Boiler | 4 | Advanced Efficiency Boiler - 93% AFUE | New | 9.29% | 9.29% | 9.29% | 9.29% | 9.29% | 9.29% | 9.29% | 9.29% | 9.29% | 9.29% | 9.29% | 9.29% | 9.29% | 9.29% | 9.29% | 9.29% | 9.29% | 9.29% | 9.29% | 9.29% | 9.29% | 9.29% | 9.29% | 9.29% | 9.29% | 9.29% | 9.29% | 9.29%
Thurston CountyManufactured - Highly Impacted | Thurston CountyManufactured - Highly ImpactedHeat Central Gas Boiler | Thurston CountyManufactured - Highly ImpactedHeat Central Gas Boiler4 | Thurston CountyManufactured - Highly ImpactedHeat Central Gas Boiler4Existing | Thurston CountyManufactured - Highly ImpactedHeat Central Gas BoilerAdvanced Efficiency Boiler - 93% AFUEExisting | Thurston CountyManufactured - Highly ImpactedHeat Central Gas BoilerExisting | Thurston County | Manufactured - Highly Impacted | Heat Central Gas Boiler | 4 | Advanced Efficiency Boiler - 93% AFUE | Existing | 9.29% | 9.29% | 9.29% | 9.29% | 9.29% | 9.29% | 9.29% | 9.29% | 9.29% | 9.29% | 9.29% | 9.29% | 9.29% | 9.29% | 9.29% | 9.29% | 9.29% | 9.29% | 9.29% | 9.29% | 9.29% | 9.29% | 9.29% | 9.29% | 9.29% | 9.29% | 9.29% | 9.29%
Thurston CountyManufactured - Highly Impacted | Thurston CountyManufactured - Highly ImpactedHeat Central Gas Boiler | Thurston CountyManufactured - Highly ImpactedHeat Central Gas Boiler4 | Thurston CountyManufactured - Highly ImpactedHeat Central Gas Boiler4New | Thurston CountyManufactured - Highly ImpactedHeat Central Gas BoilerAdvanced Efficiency Boiler - 93% AFUENew | Thurston CountyManufactured - Highly ImpactedHeat Central Gas BoilerNew | Thurston County | Manufactured - Highly Impacted | Heat Central Gas Boiler | 4 | Advanced Efficiency Boiler - 93% AFUE | New | 9.29% | 9.29% | 9.29% | 9.29% | 9.29% | 9.29% | 9.29% | 9.29% | 9.29% | 9.29% | 9.29% | 9.29% | 9.29% | 9.29% | 9.29% | 9.29% | 9.29% | 9.29% | 9.29% | 9.29% | 9.29% | 9.29% | 9.29% | 9.29% | 9.29% | 9.29% | 9.29% | 9.29%
Thurston CountySingle Family | Thurston CountySingle FamilyHeat Central Gas Boiler | Thurston CountySingle FamilyHeat Central Gas Boiler5 | Thurston CountySingle FamilyHeat Central Gas Boiler5Existing | Thurston CountySingle FamilyHeat Central Gas BoilerPremium Efficiency Boiler - 95% AFUEExisting | Thurston CountySingle FamilyHeat Central Gas BoilerExisting | Thurston County | Single Family | Heat Central Gas Boiler | 5 | Premium Efficiency Boiler - 95% AFUE | Existing | 5.321% | 5.321% | 5.321% | 5.321% | 5.321% | 5.321% | 5.321% | 5.321% | 5.321% | 5.321% | 5.321% | 5.321% | 5.321% | 5.321% | 5.321% | 5.321% | 5.321% | 5.321% | 5.321% | 5.321% | 5.321% | 5.321% | 5.321% | 5.321% | 5.321% | 5.321% | 5.321% | 5.321%
Thurston CountySingle Family | Thurston CountySingle FamilyHeat Central Gas Boiler | Thurston CountySingle FamilyHeat Central Gas Boiler5 | Thurston CountySingle FamilyHeat Central Gas Boiler5New | Thurston CountySingle FamilyHeat Central Gas BoilerPremium Efficiency Boiler - 95% AFUENew | Thurston CountySingle FamilyHeat Central Gas BoilerNew | Thurston County | Single Family | Heat Central Gas Boiler | 5 | Premium Efficiency Boiler - 95% AFUE | New | 5.321% | 5.321% | 5.321% | 5.321% | 5.321% | 5.321% | 5.321% | 5.321% | 5.321% | 5.321% | 5.321% | 5.321% | 5.321% | 5.321% | 5.321% | 5.321% | 5.321% | 5.321% | 5.321% | 5.321% | 5.321% | 5.321% | 5.321% | 5.321% | 5.321% | 5.321% | 5.321% | 5.321%
Thurston CountySingle Family - Highly Impacted | Thurston CountySingle Family - Highly ImpactedHeat Central Gas Boiler | Thurston CountySingle Family - Highly ImpactedHeat Central Gas Boiler5 | Thurston CountySingle Family - Highly ImpactedHeat Central Gas Boiler5Existing | Thurston CountySingle Family - Highly ImpactedHeat Central Gas BoilerPremium Efficiency Boiler - 95% AFUEExisting | Thurston CountySingle Family - Highly ImpactedHeat Central Gas BoilerExisting | Thurston County | Single Family - Highly Impacted | Heat Central Gas Boiler | 5 | Premium Efficiency Boiler - 95% AFUE | Existing | 5.321% | 5.321% | 5.321% | 5.321% | 5.321% | 5.321% | 5.321% | 5.321% | 5.321% | 5.321% | 5.321% | 5.321% | 5.321% | 5.321% | 5.321% | 5.321% | 5.321% | 5.321% | 5.321% | 5.321% | 5.321% | 5.321% | 5.321% | 5.321% | 5.321% | 5.321% | 5.321% | 5.321%
Thurston CountySingle Family - Highly Impacted | Thurston CountySingle Family - Highly ImpactedHeat Central Gas Boiler | Thurston CountySingle Family - Highly ImpactedHeat Central Gas Boiler5 | Thurston CountySingle Family - Highly ImpactedHeat Central Gas Boiler5New | Thurston CountySingle Family - Highly ImpactedHeat Central Gas BoilerPremium Efficiency Boiler - 95% AFUENew | Thurston CountySingle Family - Highly ImpactedHeat Central Gas BoilerNew | Thurston County | Single Family - Highly Impacted | Heat Central Gas Boiler | 5 | Premium Efficiency Boiler - 95% AFUE | New | 5.321% | 5.321% | 5.321% | 5.321% | 5.321% | 5.321% | 5.321% | 5.321% | 5.321% | 5.321% | 5.321% | 5.321% | 5.321% | 5.321% | 5.321% | 5.321% | 5.321% | 5.321% | 5.321% | 5.321% | 5.321% | 5.321% | 5.321% | 5.321% | 5.321% | 5.321% | 5.321% | 5.321%
Thurston CountyMultifamily | Thurston CountyMultifamilyHeat Central Gas Boiler | Thurston CountyMultifamilyHeat Central Gas Boiler5 | Thurston CountyMultifamilyHeat Central Gas Boiler5Existing | Thurston CountyMultifamilyHeat Central Gas BoilerPremium Efficiency Boiler - 95% AFUEExisting | Thurston CountyMultifamilyHeat Central Gas BoilerExisting | Thurston County | Multifamily | Heat Central Gas Boiler | 5 | Premium Efficiency Boiler - 95% AFUE | Existing | 5.321% | 5.321% | 5.321% | 5.321% | 5.321% | 5.321% | 5.321% | 5.321% | 5.321% | 5.321% | 5.321% | 5.321% | 5.321% | 5.321% | 5.321% | 5.321% | 5.321% | 5.321% | 5.321% | 5.321% | 5.321% | 5.321% | 5.321% | 5.321% | 5.321% | 5.321% | 5.321% | 5.321%
Thurston CountyMultifamily | Thurston CountyMultifamilyHeat Central Gas Boiler | Thurston CountyMultifamilyHeat Central Gas Boiler5 | Thurston CountyMultifamilyHeat Central Gas Boiler5New | Thurston CountyMultifamilyHeat Central Gas BoilerPremium Efficiency Boiler - 95% AFUENew | Thurston CountyMultifamilyHeat Central Gas BoilerNew | Thurston County | Multifamily | Heat Central Gas Boiler | 5 | Premium Efficiency Boiler - 95% AFUE | New | 5.321% | 5.321% | 5.321% | 5.321% | 5.321% | 5.321% | 5.321% | 5.321% | 5.321% | 5.321% | 5.321% | 5.321% | 5.321% | 5.321% | 5.321% | 5.321% | 5.321% | 5.321% | 5.321% | 5.321% | 5.321% | 5.321% | 5.321% | 5.321% | 5.321% | 5.321% | 5.321% | 5.321%
Thurston CountyMultifamily - Highly Impacted | Thurston CountyMultifamily - Highly ImpactedHeat Central Gas Boiler | Thurston CountyMultifamily - Highly ImpactedHeat Central Gas Boiler5 | Thurston CountyMultifamily - Highly ImpactedHeat Central Gas Boiler5Existing | Thurston CountyMultifamily - Highly ImpactedHeat Central Gas BoilerPremium Efficiency Boiler - 95% AFUEExisting | Thurston CountyMultifamily - Highly ImpactedHeat Central Gas BoilerExisting | Thurston County | Multifamily - Highly Impacted | Heat Central Gas Boiler | 5 | Premium Efficiency Boiler - 95% AFUE | Existing | 5.321% | 5.321% | 5.321% | 5.321% | 5.321% | 5.321% | 5.321% | 5.321% | 5.321% | 5.321% | 5.321% | 5.321% | 5.321% | 5.321% | 5.321% | 5.321% | 5.321% | 5.321% | 5.321% | 5.321% | 5.321% | 5.321% | 5.321% | 5.321% | 5.321% | 5.321% | 5.321% | 5.321%
Thurston CountyMultifamily - Highly Impacted | Thurston CountyMultifamily - Highly ImpactedHeat Central Gas Boiler | Thurston CountyMultifamily - Highly ImpactedHeat Central Gas Boiler5 | Thurston CountyMultifamily - Highly ImpactedHeat Central Gas Boiler5New | Thurston CountyMultifamily - Highly ImpactedHeat Central Gas BoilerPremium Efficiency Boiler - 95% AFUENew | Thurston CountyMultifamily - Highly ImpactedHeat Central Gas BoilerNew | Thurston County | Multifamily - Highly Impacted | Heat Central Gas Boiler | 5 | Premium Efficiency Boiler - 95% AFUE | New | 5.321% | 5.321% | 5.321% | 5.321% | 5.321% | 5.321% | 5.321% | 5.321% | 5.321% | 5.321% | 5.321% | 5.321% | 5.321% | 5.321% | 5.321% | 5.321% | 5.321% | 5.321% | 5.321% | 5.321% | 5.321% | 5.321% | 5.321% | 5.321% | 5.321% | 5.321% | 5.321% | 5.321%
Thurston CountyManufactured | Thurston CountyManufacturedHeat Central Gas Boiler | Thurston CountyManufacturedHeat Central Gas Boiler5 | Thurston CountyManufacturedHeat Central Gas Boiler5Existing | Thurston CountyManufacturedHeat Central Gas BoilerPremium Efficiency Boiler - 95% AFUEExisting | Thurston CountyManufacturedHeat Central Gas BoilerExisting | Thurston County | Manufactured | Heat Central Gas Boiler | 5 | Premium Efficiency Boiler - 95% AFUE | Existing | 5.321% | 5.321% | 5.321% | 5.321% | 5.321% | 5.321% | 5.321% | 5.321% | 5.321% | 5.321% | 5.321% | 5.321% | 5.321% | 5.321% | 5.321% | 5.321% | 5.321% | 5.321% | 5.321% | 5.321% | 5.321% | 5.321% | 5.321% | 5.321% | 5.321% | 5.321% | 5.321% | 5.321%
Thurston CountyManufactured | Thurston CountyManufacturedHeat Central Gas Boiler | Thurston CountyManufacturedHeat Central Gas Boiler5 | Thurston CountyManufacturedHeat Central Gas Boiler5New | Thurston CountyManufacturedHeat Central Gas BoilerPremium Efficiency Boiler - 95% AFUENew | Thurston CountyManufacturedHeat Central Gas BoilerNew | Thurston County | Manufactured | Heat Central Gas Boiler | 5 | Premium Efficiency Boiler - 95% AFUE | New | 5.321% | 5.321% | 5.321% | 5.321% | 5.321% | 5.321% | 5.321% | 5.321% | 5.321% | 5.321% | 5.321% | 5.321% | 5.321% | 5.321% | 5.321% | 5.321% | 5.321% | 5.321% | 5.321% | 5.321% | 5.321% | 5.321% | 5.321% | 5.321% | 5.321% | 5.321% | 5.321% | 5.321%
Thurston CountyManufactured - Highly Impacted | Thurston CountyManufactured - Highly ImpactedHeat Central Gas Boiler | Thurston CountyManufactured - Highly ImpactedHeat Central Gas Boiler5 | Thurston CountyManufactured - Highly ImpactedHeat Central Gas Boiler5Existing | Thurston CountyManufactured - Highly ImpactedHeat Central Gas BoilerPremium Efficiency Boiler - 95% AFUEExisting | Thurston CountyManufactured - Highly ImpactedHeat Central Gas BoilerExisting | Thurston County | Manufactured - Highly Impacted | Heat Central Gas Boiler | 5 | Premium Efficiency Boiler - 95% AFUE | Existing | 5.321% | 5.321% | 5.321% | 5.321% | 5.321% | 5.321% | 5.321% | 5.321% | 5.321% | 5.321% | 5.321% | 5.321% | 5.321% | 5.321% | 5.321% | 5.321% | 5.321% | 5.321% | 5.321% | 5.321% | 5.321% | 5.321% | 5.321% | 5.321% | 5.321% | 5.321% | 5.321% | 5.321%
Thurston CountyManufactured - Highly Impacted | Thurston CountyManufactured - Highly ImpactedHeat Central Gas Boiler | Thurston CountyManufactured - Highly ImpactedHeat Central Gas Boiler5 | Thurston CountyManufactured - Highly ImpactedHeat Central Gas Boiler5New | Thurston CountyManufactured - Highly ImpactedHeat Central Gas BoilerPremium Efficiency Boiler - 95% AFUENew | Thurston CountyManufactured - Highly ImpactedHeat Central Gas BoilerNew | Thurston County | Manufactured - Highly Impacted | Heat Central Gas Boiler | 5 | Premium Efficiency Boiler - 95% AFUE | New | 5.321% | 5.321% | 5.321% | 5.321% | 5.321% | 5.321% | 5.321% | 5.321% | 5.321% | 5.321% | 5.321% | 5.321% | 5.321% | 5.321% | 5.321% | 5.321% | 5.321% | 5.321% | 5.321% | 5.321% | 5.321% | 5.321% | 5.321% | 5.321% | 5.321% | 5.321% | 5.321% | 5.321%
Thurston CountySingle Family | Thurston CountySingle FamilyHeat Central Gas Furnace | Thurston CountySingle FamilyHeat Central Gas Furnace1 | Thurston CountySingle FamilyHeat Central Gas Furnace1Existing | Thurston CountySingle FamilyHeat Central Gas FurnaceBelow Standard Furnace - 76% AFUE (Low Income)Existing | Thurston CountySingle FamilyHeat Central Gas FurnaceExisting | Thurston County | Single Family | Heat Central Gas Furnace | 1 | Below Standard Furnace - 76% AFUE (Low Income) | Existing | 5.295% | 5.295% | 5.295% | 5.295% | 5.295% | 5.295% | 5.295% | 5.295% | 5.295% | 5.295% | 5.295% | 5.295% | 5.295% | 5.295% | 5.295% | 5.295% | 5.295% | 5.295% | 5.295% | 5.295% | 5.295% | 5.295% | 5.295% | 5.295% | 5.295% | 5.295% | 5.295% | 5.295%
Thurston CountySingle Family | Thurston CountySingle FamilyHeat Central Gas Furnace | Thurston CountySingle FamilyHeat Central Gas Furnace1 | Thurston CountySingle FamilyHeat Central Gas Furnace1New | Thurston CountySingle FamilyHeat Central Gas FurnaceBelow Standard Furnace - 76% AFUE (Low Income)New | Thurston CountySingle FamilyHeat Central Gas FurnaceNew | Thurston County | Single Family | Heat Central Gas Furnace | 1 | Below Standard Furnace - 76% AFUE (Low Income) | New | bar: 2023 to 2050
Thurston CountySingle Family - Highly Impacted | Thurston CountySingle Family - Highly ImpactedHeat Central Gas Furnace | Thurston CountySingle Family - Highly ImpactedHeat Central Gas Furnace1 | Thurston CountySingle Family - Highly ImpactedHeat Central Gas Furnace1Existing | Thurston CountySingle Family - Highly ImpactedHeat Central Gas FurnaceBelow Standard Furnace - 76% AFUE (Low Income)Existing | Thurston CountySingle Family - Highly ImpactedHeat Central Gas FurnaceExisting | Thurston County | Single Family - Highly Impacted | Heat Central Gas Furnace | 1 | Below Standard Furnace - 76% AFUE (Low Income) | Existing | 5.295% | 5.295% | 5.295% | 5.295% | 5.295% | 5.295% | 5.295% | 5.295% | 5.295% | 5.295% | 5.295% | 5.295% | 5.295% | 5.295% | 5.295% | 5.295% | 5.295% | 5.295% | 5.295% | 5.295% | 5.295% | 5.295% | 5.295% | 5.295% | 5.295% | 5.295% | 5.295% | 5.295%
Thurston CountySingle Family - Highly Impacted | Thurston CountySingle Family - Highly ImpactedHeat Central Gas Furnace | Thurston CountySingle Family - Highly ImpactedHeat Central Gas Furnace1 | Thurston CountySingle Family - Highly ImpactedHeat Central Gas Furnace1New | Thurston CountySingle Family - Highly ImpactedHeat Central Gas FurnaceBelow Standard Furnace - 76% AFUE (Low Income)New | Thurston CountySingle Family - Highly ImpactedHeat Central Gas FurnaceNew | Thurston County | Single Family - Highly Impacted | Heat Central Gas Furnace | 1 | Below Standard Furnace - 76% AFUE (Low Income) | New | bar: 2023 to 2050
Thurston CountyMultifamily | Thurston CountyMultifamilyHeat Central Gas Furnace | Thurston CountyMultifamilyHeat Central Gas Furnace1 | Thurston CountyMultifamilyHeat Central Gas Furnace1Existing | Thurston CountyMultifamilyHeat Central Gas FurnaceBelow Standard Furnace - 76% AFUE (Low Income)Existing | Thurston CountyMultifamilyHeat Central Gas FurnaceExisting | Thurston County | Multifamily | Heat Central Gas Furnace | 1 | Below Standard Furnace - 76% AFUE (Low Income) | Existing | 5.295% | 5.295% | 5.295% | 5.295% | 5.295% | 5.295% | 5.295% | 5.295% | 5.295% | 5.295% | 5.295% | 5.295% | 5.295% | 5.295% | 5.295% | 5.295% | 5.295% | 5.295% | 5.295% | 5.295% | 5.295% | 5.295% | 5.295% | 5.295% | 5.295% | 5.295% | 5.295% | 5.295%
Thurston CountyMultifamily | Thurston CountyMultifamilyHeat Central Gas Furnace | Thurston CountyMultifamilyHeat Central Gas Furnace1 | Thurston CountyMultifamilyHeat Central Gas Furnace1New | Thurston CountyMultifamilyHeat Central Gas FurnaceBelow Standard Furnace - 76% AFUE (Low Income)New | Thurston CountyMultifamilyHeat Central Gas FurnaceNew | Thurston County | Multifamily | Heat Central Gas Furnace | 1 | Below Standard Furnace - 76% AFUE (Low Income) | New | bar: 2023 to 2050
Thurston CountyMultifamily - Highly Impacted | Thurston CountyMultifamily - Highly ImpactedHeat Central Gas Furnace | Thurston CountyMultifamily - Highly ImpactedHeat Central Gas Furnace1 | Thurston CountyMultifamily - Highly ImpactedHeat Central Gas Furnace1Existing | Thurston CountyMultifamily - Highly ImpactedHeat Central Gas FurnaceBelow Standard Furnace - 76% AFUE (Low Income)Existing | Thurston CountyMultifamily - Highly ImpactedHeat Central Gas FurnaceExisting | Thurston County | Multifamily - Highly Impacted | Heat Central Gas Furnace | 1 | Below Standard Furnace - 76% AFUE (Low Income) | Existing | 5.295% | 5.295% | 5.295% | 5.295% | 5.295% | 5.295% | 5.295% | 5.295% | 5.295% | 5.295% | 5.295% | 5.295% | 5.295% | 5.295% | 5.295% | 5.295% | 5.295% | 5.295% | 5.295% | 5.295% | 5.295% | 5.295% | 5.295% | 5.295% | 5.295% | 5.295% | 5.295% | 5.295%
Thurston CountyMultifamily - Highly Impacted | Thurston CountyMultifamily - Highly ImpactedHeat Central Gas Furnace | Thurston CountyMultifamily - Highly ImpactedHeat Central Gas Furnace1 | Thurston CountyMultifamily - Highly ImpactedHeat Central Gas Furnace1New | Thurston CountyMultifamily - Highly ImpactedHeat Central Gas FurnaceBelow Standard Furnace - 76% AFUE (Low Income)New | Thurston CountyMultifamily - Highly ImpactedHeat Central Gas FurnaceNew | Thurston County | Multifamily - Highly Impacted | Heat Central Gas Furnace | 1 | Below Standard Furnace - 76% AFUE (Low Income) | New | bar: 2023 to 2050
Thurston CountyManufactured | Thurston CountyManufacturedHeat Central Gas Furnace | Thurston CountyManufacturedHeat Central Gas Furnace1 | Thurston CountyManufacturedHeat Central Gas Furnace1Existing | Thurston CountyManufacturedHeat Central Gas FurnaceBelow Standard Furnace - 76% AFUE (Low Income)Existing | Thurston CountyManufacturedHeat Central Gas FurnaceExisting | Thurston County | Manufactured | Heat Central Gas Furnace | 1 | Below Standard Furnace - 76% AFUE (Low Income) | Existing | 5.295% | 5.295% | 5.295% | 5.295% | 5.295% | 5.295% | 5.295% | 5.295% | 5.295% | 5.295% | 5.295% | 5.295% | 5.295% | 5.295% | 5.295% | 5.295% | 5.295% | 5.295% | 5.295% | 5.295% | 5.295% | 5.295% | 5.295% | 5.295% | 5.295% | 5.295% | 5.295% | 5.295%
Thurston CountyManufactured | Thurston CountyManufacturedHeat Central Gas Furnace | Thurston CountyManufacturedHeat Central Gas Furnace1 | Thurston CountyManufacturedHeat Central Gas Furnace1New | Thurston CountyManufacturedHeat Central Gas FurnaceBelow Standard Furnace - 76% AFUE (Low Income)New | Thurston CountyManufacturedHeat Central Gas FurnaceNew | Thurston County | Manufactured | Heat Central Gas Furnace | 1 | Below Standard Furnace - 76% AFUE (Low Income) | New | bar: 2023 to 2050
Thurston CountyManufactured - Highly Impacted | Thurston CountyManufactured - Highly ImpactedHeat Central Gas Furnace | Thurston CountyManufactured - Highly ImpactedHeat Central Gas Furnace1 | Thurston CountyManufactured - Highly ImpactedHeat Central Gas Furnace1Existing | Thurston CountyManufactured - Highly ImpactedHeat Central Gas FurnaceBelow Standard Furnace - 76% AFUE (Low Income)Existing | Thurston CountyManufactured - Highly ImpactedHeat Central Gas FurnaceExisting | Thurston County | Manufactured - Highly Impacted | Heat Central Gas Furnace | 1 | Below Standard Furnace - 76% AFUE (Low Income) | Existing | 5.295% | 5.295% | 5.295% | 5.295% | 5.295% | 5.295% | 5.295% | 5.295% | 5.295% | 5.295% | 5.295% | 5.295% | 5.295% | 5.295% | 5.295% | 5.295% | 5.295% | 5.295% | 5.295% | 5.295% | 5.295% | 5.295% | 5.295% | 5.295% | 5.295% | 5.295% | 5.295% | 5.295%
Thurston CountyManufactured - Highly Impacted | Thurston CountyManufactured - Highly ImpactedHeat Central Gas Furnace | Thurston CountyManufactured - Highly ImpactedHeat Central Gas Furnace1 | Thurston CountyManufactured - Highly ImpactedHeat Central Gas Furnace1New | Thurston CountyManufactured - Highly ImpactedHeat Central Gas FurnaceBelow Standard Furnace - 76% AFUE (Low Income)New | Thurston CountyManufactured - Highly ImpactedHeat Central Gas FurnaceNew | Thurston County | Manufactured - Highly Impacted | Heat Central Gas Furnace | 1 | Below Standard Furnace - 76% AFUE (Low Income) | New | bar: 2023 to 2050
Thurston CountySingle Family | Thurston CountySingle FamilyHeat Central Gas Furnace | Thurston CountySingle FamilyHeat Central Gas Furnace2 | Thurston CountySingle FamilyHeat Central Gas Furnace2Existing | Thurston CountySingle FamilyHeat Central Gas FurnaceFederal Standard 2016 Furnace - 80% AFUEExisting | Thurston CountySingle FamilyHeat Central Gas FurnaceExisting | Thurston County | Single Family | Heat Central Gas Furnace | 2 | Federal Standard 2016 Furnace - 80% AFUE | Existing | 54.88% | 54.88% | 54.88% | 54.88% | 54.88% | 54.88% | 54.88% | 54.88% | 54.88% | 54.88% | 54.88% | 54.88% | 54.88% | 54.88% | 54.88% | 54.88% | 54.88% | 54.88% | 54.88% | 54.88% | 54.88% | 54.88% | 54.88% | 54.88% | 54.88% | 54.88% | 54.88% | 54.88%
Thurston CountySingle Family | Thurston CountySingle FamilyHeat Central Gas Furnace | Thurston CountySingle FamilyHeat Central Gas Furnace2 | Thurston CountySingle FamilyHeat Central Gas Furnace2New | Thurston CountySingle FamilyHeat Central Gas FurnaceFederal Standard 2016 Furnace - 80% AFUENew | Thurston CountySingle FamilyHeat Central Gas FurnaceNew | Thurston County | Single Family | Heat Central Gas Furnace | 2 | Federal Standard 2016 Furnace - 80% AFUE | New | bar: 2023 to 2050
Thurston CountySingle Family - Highly Impacted | Thurston CountySingle Family - Highly ImpactedHeat Central Gas Furnace | Thurston CountySingle Family - Highly ImpactedHeat Central Gas Furnace2 | Thurston CountySingle Family - Highly ImpactedHeat Central Gas Furnace2Existing | Thurston CountySingle Family - Highly ImpactedHeat Central Gas FurnaceFederal Standard 2016 Furnace - 80% AFUEExisting | Thurston CountySingle Family - Highly ImpactedHeat Central Gas FurnaceExisting | Thurston County | Single Family - Highly Impacted | Heat Central Gas Furnace | 2 | Federal Standard 2016 Furnace - 80% AFUE | Existing | 54.88% | 54.88% | 54.88% | 54.88% | 54.88% | 54.88% | 54.88% | 54.88% | 54.88% | 54.88% | 54.88% | 54.88% | 54.88% | 54.88% | 54.88% | 54.88% | 54.88% | 54.88% | 54.88% | 54.88% | 54.88% | 54.88% | 54.88% | 54.88% | 54.88% | 54.88% | 54.88% | 54.88%
Thurston CountySingle Family - Highly Impacted | Thurston CountySingle Family - Highly ImpactedHeat Central Gas Furnace | Thurston CountySingle Family - Highly ImpactedHeat Central Gas Furnace2 | Thurston CountySingle Family - Highly ImpactedHeat Central Gas Furnace2New | Thurston CountySingle Family - Highly ImpactedHeat Central Gas FurnaceFederal Standard 2016 Furnace - 80% AFUENew | Thurston CountySingle Family - Highly ImpactedHeat Central Gas FurnaceNew | Thurston County | Single Family - Highly Impacted | Heat Central Gas Furnace | 2 | Federal Standard 2016 Furnace - 80% AFUE | New | bar: 2023 to 2050
Thurston CountyMultifamily | Thurston CountyMultifamilyHeat Central Gas Furnace | Thurston CountyMultifamilyHeat Central Gas Furnace2 | Thurston CountyMultifamilyHeat Central Gas Furnace2Existing | Thurston CountyMultifamilyHeat Central Gas FurnaceFederal Standard 2016 Furnace - 80% AFUEExisting | Thurston CountyMultifamilyHeat Central Gas FurnaceExisting | Thurston County | Multifamily | Heat Central Gas Furnace | 2 | Federal Standard 2016 Furnace - 80% AFUE | Existing | 54.88% | 54.88% | 54.88% | 54.88% | 54.88% | 54.88% | 54.88% | 54.88% | 54.88% | 54.88% | 54.88% | 54.88% | 54.88% | 54.88% | 54.88% | 54.88% | 54.88% | 54.88% | 54.88% | 54.88% | 54.88% | 54.88% | 54.88% | 54.88% | 54.88% | 54.88% | 54.88% | 54.88%
Thurston CountyMultifamily | Thurston CountyMultifamilyHeat Central Gas Furnace | Thurston CountyMultifamilyHeat Central Gas Furnace2 | Thurston CountyMultifamilyHeat Central Gas Furnace2New | Thurston CountyMultifamilyHeat Central Gas FurnaceFederal Standard 2016 Furnace - 80% AFUENew | Thurston CountyMultifamilyHeat Central Gas FurnaceNew | Thurston County | Multifamily | Heat Central Gas Furnace | 2 | Federal Standard 2016 Furnace - 80% AFUE | New | bar: 2023 to 2050
Thurston CountyMultifamily - Highly Impacted | Thurston CountyMultifamily - Highly ImpactedHeat Central Gas Furnace | Thurston CountyMultifamily - Highly ImpactedHeat Central Gas Furnace2 | Thurston CountyMultifamily - Highly ImpactedHeat Central Gas Furnace2Existing | Thurston CountyMultifamily - Highly ImpactedHeat Central Gas FurnaceFederal Standard 2016 Furnace - 80% AFUEExisting | Thurston CountyMultifamily - Highly ImpactedHeat Central Gas FurnaceExisting | Thurston County | Multifamily - Highly Impacted | Heat Central Gas Furnace | 2 | Federal Standard 2016 Furnace - 80% AFUE | Existing | 54.88% | 54.88% | 54.88% | 54.88% | 54.88% | 54.88% | 54.88% | 54.88% | 54.88% | 54.88% | 54.88% | 54.88% | 54.88% | 54.88% | 54.88% | 54.88% | 54.88% | 54.88% | 54.88% | 54.88% | 54.88% | 54.88% | 54.88% | 54.88% | 54.88% | 54.88% | 54.88% | 54.88%
Thurston CountyMultifamily - Highly Impacted | Thurston CountyMultifamily - Highly ImpactedHeat Central Gas Furnace | Thurston CountyMultifamily - Highly ImpactedHeat Central Gas Furnace2 | Thurston CountyMultifamily - Highly ImpactedHeat Central Gas Furnace2New | Thurston CountyMultifamily - Highly ImpactedHeat Central Gas FurnaceFederal Standard 2016 Furnace - 80% AFUENew | Thurston CountyMultifamily - Highly ImpactedHeat Central Gas FurnaceNew | Thurston County | Multifamily - Highly Impacted | Heat Central Gas Furnace | 2 | Federal Standard 2016 Furnace - 80% AFUE | New | bar: 2023 to 2050
Thurston CountyManufactured | Thurston CountyManufacturedHeat Central Gas Furnace | Thurston CountyManufacturedHeat Central Gas Furnace2 | Thurston CountyManufacturedHeat Central Gas Furnace2Existing | Thurston CountyManufacturedHeat Central Gas FurnaceFederal Standard 2016 Furnace - 80% AFUEExisting | Thurston CountyManufacturedHeat Central Gas FurnaceExisting | Thurston County | Manufactured | Heat Central Gas Furnace | 2 | Federal Standard 2016 Furnace - 80% AFUE | Existing | 54.88% | 54.88% | 54.88% | 54.88% | 54.88% | 54.88% | 54.88% | 54.88% | 54.88% | 54.88% | 54.88% | 54.88% | 54.88% | 54.88% | 54.88% | 54.88% | 54.88% | 54.88% | 54.88% | 54.88% | 54.88% | 54.88% | 54.88% | 54.88% | 54.88% | 54.88% | 54.88% | 54.88%
Thurston CountyManufactured | Thurston CountyManufacturedHeat Central Gas Furnace | Thurston CountyManufacturedHeat Central Gas Furnace2 | Thurston CountyManufacturedHeat Central Gas Furnace2New | Thurston CountyManufacturedHeat Central Gas FurnaceFederal Standard 2016 Furnace - 80% AFUENew | Thurston CountyManufacturedHeat Central Gas FurnaceNew | Thurston County | Manufactured | Heat Central Gas Furnace | 2 | Federal Standard 2016 Furnace - 80% AFUE | New | bar: 2023 to 2050
Thurston CountyManufactured - Highly Impacted | Thurston CountyManufactured - Highly ImpactedHeat Central Gas Furnace | Thurston CountyManufactured - Highly ImpactedHeat Central Gas Furnace2 | Thurston CountyManufactured - Highly ImpactedHeat Central Gas Furnace2Existing | Thurston CountyManufactured - Highly ImpactedHeat Central Gas FurnaceFederal Standard 2016 Furnace - 80% AFUEExisting | Thurston CountyManufactured - Highly ImpactedHeat Central Gas FurnaceExisting | Thurston County | Manufactured - Highly Impacted | Heat Central Gas Furnace | 2 | Federal Standard 2016 Furnace - 80% AFUE | Existing | 54.88% | 54.88% | 54.88% | 54.88% | 54.88% | 54.88% | 54.88% | 54.88% | 54.88% | 54.88% | 54.88% | 54.88% | 54.88% | 54.88% | 54.88% | 54.88% | 54.88% | 54.88% | 54.88% | 54.88% | 54.88% | 54.88% | 54.88% | 54.88% | 54.88% | 54.88% | 54.88% | 54.88%
Thurston CountyManufactured - Highly Impacted | Thurston CountyManufactured - Highly ImpactedHeat Central Gas Furnace | Thurston CountyManufactured - Highly ImpactedHeat Central Gas Furnace2 | Thurston CountyManufactured - Highly ImpactedHeat Central Gas Furnace2New | Thurston CountyManufactured - Highly ImpactedHeat Central Gas FurnaceFederal Standard 2016 Furnace - 80% AFUENew | Thurston CountyManufactured - Highly ImpactedHeat Central Gas FurnaceNew | Thurston County | Manufactured - Highly Impacted | Heat Central Gas Furnace | 2 | Federal Standard 2016 Furnace - 80% AFUE | New | bar: 2023 to 2050
Thurston CountySingle Family | Thurston CountySingle FamilyHeat Central Gas Furnace | Thurston CountySingle FamilyHeat Central Gas Furnace3 | Thurston CountySingle FamilyHeat Central Gas Furnace3Existing | Thurston CountySingle FamilyHeat Central Gas FurnaceMarket Standard FurnaceExisting | Thurston CountySingle FamilyHeat Central Gas FurnaceExisting | Thurston County | Single Family | Heat Central Gas Furnace | 3 | Market Standard Furnace | Existing | bar: 2023 to 2050
Thurston CountySingle Family | Thurston CountySingle FamilyHeat Central Gas Furnace | Thurston CountySingle FamilyHeat Central Gas Furnace3 | Thurston CountySingle FamilyHeat Central Gas Furnace3New | Thurston CountySingle FamilyHeat Central Gas FurnaceMarket Standard FurnaceNew | Thurston CountySingle FamilyHeat Central Gas FurnaceNew | Thurston County | Single Family | Heat Central Gas Furnace | 3 | Market Standard Furnace | New | bar: 2023 to 2050
Thurston CountySingle Family - Highly Impacted | Thurston CountySingle Family - Highly ImpactedHeat Central Gas Furnace | Thurston CountySingle Family - Highly ImpactedHeat Central Gas Furnace3 | Thurston CountySingle Family - Highly ImpactedHeat Central Gas Furnace3Existing | Thurston CountySingle Family - Highly ImpactedHeat Central Gas FurnaceMarket Standard FurnaceExisting | Thurston CountySingle Family - Highly ImpactedHeat Central Gas FurnaceExisting | Thurston County | Single Family - Highly Impacted | Heat Central Gas Furnace | 3 | Market Standard Furnace | Existing | bar: 2023 to 2050
Thurston CountySingle Family - Highly Impacted | Thurston CountySingle Family - Highly ImpactedHeat Central Gas Furnace | Thurston CountySingle Family - Highly ImpactedHeat Central Gas Furnace3 | Thurston CountySingle Family - Highly ImpactedHeat Central Gas Furnace3New | Thurston CountySingle Family - Highly ImpactedHeat Central Gas FurnaceMarket Standard FurnaceNew | Thurston CountySingle Family - Highly ImpactedHeat Central Gas FurnaceNew | Thurston County | Single Family - Highly Impacted | Heat Central Gas Furnace | 3 | Market Standard Furnace | New | bar: 2023 to 2050
Thurston CountyMultifamily | Thurston CountyMultifamilyHeat Central Gas Furnace | Thurston CountyMultifamilyHeat Central Gas Furnace3 | Thurston CountyMultifamilyHeat Central Gas Furnace3Existing | Thurston CountyMultifamilyHeat Central Gas FurnaceMarket Standard FurnaceExisting | Thurston CountyMultifamilyHeat Central Gas FurnaceExisting | Thurston County | Multifamily | Heat Central Gas Furnace | 3 | Market Standard Furnace | Existing | bar: 2023 to 2050
Thurston CountyMultifamily | Thurston CountyMultifamilyHeat Central Gas Furnace | Thurston CountyMultifamilyHeat Central Gas Furnace3 | Thurston CountyMultifamilyHeat Central Gas Furnace3New | Thurston CountyMultifamilyHeat Central Gas FurnaceMarket Standard FurnaceNew | Thurston CountyMultifamilyHeat Central Gas FurnaceNew | Thurston County | Multifamily | Heat Central Gas Furnace | 3 | Market Standard Furnace | New | bar: 2023 to 2050
Thurston CountyMultifamily - Highly Impacted | Thurston CountyMultifamily - Highly ImpactedHeat Central Gas Furnace | Thurston CountyMultifamily - Highly ImpactedHeat Central Gas Furnace3 | Thurston CountyMultifamily - Highly ImpactedHeat Central Gas Furnace3Existing | Thurston CountyMultifamily - Highly ImpactedHeat Central Gas FurnaceMarket Standard FurnaceExisting | Thurston CountyMultifamily - Highly ImpactedHeat Central Gas FurnaceExisting | Thurston County | Multifamily - Highly Impacted | Heat Central Gas Furnace | 3 | Market Standard Furnace | Existing | bar: 2023 to 2050
Thurston CountyMultifamily - Highly Impacted | Thurston CountyMultifamily - Highly ImpactedHeat Central Gas Furnace | Thurston CountyMultifamily - Highly ImpactedHeat Central Gas Furnace3 | Thurston CountyMultifamily - Highly ImpactedHeat Central Gas Furnace3New | Thurston CountyMultifamily - Highly ImpactedHeat Central Gas FurnaceMarket Standard FurnaceNew | Thurston CountyMultifamily - Highly ImpactedHeat Central Gas FurnaceNew | Thurston County | Multifamily - Highly Impacted | Heat Central Gas Furnace | 3 | Market Standard Furnace | New | bar: 2023 to 2050
Thurston CountyManufactured | Thurston CountyManufacturedHeat Central Gas Furnace | Thurston CountyManufacturedHeat Central Gas Furnace3 | Thurston CountyManufacturedHeat Central Gas Furnace3Existing | Thurston CountyManufacturedHeat Central Gas FurnaceMarket Standard FurnaceExisting | Thurston CountyManufacturedHeat Central Gas FurnaceExisting | Thurston County | Manufactured | Heat Central Gas Furnace | 3 | Market Standard Furnace | Existing | bar: 2023 to 2050
Thurston CountyManufactured | Thurston CountyManufacturedHeat Central Gas Furnace | Thurston CountyManufacturedHeat Central Gas Furnace3 | Thurston CountyManufacturedHeat Central Gas Furnace3New | Thurston CountyManufacturedHeat Central Gas FurnaceMarket Standard FurnaceNew | Thurston CountyManufacturedHeat Central Gas FurnaceNew | Thurston County | Manufactured | Heat Central Gas Furnace | 3 | Market Standard Furnace | New | bar: 2023 to 2050
Thurston CountyManufactured - Highly Impacted | Thurston CountyManufactured - Highly ImpactedHeat Central Gas Furnace | Thurston CountyManufactured - Highly ImpactedHeat Central Gas Furnace3 | Thurston CountyManufactured - Highly ImpactedHeat Central Gas Furnace3Existing | Thurston CountyManufactured - Highly ImpactedHeat Central Gas FurnaceMarket Standard FurnaceExisting | Thurston CountyManufactured - Highly ImpactedHeat Central Gas FurnaceExisting | Thurston County | Manufactured - Highly Impacted | Heat Central Gas Furnace | 3 | Market Standard Furnace | Existing | bar: 2023 to 2050
Thurston CountyManufactured - Highly Impacted | Thurston CountyManufactured - Highly ImpactedHeat Central Gas Furnace | Thurston CountyManufactured - Highly ImpactedHeat Central Gas Furnace3 | Thurston CountyManufactured - Highly ImpactedHeat Central Gas Furnace3New | Thurston CountyManufactured - Highly ImpactedHeat Central Gas FurnaceMarket Standard FurnaceNew | Thurston CountyManufactured - Highly ImpactedHeat Central Gas FurnaceNew | Thurston County | Manufactured - Highly Impacted | Heat Central Gas Furnace | 3 | Market Standard Furnace | New | bar: 2023 to 2050
Thurston CountySingle Family | Thurston CountySingle FamilyHeat Central Gas Furnace | Thurston CountySingle FamilyHeat Central Gas Furnace4 | Thurston CountySingle FamilyHeat Central Gas Furnace4Existing | Thurston CountySingle FamilyHeat Central Gas FurnaceENERGY STAR Furnace - 95% AFUEExisting | Thurston CountySingle FamilyHeat Central Gas FurnaceExisting | Thurston County | Single Family | Heat Central Gas Furnace | 4 | ENERGY STAR Furnace - 95% AFUE | Existing | 36.81% | 36.81% | 36.81% | 36.81% | 36.81% | 36.81% | 36.81% | 36.81% | 36.81% | 36.81% | 36.81% | 36.81% | 36.81% | 36.81% | 36.81% | 36.81% | 36.81% | 36.81% | 36.81% | 36.81% | 36.81% | 36.81% | 36.81% | 36.81% | 36.81% | 36.81% | 36.81% | 36.81%
Thurston CountySingle Family | Thurston CountySingle FamilyHeat Central Gas Furnace | Thurston CountySingle FamilyHeat Central Gas Furnace4 | Thurston CountySingle FamilyHeat Central Gas Furnace4New | Thurston CountySingle FamilyHeat Central Gas FurnaceENERGY STAR Furnace - 95% AFUENew | Thurston CountySingle FamilyHeat Central Gas FurnaceNew | Thurston County | Single Family | Heat Central Gas Furnace | 4 | ENERGY STAR Furnace - 95% AFUE | New | 85.68% | 85.68% | 85.68% | 85.68% | 85.68% | 85.68% | 85.68% | 85.68% | 85.68% | 85.68% | 85.68% | 85.68% | 85.68% | 85.68% | 85.68% | 85.68% | 85.68% | 85.68% | 85.68% | 85.68% | 85.68% | 85.68% | 85.68% | 85.68% | 85.68% | 85.68% | 85.68% | 85.68%
Thurston CountySingle Family - Highly Impacted | Thurston CountySingle Family - Highly ImpactedHeat Central Gas Furnace | Thurston CountySingle Family - Highly ImpactedHeat Central Gas Furnace4 | Thurston CountySingle Family - Highly ImpactedHeat Central Gas Furnace4Existing | Thurston CountySingle Family - Highly ImpactedHeat Central Gas FurnaceENERGY STAR Furnace - 95% AFUEExisting | Thurston CountySingle Family - Highly ImpactedHeat Central Gas FurnaceExisting | Thurston County | Single Family - Highly Impacted | Heat Central Gas Furnace | 4 | ENERGY STAR Furnace - 95% AFUE | Existing | 36.81% | 36.81% | 36.81% | 36.81% | 36.81% | 36.81% | 36.81% | 36.81% | 36.81% | 36.81% | 36.81% | 36.81% | 36.81% | 36.81% | 36.81% | 36.81% | 36.81% | 36.81% | 36.81% | 36.81% | 36.81% | 36.81% | 36.81% | 36.81% | 36.81% | 36.81% | 36.81% | 36.81%
Thurston CountySingle Family - Highly Impacted | Thurston CountySingle Family - Highly ImpactedHeat Central Gas Furnace | Thurston CountySingle Family - Highly ImpactedHeat Central Gas Furnace4 | Thurston CountySingle Family - Highly ImpactedHeat Central Gas Furnace4New | Thurston CountySingle Family - Highly ImpactedHeat Central Gas FurnaceENERGY STAR Furnace - 95% AFUENew | Thurston CountySingle Family - Highly ImpactedHeat Central Gas FurnaceNew | Thurston County | Single Family - Highly Impacted | Heat Central Gas Furnace | 4 | ENERGY STAR Furnace - 95% AFUE | New | 85.68% | 85.68% | 85.68% | 85.68% | 85.68% | 85.68% | 85.68% | 85.68% | 85.68% | 85.68% | 85.68% | 85.68% | 85.68% | 85.68% | 85.68% | 85.68% | 85.68% | 85.68% | 85.68% | 85.68% | 85.68% | 85.68% | 85.68% | 85.68% | 85.68% | 85.68% | 85.68% | 85.68%
Thurston CountyMultifamily | Thurston CountyMultifamilyHeat Central Gas Furnace | Thurston CountyMultifamilyHeat Central Gas Furnace4 | Thurston CountyMultifamilyHeat Central Gas Furnace4Existing | Thurston CountyMultifamilyHeat Central Gas FurnaceENERGY STAR Furnace - 95% AFUEExisting | Thurston CountyMultifamilyHeat Central Gas FurnaceExisting | Thurston County | Multifamily | Heat Central Gas Furnace | 4 | ENERGY STAR Furnace - 95% AFUE | Existing | 36.81% | 36.81% | 36.81% | 36.81% | 36.81% | 36.81% | 36.81% | 36.81% | 36.81% | 36.81% | 36.81% | 36.81% | 36.81% | 36.81% | 36.81% | 36.81% | 36.81% | 36.81% | 36.81% | 36.81% | 36.81% | 36.81% | 36.81% | 36.81% | 36.81% | 36.81% | 36.81% | 36.81%
Thurston CountyMultifamily | Thurston CountyMultifamilyHeat Central Gas Furnace | Thurston CountyMultifamilyHeat Central Gas Furnace4 | Thurston CountyMultifamilyHeat Central Gas Furnace4New | Thurston CountyMultifamilyHeat Central Gas FurnaceENERGY STAR Furnace - 95% AFUENew | Thurston CountyMultifamilyHeat Central Gas FurnaceNew | Thurston County | Multifamily | Heat Central Gas Furnace | 4 | ENERGY STAR Furnace - 95% AFUE | New | 85.68% | 85.68% | 85.68% | 85.68% | 85.68% | 85.68% | 85.68% | 85.68% | 85.68% | 85.68% | 85.68% | 85.68% | 85.68% | 85.68% | 85.68% | 85.68% | 85.68% | 85.68% | 85.68% | 85.68% | 85.68% | 85.68% | 85.68% | 85.68% | 85.68% | 85.68% | 85.68% | 85.68%
Thurston CountyMultifamily - Highly Impacted | Thurston CountyMultifamily - Highly ImpactedHeat Central Gas Furnace | Thurston CountyMultifamily - Highly ImpactedHeat Central Gas Furnace4 | Thurston CountyMultifamily - Highly ImpactedHeat Central Gas Furnace4Existing | Thurston CountyMultifamily - Highly ImpactedHeat Central Gas FurnaceENERGY STAR Furnace - 95% AFUEExisting | Thurston CountyMultifamily - Highly ImpactedHeat Central Gas FurnaceExisting | Thurston County | Multifamily - Highly Impacted | Heat Central Gas Furnace | 4 | ENERGY STAR Furnace - 95% AFUE | Existing | 36.81% | 36.81% | 36.81% | 36.81% | 36.81% | 36.81% | 36.81% | 36.81% | 36.81% | 36.81% | 36.81% | 36.81% | 36.81% | 36.81% | 36.81% | 36.81% | 36.81% | 36.81% | 36.81% | 36.81% | 36.81% | 36.81% | 36.81% | 36.81% | 36.81% | 36.81% | 36.81% | 36.81%
Thurston CountyMultifamily - Highly Impacted | Thurston CountyMultifamily - Highly ImpactedHeat Central Gas Furnace | Thurston CountyMultifamily - Highly ImpactedHeat Central Gas Furnace4 | Thurston CountyMultifamily - Highly ImpactedHeat Central Gas Furnace4New | Thurston CountyMultifamily - Highly ImpactedHeat Central Gas FurnaceENERGY STAR Furnace - 95% AFUENew | Thurston CountyMultifamily - Highly ImpactedHeat Central Gas FurnaceNew | Thurston County | Multifamily - Highly Impacted | Heat Central Gas Furnace | 4 | ENERGY STAR Furnace - 95% AFUE | New | 85.68% | 85.68% | 85.68% | 85.68% | 85.68% | 85.68% | 85.68% | 85.68% | 85.68% | 85.68% | 85.68% | 85.68% | 85.68% | 85.68% | 85.68% | 85.68% | 85.68% | 85.68% | 85.68% | 85.68% | 85.68% | 85.68% | 85.68% | 85.68% | 85.68% | 85.68% | 85.68% | 85.68%
Thurston CountyManufactured | Thurston CountyManufacturedHeat Central Gas Furnace | Thurston CountyManufacturedHeat Central Gas Furnace4 | Thurston CountyManufacturedHeat Central Gas Furnace4Existing | Thurston CountyManufacturedHeat Central Gas FurnaceENERGY STAR Furnace - 95% AFUEExisting | Thurston CountyManufacturedHeat Central Gas FurnaceExisting | Thurston County | Manufactured | Heat Central Gas Furnace | 4 | ENERGY STAR Furnace - 95% AFUE | Existing | 36.81% | 36.81% | 36.81% | 36.81% | 36.81% | 36.81% | 36.81% | 36.81% | 36.81% | 36.81% | 36.81% | 36.81% | 36.81% | 36.81% | 36.81% | 36.81% | 36.81% | 36.81% | 36.81% | 36.81% | 36.81% | 36.81% | 36.81% | 36.81% | 36.81% | 36.81% | 36.81% | 36.81%
Thurston CountyManufactured | Thurston CountyManufacturedHeat Central Gas Furnace | Thurston CountyManufacturedHeat Central Gas Furnace4 | Thurston CountyManufacturedHeat Central Gas Furnace4New | Thurston CountyManufacturedHeat Central Gas FurnaceENERGY STAR Furnace - 95% AFUENew | Thurston CountyManufacturedHeat Central Gas FurnaceNew | Thurston County | Manufactured | Heat Central Gas Furnace | 4 | ENERGY STAR Furnace - 95% AFUE | New | 85.68% | 85.68% | 85.68% | 85.68% | 85.68% | 85.68% | 85.68% | 85.68% | 85.68% | 85.68% | 85.68% | 85.68% | 85.68% | 85.68% | 85.68% | 85.68% | 85.68% | 85.68% | 85.68% | 85.68% | 85.68% | 85.68% | 85.68% | 85.68% | 85.68% | 85.68% | 85.68% | 85.68%
Thurston CountyManufactured - Highly Impacted | Thurston CountyManufactured - Highly ImpactedHeat Central Gas Furnace | Thurston CountyManufactured - Highly ImpactedHeat Central Gas Furnace4 | Thurston CountyManufactured - Highly ImpactedHeat Central Gas Furnace4Existing | Thurston CountyManufactured - Highly ImpactedHeat Central Gas FurnaceENERGY STAR Furnace - 95% AFUEExisting | Thurston CountyManufactured - Highly ImpactedHeat Central Gas FurnaceExisting | Thurston County | Manufactured - Highly Impacted | Heat Central Gas Furnace | 4 | ENERGY STAR Furnace - 95% AFUE | Existing | 36.81% | 36.81% | 36.81% | 36.81% | 36.81% | 36.81% | 36.81% | 36.81% | 36.81% | 36.81% | 36.81% | 36.81% | 36.81% | 36.81% | 36.81% | 36.81% | 36.81% | 36.81% | 36.81% | 36.81% | 36.81% | 36.81% | 36.81% | 36.81% | 36.81% | 36.81% | 36.81% | 36.81%
Thurston CountyManufactured - Highly Impacted | Thurston CountyManufactured - Highly ImpactedHeat Central Gas Furnace | Thurston CountyManufactured - Highly ImpactedHeat Central Gas Furnace4 | Thurston CountyManufactured - Highly ImpactedHeat Central Gas Furnace4New | Thurston CountyManufactured - Highly ImpactedHeat Central Gas FurnaceENERGY STAR Furnace - 95% AFUENew | Thurston CountyManufactured - Highly ImpactedHeat Central Gas FurnaceNew | Thurston County | Manufactured - Highly Impacted | Heat Central Gas Furnace | 4 | ENERGY STAR Furnace - 95% AFUE | New | 85.68% | 85.68% | 85.68% | 85.68% | 85.68% | 85.68% | 85.68% | 85.68% | 85.68% | 85.68% | 85.68% | 85.68% | 85.68% | 85.68% | 85.68% | 85.68% | 85.68% | 85.68% | 85.68% | 85.68% | 85.68% | 85.68% | 85.68% | 85.68% | 85.68% | 85.68% | 85.68% | 85.68%
Thurston CountySingle Family | Thurston CountySingle FamilyHeat Central Gas Furnace | Thurston CountySingle FamilyHeat Central Gas Furnace5 | Thurston CountySingle FamilyHeat Central Gas Furnace5Existing | Thurston CountySingle FamilyHeat Central Gas FurnaceAdvanced Efficiency Furnace - 97% AFUEExisting | Thurston CountySingle FamilyHeat Central Gas FurnaceExisting | Thurston County | Single Family | Heat Central Gas Furnace | 5 | Advanced Efficiency Furnace - 97% AFUE | Existing | 2.963% | 2.963% | 2.963% | 2.963% | 2.963% | 2.963% | 2.963% | 2.963% | 2.963% | 2.963% | 2.963% | 2.963% | 2.963% | 2.963% | 2.963% | 2.963% | 2.963% | 2.963% | 2.963% | 2.963% | 2.963% | 2.963% | 2.963% | 2.963% | 2.963% | 2.963% | 2.963% | 2.963%
Thurston CountySingle Family | Thurston CountySingle FamilyHeat Central Gas Furnace | Thurston CountySingle FamilyHeat Central Gas Furnace5 | Thurston CountySingle FamilyHeat Central Gas Furnace5New | Thurston CountySingle FamilyHeat Central Gas FurnaceAdvanced Efficiency Furnace - 97% AFUENew | Thurston CountySingle FamilyHeat Central Gas FurnaceNew | Thurston County | Single Family | Heat Central Gas Furnace | 5 | Advanced Efficiency Furnace - 97% AFUE | New | 14.07% | 14.07% | 14.07% | 14.07% | 14.07% | 14.07% | 14.07% | 14.07% | 14.07% | 14.07% | 14.07% | 14.07% | 14.07% | 14.07% | 14.07% | 14.07% | 14.07% | 14.07% | 14.07% | 14.07% | 14.07% | 14.07% | 14.07% | 14.07% | 14.07% | 14.07% | 14.07% | 14.07%
Thurston CountySingle Family - Highly Impacted | Thurston CountySingle Family - Highly ImpactedHeat Central Gas Furnace | Thurston CountySingle Family - Highly ImpactedHeat Central Gas Furnace5 | Thurston CountySingle Family - Highly ImpactedHeat Central Gas Furnace5Existing | Thurston CountySingle Family - Highly ImpactedHeat Central Gas FurnaceAdvanced Efficiency Furnace - 97% AFUEExisting | Thurston CountySingle Family - Highly ImpactedHeat Central Gas FurnaceExisting | Thurston County | Single Family - Highly Impacted | Heat Central Gas Furnace | 5 | Advanced Efficiency Furnace - 97% AFUE | Existing | 2.963% | 2.963% | 2.963% | 2.963% | 2.963% | 2.963% | 2.963% | 2.963% | 2.963% | 2.963% | 2.963% | 2.963% | 2.963% | 2.963% | 2.963% | 2.963% | 2.963% | 2.963% | 2.963% | 2.963% | 2.963% | 2.963% | 2.963% | 2.963% | 2.963% | 2.963% | 2.963% | 2.963%
Thurston CountySingle Family - Highly Impacted | Thurston CountySingle Family - Highly ImpactedHeat Central Gas Furnace | Thurston CountySingle Family - Highly ImpactedHeat Central Gas Furnace5 | Thurston CountySingle Family - Highly ImpactedHeat Central Gas Furnace5New | Thurston CountySingle Family - Highly ImpactedHeat Central Gas FurnaceAdvanced Efficiency Furnace - 97% AFUENew | Thurston CountySingle Family - Highly ImpactedHeat Central Gas FurnaceNew | Thurston County | Single Family - Highly Impacted | Heat Central Gas Furnace | 5 | Advanced Efficiency Furnace - 97% AFUE | New | 14.07% | 14.07% | 14.07% | 14.07% | 14.07% | 14.07% | 14.07% | 14.07% | 14.07% | 14.07% | 14.07% | 14.07% | 14.07% | 14.07% | 14.07% | 14.07% | 14.07% | 14.07% | 14.07% | 14.07% | 14.07% | 14.07% | 14.07% | 14.07% | 14.07% | 14.07% | 14.07% | 14.07%
Thurston CountyMultifamily | Thurston CountyMultifamilyHeat Central Gas Furnace | Thurston CountyMultifamilyHeat Central Gas Furnace5 | Thurston CountyMultifamilyHeat Central Gas Furnace5Existing | Thurston CountyMultifamilyHeat Central Gas FurnaceAdvanced Efficiency Furnace - 97% AFUEExisting | Thurston CountyMultifamilyHeat Central Gas FurnaceExisting | Thurston County | Multifamily | Heat Central Gas Furnace | 5 | Advanced Efficiency Furnace - 97% AFUE | Existing | 2.963% | 2.963% | 2.963% | 2.963% | 2.963% | 2.963% | 2.963% | 2.963% | 2.963% | 2.963% | 2.963% | 2.963% | 2.963% | 2.963% | 2.963% | 2.963% | 2.963% | 2.963% | 2.963% | 2.963% | 2.963% | 2.963% | 2.963% | 2.963% | 2.963% | 2.963% | 2.963% | 2.963%
Thurston CountyMultifamily | Thurston CountyMultifamilyHeat Central Gas Furnace | Thurston CountyMultifamilyHeat Central Gas Furnace5 | Thurston CountyMultifamilyHeat Central Gas Furnace5New | Thurston CountyMultifamilyHeat Central Gas FurnaceAdvanced Efficiency Furnace - 97% AFUENew | Thurston CountyMultifamilyHeat Central Gas FurnaceNew | Thurston County | Multifamily | Heat Central Gas Furnace | 5 | Advanced Efficiency Furnace - 97% AFUE | New | 14.07% | 14.07% | 14.07% | 14.07% | 14.07% | 14.07% | 14.07% | 14.07% | 14.07% | 14.07% | 14.07% | 14.07% | 14.07% | 14.07% | 14.07% | 14.07% | 14.07% | 14.07% | 14.07% | 14.07% | 14.07% | 14.07% | 14.07% | 14.07% | 14.07% | 14.07% | 14.07% | 14.07%
Thurston CountyMultifamily - Highly Impacted | Thurston CountyMultifamily - Highly ImpactedHeat Central Gas Furnace | Thurston CountyMultifamily - Highly ImpactedHeat Central Gas Furnace5 | Thurston CountyMultifamily - Highly ImpactedHeat Central Gas Furnace5Existing | Thurston CountyMultifamily - Highly ImpactedHeat Central Gas FurnaceAdvanced Efficiency Furnace - 97% AFUEExisting | Thurston CountyMultifamily - Highly ImpactedHeat Central Gas FurnaceExisting | Thurston County | Multifamily - Highly Impacted | Heat Central Gas Furnace | 5 | Advanced Efficiency Furnace - 97% AFUE | Existing | 2.963% | 2.963% | 2.963% | 2.963% | 2.963% | 2.963% | 2.963% | 2.963% | 2.963% | 2.963% | 2.963% | 2.963% | 2.963% | 2.963% | 2.963% | 2.963% | 2.963% | 2.963% | 2.963% | 2.963% | 2.963% | 2.963% | 2.963% | 2.963% | 2.963% | 2.963% | 2.963% | 2.963%
Thurston CountyMultifamily - Highly Impacted | Thurston CountyMultifamily - Highly ImpactedHeat Central Gas Furnace | Thurston CountyMultifamily - Highly ImpactedHeat Central Gas Furnace5 | Thurston CountyMultifamily - Highly ImpactedHeat Central Gas Furnace5New | Thurston CountyMultifamily - Highly ImpactedHeat Central Gas FurnaceAdvanced Efficiency Furnace - 97% AFUENew | Thurston CountyMultifamily - Highly ImpactedHeat Central Gas FurnaceNew | Thurston County | Multifamily - Highly Impacted | Heat Central Gas Furnace | 5 | Advanced Efficiency Furnace - 97% AFUE | New | 14.07% | 14.07% | 14.07% | 14.07% | 14.07% | 14.07% | 14.07% | 14.07% | 14.07% | 14.07% | 14.07% | 14.07% | 14.07% | 14.07% | 14.07% | 14.07% | 14.07% | 14.07% | 14.07% | 14.07% | 14.07% | 14.07% | 14.07% | 14.07% | 14.07% | 14.07% | 14.07% | 14.07%
Thurston CountyManufactured | Thurston CountyManufacturedHeat Central Gas Furnace | Thurston CountyManufacturedHeat Central Gas Furnace5 | Thurston CountyManufacturedHeat Central Gas Furnace5Existing | Thurston CountyManufacturedHeat Central Gas FurnaceAdvanced Efficiency Furnace - 97% AFUEExisting | Thurston CountyManufacturedHeat Central Gas FurnaceExisting | Thurston County | Manufactured | Heat Central Gas Furnace | 5 | Advanced Efficiency Furnace - 97% AFUE | Existing | 2.963% | 2.963% | 2.963% | 2.963% | 2.963% | 2.963% | 2.963% | 2.963% | 2.963% | 2.963% | 2.963% | 2.963% | 2.963% | 2.963% | 2.963% | 2.963% | 2.963% | 2.963% | 2.963% | 2.963% | 2.963% | 2.963% | 2.963% | 2.963% | 2.963% | 2.963% | 2.963% | 2.963%
Thurston CountyManufactured | Thurston CountyManufacturedHeat Central Gas Furnace | Thurston CountyManufacturedHeat Central Gas Furnace5 | Thurston CountyManufacturedHeat Central Gas Furnace5New | Thurston CountyManufacturedHeat Central Gas FurnaceAdvanced Efficiency Furnace - 97% AFUENew | Thurston CountyManufacturedHeat Central Gas FurnaceNew | Thurston County | Manufactured | Heat Central Gas Furnace | 5 | Advanced Efficiency Furnace - 97% AFUE | New | 14.07% | 14.07% | 14.07% | 14.07% | 14.07% | 14.07% | 14.07% | 14.07% | 14.07% | 14.07% | 14.07% | 14.07% | 14.07% | 14.07% | 14.07% | 14.07% | 14.07% | 14.07% | 14.07% | 14.07% | 14.07% | 14.07% | 14.07% | 14.07% | 14.07% | 14.07% | 14.07% | 14.07%
Thurston CountyManufactured - Highly Impacted | Thurston CountyManufactured - Highly ImpactedHeat Central Gas Furnace | Thurston CountyManufactured - Highly ImpactedHeat Central Gas Furnace5 | Thurston CountyManufactured - Highly ImpactedHeat Central Gas Furnace5Existing | Thurston CountyManufactured - Highly ImpactedHeat Central Gas FurnaceAdvanced Efficiency Furnace - 97% AFUEExisting | Thurston CountyManufactured - Highly ImpactedHeat Central Gas FurnaceExisting | Thurston County | Manufactured - Highly Impacted | Heat Central Gas Furnace | 5 | Advanced Efficiency Furnace - 97% AFUE | Existing | 2.963% | 2.963% | 2.963% | 2.963% | 2.963% | 2.963% | 2.963% | 2.963% | 2.963% | 2.963% | 2.963% | 2.963% | 2.963% | 2.963% | 2.963% | 2.963% | 2.963% | 2.963% | 2.963% | 2.963% | 2.963% | 2.963% | 2.963% | 2.963% | 2.963% | 2.963% | 2.963% | 2.963%
Thurston CountyManufactured - Highly Impacted | Thurston CountyManufactured - Highly ImpactedHeat Central Gas Furnace | Thurston CountyManufactured - Highly ImpactedHeat Central Gas Furnace5 | Thurston CountyManufactured - Highly ImpactedHeat Central Gas Furnace5New | Thurston CountyManufactured - Highly ImpactedHeat Central Gas FurnaceAdvanced Efficiency Furnace - 97% AFUENew | Thurston CountyManufactured - Highly ImpactedHeat Central Gas FurnaceNew | Thurston County | Manufactured - Highly Impacted | Heat Central Gas Furnace | 5 | Advanced Efficiency Furnace - 97% AFUE | New | 14.07% | 14.07% | 14.07% | 14.07% | 14.07% | 14.07% | 14.07% | 14.07% | 14.07% | 14.07% | 14.07% | 14.07% | 14.07% | 14.07% | 14.07% | 14.07% | 14.07% | 14.07% | 14.07% | 14.07% | 14.07% | 14.07% | 14.07% | 14.07% | 14.07% | 14.07% | 14.07% | 14.07%
Thurston CountySingle Family | Thurston CountySingle FamilyHeat Central Gas Furnace | Thurston CountySingle FamilyHeat Central Gas Furnace6 | Thurston CountySingle FamilyHeat Central Gas Furnace6Existing | Thurston CountySingle FamilyHeat Central Gas FurnacePremium Efficiency Furnace - 98% AFUEExisting | Thurston CountySingle FamilyHeat Central Gas FurnaceExisting | Thurston County | Single Family | Heat Central Gas Furnace | 6 | Premium Efficiency Furnace - 98% AFUE | Existing | 0.05273% | 0.05273% | 0.05273% | 0.05273% | 0.05273% | 0.05273% | 0.05273% | 0.05273% | 0.05273% | 0.05273% | 0.05273% | 0.05273% | 0.05273% | 0.05273% | 0.05273% | 0.05273% | 0.05273% | 0.05273% | 0.05273% | 0.05273% | 0.05273% | 0.05273% | 0.05273% | 0.05273% | 0.05273% | 0.05273% | 0.05273% | 0.05273%
Thurston CountySingle Family | Thurston CountySingle FamilyHeat Central Gas Furnace | Thurston CountySingle FamilyHeat Central Gas Furnace6 | Thurston CountySingle FamilyHeat Central Gas Furnace6New | Thurston CountySingle FamilyHeat Central Gas FurnacePremium Efficiency Furnace - 98% AFUENew | Thurston CountySingle FamilyHeat Central Gas FurnaceNew | Thurston County | Single Family | Heat Central Gas Furnace | 6 | Premium Efficiency Furnace - 98% AFUE | New | 0.2504% | 0.2504% | 0.2504% | 0.2504% | 0.2504% | 0.2504% | 0.2504% | 0.2504% | 0.2504% | 0.2504% | 0.2504% | 0.2504% | 0.2504% | 0.2504% | 0.2504% | 0.2504% | 0.2504% | 0.2504% | 0.2504% | 0.2504% | 0.2504% | 0.2504% | 0.2504% | 0.2504% | 0.2504% | 0.2504% | 0.2504% | 0.2504%
Thurston CountySingle Family - Highly Impacted | Thurston CountySingle Family - Highly ImpactedHeat Central Gas Furnace | Thurston CountySingle Family - Highly ImpactedHeat Central Gas Furnace6 | Thurston CountySingle Family - Highly ImpactedHeat Central Gas Furnace6Existing | Thurston CountySingle Family - Highly ImpactedHeat Central Gas FurnacePremium Efficiency Furnace - 98% AFUEExisting | Thurston CountySingle Family - Highly ImpactedHeat Central Gas FurnaceExisting | Thurston County | Single Family - Highly Impacted | Heat Central Gas Furnace | 6 | Premium Efficiency Furnace - 98% AFUE | Existing | 0.05273% | 0.05273% | 0.05273% | 0.05273% | 0.05273% | 0.05273% | 0.05273% | 0.05273% | 0.05273% | 0.05273% | 0.05273% | 0.05273% | 0.05273% | 0.05273% | 0.05273% | 0.05273% | 0.05273% | 0.05273% | 0.05273% | 0.05273% | 0.05273% | 0.05273% | 0.05273% | 0.05273% | 0.05273% | 0.05273% | 0.05273% | 0.05273%
Thurston CountySingle Family - Highly Impacted | Thurston CountySingle Family - Highly ImpactedHeat Central Gas Furnace | Thurston CountySingle Family - Highly ImpactedHeat Central Gas Furnace6 | Thurston CountySingle Family - Highly ImpactedHeat Central Gas Furnace6New | Thurston CountySingle Family - Highly ImpactedHeat Central Gas FurnacePremium Efficiency Furnace - 98% AFUENew | Thurston CountySingle Family - Highly ImpactedHeat Central Gas FurnaceNew | Thurston County | Single Family - Highly Impacted | Heat Central Gas Furnace | 6 | Premium Efficiency Furnace - 98% AFUE | New | 0.2504% | 0.2504% | 0.2504% | 0.2504% | 0.2504% | 0.2504% | 0.2504% | 0.2504% | 0.2504% | 0.2504% | 0.2504% | 0.2504% | 0.2504% | 0.2504% | 0.2504% | 0.2504% | 0.2504% | 0.2504% | 0.2504% | 0.2504% | 0.2504% | 0.2504% | 0.2504% | 0.2504% | 0.2504% | 0.2504% | 0.2504% | 0.2504%
Thurston CountyMultifamily | Thurston CountyMultifamilyHeat Central Gas Furnace | Thurston CountyMultifamilyHeat Central Gas Furnace6 | Thurston CountyMultifamilyHeat Central Gas Furnace6Existing | Thurston CountyMultifamilyHeat Central Gas FurnacePremium Efficiency Furnace - 98% AFUEExisting | Thurston CountyMultifamilyHeat Central Gas FurnaceExisting | Thurston County | Multifamily | Heat Central Gas Furnace | 6 | Premium Efficiency Furnace - 98% AFUE | Existing | 0.05273% | 0.05273% | 0.05273% | 0.05273% | 0.05273% | 0.05273% | 0.05273% | 0.05273% | 0.05273% | 0.05273% | 0.05273% | 0.05273% | 0.05273% | 0.05273% | 0.05273% | 0.05273% | 0.05273% | 0.05273% | 0.05273% | 0.05273% | 0.05273% | 0.05273% | 0.05273% | 0.05273% | 0.05273% | 0.05273% | 0.05273% | 0.05273%
Thurston CountyMultifamily | Thurston CountyMultifamilyHeat Central Gas Furnace | Thurston CountyMultifamilyHeat Central Gas Furnace6 | Thurston CountyMultifamilyHeat Central Gas Furnace6New | Thurston CountyMultifamilyHeat Central Gas FurnacePremium Efficiency Furnace - 98% AFUENew | Thurston CountyMultifamilyHeat Central Gas FurnaceNew | Thurston County | Multifamily | Heat Central Gas Furnace | 6 | Premium Efficiency Furnace - 98% AFUE | New | 0.2504% | 0.2504% | 0.2504% | 0.2504% | 0.2504% | 0.2504% | 0.2504% | 0.2504% | 0.2504% | 0.2504% | 0.2504% | 0.2504% | 0.2504% | 0.2504% | 0.2504% | 0.2504% | 0.2504% | 0.2504% | 0.2504% | 0.2504% | 0.2504% | 0.2504% | 0.2504% | 0.2504% | 0.2504% | 0.2504% | 0.2504% | 0.2504%
Thurston CountyMultifamily - Highly Impacted | Thurston CountyMultifamily - Highly ImpactedHeat Central Gas Furnace | Thurston CountyMultifamily - Highly ImpactedHeat Central Gas Furnace6 | Thurston CountyMultifamily - Highly ImpactedHeat Central Gas Furnace6Existing | Thurston CountyMultifamily - Highly ImpactedHeat Central Gas FurnacePremium Efficiency Furnace - 98% AFUEExisting | Thurston CountyMultifamily - Highly ImpactedHeat Central Gas FurnaceExisting | Thurston County | Multifamily - Highly Impacted | Heat Central Gas Furnace | 6 | Premium Efficiency Furnace - 98% AFUE | Existing | 0.05273% | 0.05273% | 0.05273% | 0.05273% | 0.05273% | 0.05273% | 0.05273% | 0.05273% | 0.05273% | 0.05273% | 0.05273% | 0.05273% | 0.05273% | 0.05273% | 0.05273% | 0.05273% | 0.05273% | 0.05273% | 0.05273% | 0.05273% | 0.05273% | 0.05273% | 0.05273% | 0.05273% | 0.05273% | 0.05273% | 0.05273% | 0.05273%
Thurston CountyMultifamily - Highly Impacted | Thurston CountyMultifamily - Highly ImpactedHeat Central Gas Furnace | Thurston CountyMultifamily - Highly ImpactedHeat Central Gas Furnace6 | Thurston CountyMultifamily - Highly ImpactedHeat Central Gas Furnace6New | Thurston CountyMultifamily - Highly ImpactedHeat Central Gas FurnacePremium Efficiency Furnace - 98% AFUENew | Thurston CountyMultifamily - Highly ImpactedHeat Central Gas FurnaceNew | Thurston County | Multifamily - Highly Impacted | Heat Central Gas Furnace | 6 | Premium Efficiency Furnace - 98% AFUE | New | 0.2504% | 0.2504% | 0.2504% | 0.2504% | 0.2504% | 0.2504% | 0.2504% | 0.2504% | 0.2504% | 0.2504% | 0.2504% | 0.2504% | 0.2504% | 0.2504% | 0.2504% | 0.2504% | 0.2504% | 0.2504% | 0.2504% | 0.2504% | 0.2504% | 0.2504% | 0.2504% | 0.2504% | 0.2504% | 0.2504% | 0.2504% | 0.2504%
Thurston CountyManufactured | Thurston CountyManufacturedHeat Central Gas Furnace | Thurston CountyManufacturedHeat Central Gas Furnace6 | Thurston CountyManufacturedHeat Central Gas Furnace6Existing | Thurston CountyManufacturedHeat Central Gas FurnacePremium Efficiency Furnace - 98% AFUEExisting | Thurston CountyManufacturedHeat Central Gas FurnaceExisting | Thurston County | Manufactured | Heat Central Gas Furnace | 6 | Premium Efficiency Furnace - 98% AFUE | Existing | 0.05273% | 0.05273% | 0.05273% | 0.05273% | 0.05273% | 0.05273% | 0.05273% | 0.05273% | 0.05273% | 0.05273% | 0.05273% | 0.05273% | 0.05273% | 0.05273% | 0.05273% | 0.05273% | 0.05273% | 0.05273% | 0.05273% | 0.05273% | 0.05273% | 0.05273% | 0.05273% | 0.05273% | 0.05273% | 0.05273% | 0.05273% | 0.05273%
Thurston CountyManufactured | Thurston CountyManufacturedHeat Central Gas Furnace | Thurston CountyManufacturedHeat Central Gas Furnace6 | Thurston CountyManufacturedHeat Central Gas Furnace6New | Thurston CountyManufacturedHeat Central Gas FurnacePremium Efficiency Furnace - 98% AFUENew | Thurston CountyManufacturedHeat Central Gas FurnaceNew | Thurston County | Manufactured | Heat Central Gas Furnace | 6 | Premium Efficiency Furnace - 98% AFUE | New | 0.2504% | 0.2504% | 0.2504% | 0.2504% | 0.2504% | 0.2504% | 0.2504% | 0.2504% | 0.2504% | 0.2504% | 0.2504% | 0.2504% | 0.2504% | 0.2504% | 0.2504% | 0.2504% | 0.2504% | 0.2504% | 0.2504% | 0.2504% | 0.2504% | 0.2504% | 0.2504% | 0.2504% | 0.2504% | 0.2504% | 0.2504% | 0.2504%
Thurston CountyManufactured - Highly Impacted | Thurston CountyManufactured - Highly ImpactedHeat Central Gas Furnace | Thurston CountyManufactured - Highly ImpactedHeat Central Gas Furnace6 | Thurston CountyManufactured - Highly ImpactedHeat Central Gas Furnace6Existing | Thurston CountyManufactured - Highly ImpactedHeat Central Gas FurnacePremium Efficiency Furnace - 98% AFUEExisting | Thurston CountyManufactured - Highly ImpactedHeat Central Gas FurnaceExisting | Thurston County | Manufactured - Highly Impacted | Heat Central Gas Furnace | 6 | Premium Efficiency Furnace - 98% AFUE | Existing | 0.05273% | 0.05273% | 0.05273% | 0.05273% | 0.05273% | 0.05273% | 0.05273% | 0.05273% | 0.05273% | 0.05273% | 0.05273% | 0.05273% | 0.05273% | 0.05273% | 0.05273% | 0.05273% | 0.05273% | 0.05273% | 0.05273% | 0.05273% | 0.05273% | 0.05273% | 0.05273% | 0.05273% | 0.05273% | 0.05273% | 0.05273% | 0.05273%
Thurston CountyManufactured - Highly Impacted | Thurston CountyManufactured - Highly ImpactedHeat Central Gas Furnace | Thurston CountyManufactured - Highly ImpactedHeat Central Gas Furnace6 | Thurston CountyManufactured - Highly ImpactedHeat Central Gas Furnace6New | Thurston CountyManufactured - Highly ImpactedHeat Central Gas FurnacePremium Efficiency Furnace - 98% AFUENew | Thurston CountyManufactured - Highly ImpactedHeat Central Gas FurnaceNew | Thurston County | Manufactured - Highly Impacted | Heat Central Gas Furnace | 6 | Premium Efficiency Furnace - 98% AFUE | New | 0.2504% | 0.2504% | 0.2504% | 0.2504% | 0.2504% | 0.2504% | 0.2504% | 0.2504% | 0.2504% | 0.2504% | 0.2504% | 0.2504% | 0.2504% | 0.2504% | 0.2504% | 0.2504% | 0.2504% | 0.2504% | 0.2504% | 0.2504% | 0.2504% | 0.2504% | 0.2504% | 0.2504% | 0.2504% | 0.2504% | 0.2504% | 0.2504%
Thurston CountySingle Family | Thurston CountySingle FamilyHeat Room Gas | Thurston CountySingle FamilyHeat Room Gas1 | Thurston CountySingle FamilyHeat Room Gas1Existing | Thurston CountySingle FamilyHeat Room GasMarket Standard Gas Room HeatExisting | Thurston CountySingle FamilyHeat Room GasExisting | Thurston County | Single Family | Heat Room Gas | 1 | Market Standard Gas Room Heat | Existing | 100% | 100% | 100% | 100% | 100% | 100% | 100% | 100% | 100% | 100% | 100% | 100% | 100% | 100% | 100% | 100% | 100% | 100% | 100% | 100% | 100% | 100% | 100% | 100% | 100% | 100% | 100% | 100%
Thurston CountySingle Family | Thurston CountySingle FamilyHeat Room Gas | Thurston CountySingle FamilyHeat Room Gas1 | Thurston CountySingle FamilyHeat Room Gas1New | Thurston CountySingle FamilyHeat Room GasMarket Standard Gas Room HeatNew | Thurston CountySingle FamilyHeat Room GasNew | Thurston County | Single Family | Heat Room Gas | 1 | Market Standard Gas Room Heat | New | 100% | 100% | 100% | 100% | 100% | 100% | 100% | 100% | 100% | 100% | 100% | 100% | 100% | 100% | 100% | 100% | 100% | 100% | 100% | 100% | 100% | 100% | 100% | 100% | 100% | 100% | 100% | 100%
Thurston CountySingle Family - Highly Impacted | Thurston CountySingle Family - Highly ImpactedHeat Room Gas | Thurston CountySingle Family - Highly ImpactedHeat Room Gas1 | Thurston CountySingle Family - Highly ImpactedHeat Room Gas1Existing | Thurston CountySingle Family - Highly ImpactedHeat Room GasMarket Standard Gas Room HeatExisting | Thurston CountySingle Family - Highly ImpactedHeat Room GasExisting | Thurston County | Single Family - Highly Impacted | Heat Room Gas | 1 | Market Standard Gas Room Heat | Existing | 100% | 100% | 100% | 100% | 100% | 100% | 100% | 100% | 100% | 100% | 100% | 100% | 100% | 100% | 100% | 100% | 100% | 100% | 100% | 100% | 100% | 100% | 100% | 100% | 100% | 100% | 100% | 100%
Thurston CountySingle Family - Highly Impacted | Thurston CountySingle Family - Highly ImpactedHeat Room Gas | Thurston CountySingle Family - Highly ImpactedHeat Room Gas1 | Thurston CountySingle Family - Highly ImpactedHeat Room Gas1New | Thurston CountySingle Family - Highly ImpactedHeat Room GasMarket Standard Gas Room HeatNew | Thurston CountySingle Family - Highly ImpactedHeat Room GasNew | Thurston County | Single Family - Highly Impacted | Heat Room Gas | 1 | Market Standard Gas Room Heat | New | 100% | 100% | 100% | 100% | 100% | 100% | 100% | 100% | 100% | 100% | 100% | 100% | 100% | 100% | 100% | 100% | 100% | 100% | 100% | 100% | 100% | 100% | 100% | 100% | 100% | 100% | 100% | 100%
Thurston CountyMultifamily | Thurston CountyMultifamilyHeat Room Gas | Thurston CountyMultifamilyHeat Room Gas1 | Thurston CountyMultifamilyHeat Room Gas1Existing | Thurston CountyMultifamilyHeat Room GasMarket Standard Gas Room HeatExisting | Thurston CountyMultifamilyHeat Room GasExisting | Thurston County | Multifamily | Heat Room Gas | 1 | Market Standard Gas Room Heat | Existing | 100% | 100% | 100% | 100% | 100% | 100% | 100% | 100% | 100% | 100% | 100% | 100% | 100% | 100% | 100% | 100% | 100% | 100% | 100% | 100% | 100% | 100% | 100% | 100% | 100% | 100% | 100% | 100%
Thurston CountyMultifamily | Thurston CountyMultifamilyHeat Room Gas | Thurston CountyMultifamilyHeat Room Gas1 | Thurston CountyMultifamilyHeat Room Gas1New | Thurston CountyMultifamilyHeat Room GasMarket Standard Gas Room HeatNew | Thurston CountyMultifamilyHeat Room GasNew | Thurston County | Multifamily | Heat Room Gas | 1 | Market Standard Gas Room Heat | New | 100% | 100% | 100% | 100% | 100% | 100% | 100% | 100% | 100% | 100% | 100% | 100% | 100% | 100% | 100% | 100% | 100% | 100% | 100% | 100% | 100% | 100% | 100% | 100% | 100% | 100% | 100% | 100%
Thurston CountyMultifamily - Highly Impacted | Thurston CountyMultifamily - Highly ImpactedHeat Room Gas | Thurston CountyMultifamily - Highly ImpactedHeat Room Gas1 | Thurston CountyMultifamily - Highly ImpactedHeat Room Gas1Existing | Thurston CountyMultifamily - Highly ImpactedHeat Room GasMarket Standard Gas Room HeatExisting | Thurston CountyMultifamily - Highly ImpactedHeat Room GasExisting | Thurston County | Multifamily - Highly Impacted | Heat Room Gas | 1 | Market Standard Gas Room Heat | Existing | 100% | 100% | 100% | 100% | 100% | 100% | 100% | 100% | 100% | 100% | 100% | 100% | 100% | 100% | 100% | 100% | 100% | 100% | 100% | 100% | 100% | 100% | 100% | 100% | 100% | 100% | 100% | 100%
Thurston CountyMultifamily - Highly Impacted | Thurston CountyMultifamily - Highly ImpactedHeat Room Gas | Thurston CountyMultifamily - Highly ImpactedHeat Room Gas1 | Thurston CountyMultifamily - Highly ImpactedHeat Room Gas1New | Thurston CountyMultifamily - Highly ImpactedHeat Room GasMarket Standard Gas Room HeatNew | Thurston CountyMultifamily - Highly ImpactedHeat Room GasNew | Thurston County | Multifamily - Highly Impacted | Heat Room Gas | 1 | Market Standard Gas Room Heat | New | 100% | 100% | 100% | 100% | 100% | 100% | 100% | 100% | 100% | 100% | 100% | 100% | 100% | 100% | 100% | 100% | 100% | 100% | 100% | 100% | 100% | 100% | 100% | 100% | 100% | 100% | 100% | 100%
Thurston CountyManufactured | Thurston CountyManufacturedHeat Room Gas | Thurston CountyManufacturedHeat Room Gas1 | Thurston CountyManufacturedHeat Room Gas1Existing | Thurston CountyManufacturedHeat Room GasMarket Standard Gas Room HeatExisting | Thurston CountyManufacturedHeat Room GasExisting | Thurston County | Manufactured | Heat Room Gas | 1 | Market Standard Gas Room Heat | Existing | 100% | 100% | 100% | 100% | 100% | 100% | 100% | 100% | 100% | 100% | 100% | 100% | 100% | 100% | 100% | 100% | 100% | 100% | 100% | 100% | 100% | 100% | 100% | 100% | 100% | 100% | 100% | 100%
Thurston CountyManufactured | Thurston CountyManufacturedHeat Room Gas | Thurston CountyManufacturedHeat Room Gas1 | Thurston CountyManufacturedHeat Room Gas1New | Thurston CountyManufacturedHeat Room GasMarket Standard Gas Room HeatNew | Thurston CountyManufacturedHeat Room GasNew | Thurston County | Manufactured | Heat Room Gas | 1 | Market Standard Gas Room Heat | New | 100% | 100% | 100% | 100% | 100% | 100% | 100% | 100% | 100% | 100% | 100% | 100% | 100% | 100% | 100% | 100% | 100% | 100% | 100% | 100% | 100% | 100% | 100% | 100% | 100% | 100% | 100% | 100%
Thurston CountyManufactured - Highly Impacted | Thurston CountyManufactured - Highly ImpactedHeat Room Gas | Thurston CountyManufactured - Highly ImpactedHeat Room Gas1 | Thurston CountyManufactured - Highly ImpactedHeat Room Gas1Existing | Thurston CountyManufactured - Highly ImpactedHeat Room GasMarket Standard Gas Room HeatExisting | Thurston CountyManufactured - Highly ImpactedHeat Room GasExisting | Thurston County | Manufactured - Highly Impacted | Heat Room Gas | 1 | Market Standard Gas Room Heat | Existing | 100% | 100% | 100% | 100% | 100% | 100% | 100% | 100% | 100% | 100% | 100% | 100% | 100% | 100% | 100% | 100% | 100% | 100% | 100% | 100% | 100% | 100% | 100% | 100% | 100% | 100% | 100% | 100%
Thurston CountyManufactured - Highly Impacted | Thurston CountyManufactured - Highly ImpactedHeat Room Gas | Thurston CountyManufactured - Highly ImpactedHeat Room Gas1 | Thurston CountyManufactured - Highly ImpactedHeat Room Gas1New | Thurston CountyManufactured - Highly ImpactedHeat Room GasMarket Standard Gas Room HeatNew | Thurston CountyManufactured - Highly ImpactedHeat Room GasNew | Thurston County | Manufactured - Highly Impacted | Heat Room Gas | 1 | Market Standard Gas Room Heat | New | 100% | 100% | 100% | 100% | 100% | 100% | 100% | 100% | 100% | 100% | 100% | 100% | 100% | 100% | 100% | 100% | 100% | 100% | 100% | 100% | 100% | 100% | 100% | 100% | 100% | 100% | 100% | 100%
Thurston CountySingle Family | Thurston CountySingle FamilyPool Heat | Thurston CountySingle FamilyPool Heat1 | Thurston CountySingle FamilyPool Heat1Existing | Thurston CountySingle FamilyPool HeatBelow Standard Pool Heater - 78% EfficientExisting | Thurston CountySingle FamilyPool HeatExisting | Thurston County | Single Family | Pool Heat | 1 | Below Standard Pool Heater - 78% Efficient | Existing | 24.38% | 24.38% | 24.38% | 24.38% | 24.38% | 24.38% | 24.38% | 24.38% | 24.38% | 24.38% | 24.38% | 24.38% | 24.38% | 24.38% | 24.38% | 24.38% | 24.38% | 24.38% | 24.38% | 24.38% | 24.38% | 24.38% | 24.38% | 24.38% | 24.38% | 24.38% | 24.38% | 24.38%
Thurston CountySingle Family | Thurston CountySingle FamilyPool Heat | Thurston CountySingle FamilyPool Heat1 | Thurston CountySingle FamilyPool Heat1New | Thurston CountySingle FamilyPool HeatBelow Standard Pool Heater - 78% EfficientNew | Thurston CountySingle FamilyPool HeatNew | Thurston County | Single Family | Pool Heat | 1 | Below Standard Pool Heater - 78% Efficient | New | bar: 2023 to 2050
Thurston CountySingle Family - Highly Impacted | Thurston CountySingle Family - Highly ImpactedPool Heat | Thurston CountySingle Family - Highly ImpactedPool Heat1 | Thurston CountySingle Family - Highly ImpactedPool Heat1Existing | Thurston CountySingle Family - Highly ImpactedPool HeatBelow Standard Pool Heater - 78% EfficientExisting | Thurston CountySingle Family - Highly ImpactedPool HeatExisting | Thurston County | Single Family - Highly Impacted | Pool Heat | 1 | Below Standard Pool Heater - 78% Efficient | Existing | 24.38% | 24.38% | 24.38% | 24.38% | 24.38% | 24.38% | 24.38% | 24.38% | 24.38% | 24.38% | 24.38% | 24.38% | 24.38% | 24.38% | 24.38% | 24.38% | 24.38% | 24.38% | 24.38% | 24.38% | 24.38% | 24.38% | 24.38% | 24.38% | 24.38% | 24.38% | 24.38% | 24.38%
Thurston CountySingle Family - Highly Impacted | Thurston CountySingle Family - Highly ImpactedPool Heat | Thurston CountySingle Family - Highly ImpactedPool Heat1 | Thurston CountySingle Family - Highly ImpactedPool Heat1New | Thurston CountySingle Family - Highly ImpactedPool HeatBelow Standard Pool Heater - 78% EfficientNew | Thurston CountySingle Family - Highly ImpactedPool HeatNew | Thurston County | Single Family - Highly Impacted | Pool Heat | 1 | Below Standard Pool Heater - 78% Efficient | New | bar: 2023 to 2050
Thurston CountyMultifamily | Thurston CountyMultifamilyPool Heat | Thurston CountyMultifamilyPool Heat1 | Thurston CountyMultifamilyPool Heat1Existing | Thurston CountyMultifamilyPool HeatBelow Standard Pool Heater - 78% EfficientExisting | Thurston CountyMultifamilyPool HeatExisting | Thurston County | Multifamily | Pool Heat | 1 | Below Standard Pool Heater - 78% Efficient | Existing | 24.38% | 24.38% | 24.38% | 24.38% | 24.38% | 24.38% | 24.38% | 24.38% | 24.38% | 24.38% | 24.38% | 24.38% | 24.38% | 24.38% | 24.38% | 24.38% | 24.38% | 24.38% | 24.38% | 24.38% | 24.38% | 24.38% | 24.38% | 24.38% | 24.38% | 24.38% | 24.38% | 24.38%
Thurston CountyMultifamily | Thurston CountyMultifamilyPool Heat | Thurston CountyMultifamilyPool Heat1 | Thurston CountyMultifamilyPool Heat1New | Thurston CountyMultifamilyPool HeatBelow Standard Pool Heater - 78% EfficientNew | Thurston CountyMultifamilyPool HeatNew | Thurston County | Multifamily | Pool Heat | 1 | Below Standard Pool Heater - 78% Efficient | New | bar: 2023 to 2050
Thurston CountyMultifamily - Highly Impacted | Thurston CountyMultifamily - Highly ImpactedPool Heat | Thurston CountyMultifamily - Highly ImpactedPool Heat1 | Thurston CountyMultifamily - Highly ImpactedPool Heat1Existing | Thurston CountyMultifamily - Highly ImpactedPool HeatBelow Standard Pool Heater - 78% EfficientExisting | Thurston CountyMultifamily - Highly ImpactedPool HeatExisting | Thurston County | Multifamily - Highly Impacted | Pool Heat | 1 | Below Standard Pool Heater - 78% Efficient | Existing | 24.38% | 24.38% | 24.38% | 24.38% | 24.38% | 24.38% | 24.38% | 24.38% | 24.38% | 24.38% | 24.38% | 24.38% | 24.38% | 24.38% | 24.38% | 24.38% | 24.38% | 24.38% | 24.38% | 24.38% | 24.38% | 24.38% | 24.38% | 24.38% | 24.38% | 24.38% | 24.38% | 24.38%
Thurston CountyMultifamily - Highly Impacted | Thurston CountyMultifamily - Highly ImpactedPool Heat | Thurston CountyMultifamily - Highly ImpactedPool Heat1 | Thurston CountyMultifamily - Highly ImpactedPool Heat1New | Thurston CountyMultifamily - Highly ImpactedPool HeatBelow Standard Pool Heater - 78% EfficientNew | Thurston CountyMultifamily - Highly ImpactedPool HeatNew | Thurston County | Multifamily - Highly Impacted | Pool Heat | 1 | Below Standard Pool Heater - 78% Efficient | New | bar: 2023 to 2050
Thurston CountyManufactured | Thurston CountyManufacturedPool Heat | Thurston CountyManufacturedPool Heat1 | Thurston CountyManufacturedPool Heat1Existing | Thurston CountyManufacturedPool HeatBelow Standard Pool Heater - 78% EfficientExisting | Thurston CountyManufacturedPool HeatExisting | Thurston County | Manufactured | Pool Heat | 1 | Below Standard Pool Heater - 78% Efficient | Existing | 24.38% | 24.38% | 24.38% | 24.38% | 24.38% | 24.38% | 24.38% | 24.38% | 24.38% | 24.38% | 24.38% | 24.38% | 24.38% | 24.38% | 24.38% | 24.38% | 24.38% | 24.38% | 24.38% | 24.38% | 24.38% | 24.38% | 24.38% | 24.38% | 24.38% | 24.38% | 24.38% | 24.38%
Thurston CountyManufactured | Thurston CountyManufacturedPool Heat | Thurston CountyManufacturedPool Heat1 | Thurston CountyManufacturedPool Heat1New | Thurston CountyManufacturedPool HeatBelow Standard Pool Heater - 78% EfficientNew | Thurston CountyManufacturedPool HeatNew | Thurston County | Manufactured | Pool Heat | 1 | Below Standard Pool Heater - 78% Efficient | New | bar: 2023 to 2050
Thurston CountyManufactured - Highly Impacted | Thurston CountyManufactured - Highly ImpactedPool Heat | Thurston CountyManufactured - Highly ImpactedPool Heat1 | Thurston CountyManufactured - Highly ImpactedPool Heat1Existing | Thurston CountyManufactured - Highly ImpactedPool HeatBelow Standard Pool Heater - 78% EfficientExisting | Thurston CountyManufactured - Highly ImpactedPool HeatExisting | Thurston County | Manufactured - Highly Impacted | Pool Heat | 1 | Below Standard Pool Heater - 78% Efficient | Existing | 24.38% | 24.38% | 24.38% | 24.38% | 24.38% | 24.38% | 24.38% | 24.38% | 24.38% | 24.38% | 24.38% | 24.38% | 24.38% | 24.38% | 24.38% | 24.38% | 24.38% | 24.38% | 24.38% | 24.38% | 24.38% | 24.38% | 24.38% | 24.38% | 24.38% | 24.38% | 24.38% | 24.38%
Thurston CountyManufactured - Highly Impacted | Thurston CountyManufactured - Highly ImpactedPool Heat | Thurston CountyManufactured - Highly ImpactedPool Heat1 | Thurston CountyManufactured - Highly ImpactedPool Heat1New | Thurston CountyManufactured - Highly ImpactedPool HeatBelow Standard Pool Heater - 78% EfficientNew | Thurston CountyManufactured - Highly ImpactedPool HeatNew | Thurston County | Manufactured - Highly Impacted | Pool Heat | 1 | Below Standard Pool Heater - 78% Efficient | New | bar: 2023 to 2050
Thurston CountySingle Family | Thurston CountySingle FamilyPool Heat | Thurston CountySingle FamilyPool Heat2 | Thurston CountySingle FamilyPool Heat2Existing | Thurston CountySingle FamilyPool HeatFederal Standard 2014 Pool Heater - 82% EfficientExisting | Thurston CountySingle FamilyPool HeatExisting | Thurston County | Single Family | Pool Heat | 2 | Federal Standard 2014 Pool Heater - 82% Efficient | Existing | 73.12% | 73.12% | 73.12% | 73.12% | 73.12% | 73.12% | 73.12% | 73.12% | 73.12% | 73.12% | 73.12% | 73.12% | 73.12% | 73.12% | 73.12% | 73.12% | 73.12% | 73.12% | 73.12% | 73.12% | 73.12% | 73.12% | 73.12% | 73.12% | 73.12% | 73.12% | 73.12% | 73.12%
Thurston CountySingle Family | Thurston CountySingle FamilyPool Heat | Thurston CountySingle FamilyPool Heat2 | Thurston CountySingle FamilyPool Heat2New | Thurston CountySingle FamilyPool HeatFederal Standard 2014 Pool Heater - 82% EfficientNew | Thurston CountySingle FamilyPool HeatNew | Thurston County | Single Family | Pool Heat | 2 | Federal Standard 2014 Pool Heater - 82% Efficient | New | 97.5% | 97.5% | 97.5% | 97.5% | 97.5% | 97.5% | 97.5% | 97.5% | 97.5% | 97.5% | 97.5% | 97.5% | 97.5% | 97.5% | 97.5% | 97.5% | 97.5% | 97.5% | 97.5% | 97.5% | 97.5% | 97.5% | 97.5% | 97.5% | 97.5% | 97.5% | 97.5% | 97.5%
Thurston CountySingle Family - Highly Impacted | Thurston CountySingle Family - Highly ImpactedPool Heat | Thurston CountySingle Family - Highly ImpactedPool Heat2 | Thurston CountySingle Family - Highly ImpactedPool Heat2Existing | Thurston CountySingle Family - Highly ImpactedPool HeatFederal Standard 2014 Pool Heater - 82% EfficientExisting | Thurston CountySingle Family - Highly ImpactedPool HeatExisting | Thurston County | Single Family - Highly Impacted | Pool Heat | 2 | Federal Standard 2014 Pool Heater - 82% Efficient | Existing | 73.12% | 73.12% | 73.12% | 73.12% | 73.12% | 73.12% | 73.12% | 73.12% | 73.12% | 73.12% | 73.12% | 73.12% | 73.12% | 73.12% | 73.12% | 73.12% | 73.12% | 73.12% | 73.12% | 73.12% | 73.12% | 73.12% | 73.12% | 73.12% | 73.12% | 73.12% | 73.12% | 73.12%
Thurston CountySingle Family - Highly Impacted | Thurston CountySingle Family - Highly ImpactedPool Heat | Thurston CountySingle Family - Highly ImpactedPool Heat2 | Thurston CountySingle Family - Highly ImpactedPool Heat2New | Thurston CountySingle Family - Highly ImpactedPool HeatFederal Standard 2014 Pool Heater - 82% EfficientNew | Thurston CountySingle Family - Highly ImpactedPool HeatNew | Thurston County | Single Family - Highly Impacted | Pool Heat | 2 | Federal Standard 2014 Pool Heater - 82% Efficient | New | 97.5% | 97.5% | 97.5% | 97.5% | 97.5% | 97.5% | 97.5% | 97.5% | 97.5% | 97.5% | 97.5% | 97.5% | 97.5% | 97.5% | 97.5% | 97.5% | 97.5% | 97.5% | 97.5% | 97.5% | 97.5% | 97.5% | 97.5% | 97.5% | 97.5% | 97.5% | 97.5% | 97.5%
Thurston CountyMultifamily | Thurston CountyMultifamilyPool Heat | Thurston CountyMultifamilyPool Heat2 | Thurston CountyMultifamilyPool Heat2Existing | Thurston CountyMultifamilyPool HeatFederal Standard 2014 Pool Heater - 82% EfficientExisting | Thurston CountyMultifamilyPool HeatExisting | Thurston County | Multifamily | Pool Heat | 2 | Federal Standard 2014 Pool Heater - 82% Efficient | Existing | 73.12% | 73.12% | 73.12% | 73.12% | 73.12% | 73.12% | 73.12% | 73.12% | 73.12% | 73.12% | 73.12% | 73.12% | 73.12% | 73.12% | 73.12% | 73.12% | 73.12% | 73.12% | 73.12% | 73.12% | 73.12% | 73.12% | 73.12% | 73.12% | 73.12% | 73.12% | 73.12% | 73.12%
Thurston CountyMultifamily | Thurston CountyMultifamilyPool Heat | Thurston CountyMultifamilyPool Heat2 | Thurston CountyMultifamilyPool Heat2New | Thurston CountyMultifamilyPool HeatFederal Standard 2014 Pool Heater - 82% EfficientNew | Thurston CountyMultifamilyPool HeatNew | Thurston County | Multifamily | Pool Heat | 2 | Federal Standard 2014 Pool Heater - 82% Efficient | New | 97.5% | 97.5% | 97.5% | 97.5% | 97.5% | 97.5% | 97.5% | 97.5% | 97.5% | 97.5% | 97.5% | 97.5% | 97.5% | 97.5% | 97.5% | 97.5% | 97.5% | 97.5% | 97.5% | 97.5% | 97.5% | 97.5% | 97.5% | 97.5% | 97.5% | 97.5% | 97.5% | 97.5%
Thurston CountyMultifamily - Highly Impacted | Thurston CountyMultifamily - Highly ImpactedPool Heat | Thurston CountyMultifamily - Highly ImpactedPool Heat2 | Thurston CountyMultifamily - Highly ImpactedPool Heat2Existing | Thurston CountyMultifamily - Highly ImpactedPool HeatFederal Standard 2014 Pool Heater - 82% EfficientExisting | Thurston CountyMultifamily - Highly ImpactedPool HeatExisting | Thurston County | Multifamily - Highly Impacted | Pool Heat | 2 | Federal Standard 2014 Pool Heater - 82% Efficient | Existing | 73.12% | 73.12% | 73.12% | 73.12% | 73.12% | 73.12% | 73.12% | 73.12% | 73.12% | 73.12% | 73.12% | 73.12% | 73.12% | 73.12% | 73.12% | 73.12% | 73.12% | 73.12% | 73.12% | 73.12% | 73.12% | 73.12% | 73.12% | 73.12% | 73.12% | 73.12% | 73.12% | 73.12%
Thurston CountyMultifamily - Highly Impacted | Thurston CountyMultifamily - Highly ImpactedPool Heat | Thurston CountyMultifamily - Highly ImpactedPool Heat2 | Thurston CountyMultifamily - Highly ImpactedPool Heat2New | Thurston CountyMultifamily - Highly ImpactedPool HeatFederal Standard 2014 Pool Heater - 82% EfficientNew | Thurston CountyMultifamily - Highly ImpactedPool HeatNew | Thurston County | Multifamily - Highly Impacted | Pool Heat | 2 | Federal Standard 2014 Pool Heater - 82% Efficient | New | 97.5% | 97.5% | 97.5% | 97.5% | 97.5% | 97.5% | 97.5% | 97.5% | 97.5% | 97.5% | 97.5% | 97.5% | 97.5% | 97.5% | 97.5% | 97.5% | 97.5% | 97.5% | 97.5% | 97.5% | 97.5% | 97.5% | 97.5% | 97.5% | 97.5% | 97.5% | 97.5% | 97.5%
Thurston CountyManufactured | Thurston CountyManufacturedPool Heat | Thurston CountyManufacturedPool Heat2 | Thurston CountyManufacturedPool Heat2Existing | Thurston CountyManufacturedPool HeatFederal Standard 2014 Pool Heater - 82% EfficientExisting | Thurston CountyManufacturedPool HeatExisting | Thurston County | Manufactured | Pool Heat | 2 | Federal Standard 2014 Pool Heater - 82% Efficient | Existing | 73.12% | 73.12% | 73.12% | 73.12% | 73.12% | 73.12% | 73.12% | 73.12% | 73.12% | 73.12% | 73.12% | 73.12% | 73.12% | 73.12% | 73.12% | 73.12% | 73.12% | 73.12% | 73.12% | 73.12% | 73.12% | 73.12% | 73.12% | 73.12% | 73.12% | 73.12% | 73.12% | 73.12%
Thurston CountyManufactured | Thurston CountyManufacturedPool Heat | Thurston CountyManufacturedPool Heat2 | Thurston CountyManufacturedPool Heat2New | Thurston CountyManufacturedPool HeatFederal Standard 2014 Pool Heater - 82% EfficientNew | Thurston CountyManufacturedPool HeatNew | Thurston County | Manufactured | Pool Heat | 2 | Federal Standard 2014 Pool Heater - 82% Efficient | New | 97.5% | 97.5% | 97.5% | 97.5% | 97.5% | 97.5% | 97.5% | 97.5% | 97.5% | 97.5% | 97.5% | 97.5% | 97.5% | 97.5% | 97.5% | 97.5% | 97.5% | 97.5% | 97.5% | 97.5% | 97.5% | 97.5% | 97.5% | 97.5% | 97.5% | 97.5% | 97.5% | 97.5%
Thurston CountyManufactured - Highly Impacted | Thurston CountyManufactured - Highly ImpactedPool Heat | Thurston CountyManufactured - Highly ImpactedPool Heat2 | Thurston CountyManufactured - Highly ImpactedPool Heat2Existing | Thurston CountyManufactured - Highly ImpactedPool HeatFederal Standard 2014 Pool Heater - 82% EfficientExisting | Thurston CountyManufactured - Highly ImpactedPool HeatExisting | Thurston County | Manufactured - Highly Impacted | Pool Heat | 2 | Federal Standard 2014 Pool Heater - 82% Efficient | Existing | 73.12% | 73.12% | 73.12% | 73.12% | 73.12% | 73.12% | 73.12% | 73.12% | 73.12% | 73.12% | 73.12% | 73.12% | 73.12% | 73.12% | 73.12% | 73.12% | 73.12% | 73.12% | 73.12% | 73.12% | 73.12% | 73.12% | 73.12% | 73.12% | 73.12% | 73.12% | 73.12% | 73.12%
Thurston CountyManufactured - Highly Impacted | Thurston CountyManufactured - Highly ImpactedPool Heat | Thurston CountyManufactured - Highly ImpactedPool Heat2 | Thurston CountyManufactured - Highly ImpactedPool Heat2New | Thurston CountyManufactured - Highly ImpactedPool HeatFederal Standard 2014 Pool Heater - 82% EfficientNew | Thurston CountyManufactured - Highly ImpactedPool HeatNew | Thurston County | Manufactured - Highly Impacted | Pool Heat | 2 | Federal Standard 2014 Pool Heater - 82% Efficient | New | 97.5% | 97.5% | 97.5% | 97.5% | 97.5% | 97.5% | 97.5% | 97.5% | 97.5% | 97.5% | 97.5% | 97.5% | 97.5% | 97.5% | 97.5% | 97.5% | 97.5% | 97.5% | 97.5% | 97.5% | 97.5% | 97.5% | 97.5% | 97.5% | 97.5% | 97.5% | 97.5% | 97.5%
Thurston CountySingle Family | Thurston CountySingle FamilyPool Heat | Thurston CountySingle FamilyPool Heat3 | Thurston CountySingle FamilyPool Heat3Existing | Thurston CountySingle FamilyPool HeatMarket Standard Pool HeaterExisting | Thurston CountySingle FamilyPool HeatExisting | Thurston County | Single Family | Pool Heat | 3 | Market Standard Pool Heater | Existing | bar: 2023 to 2050
Thurston CountySingle Family | Thurston CountySingle FamilyPool Heat | Thurston CountySingle FamilyPool Heat3 | Thurston CountySingle FamilyPool Heat3New | Thurston CountySingle FamilyPool HeatMarket Standard Pool HeaterNew | Thurston CountySingle FamilyPool HeatNew | Thurston County | Single Family | Pool Heat | 3 | Market Standard Pool Heater | New | bar: 2023 to 2050
Thurston CountySingle Family - Highly Impacted | Thurston CountySingle Family - Highly ImpactedPool Heat | Thurston CountySingle Family - Highly ImpactedPool Heat3 | Thurston CountySingle Family - Highly ImpactedPool Heat3Existing | Thurston CountySingle Family - Highly ImpactedPool HeatMarket Standard Pool HeaterExisting | Thurston CountySingle Family - Highly ImpactedPool HeatExisting | Thurston County | Single Family - Highly Impacted | Pool Heat | 3 | Market Standard Pool Heater | Existing | bar: 2023 to 2050
Thurston CountySingle Family - Highly Impacted | Thurston CountySingle Family - Highly ImpactedPool Heat | Thurston CountySingle Family - Highly ImpactedPool Heat3 | Thurston CountySingle Family - Highly ImpactedPool Heat3New | Thurston CountySingle Family - Highly ImpactedPool HeatMarket Standard Pool HeaterNew | Thurston CountySingle Family - Highly ImpactedPool HeatNew | Thurston County | Single Family - Highly Impacted | Pool Heat | 3 | Market Standard Pool Heater | New | bar: 2023 to 2050
Thurston CountyMultifamily | Thurston CountyMultifamilyPool Heat | Thurston CountyMultifamilyPool Heat3 | Thurston CountyMultifamilyPool Heat3Existing | Thurston CountyMultifamilyPool HeatMarket Standard Pool HeaterExisting | Thurston CountyMultifamilyPool HeatExisting | Thurston County | Multifamily | Pool Heat | 3 | Market Standard Pool Heater | Existing | bar: 2023 to 2050
Thurston CountyMultifamily | Thurston CountyMultifamilyPool Heat | Thurston CountyMultifamilyPool Heat3 | Thurston CountyMultifamilyPool Heat3New | Thurston CountyMultifamilyPool HeatMarket Standard Pool HeaterNew | Thurston CountyMultifamilyPool HeatNew | Thurston County | Multifamily | Pool Heat | 3 | Market Standard Pool Heater | New | bar: 2023 to 2050
Thurston CountyMultifamily - Highly Impacted | Thurston CountyMultifamily - Highly ImpactedPool Heat | Thurston CountyMultifamily - Highly ImpactedPool Heat3 | Thurston CountyMultifamily - Highly ImpactedPool Heat3Existing | Thurston CountyMultifamily - Highly ImpactedPool HeatMarket Standard Pool HeaterExisting | Thurston CountyMultifamily - Highly ImpactedPool HeatExisting | Thurston County | Multifamily - Highly Impacted | Pool Heat | 3 | Market Standard Pool Heater | Existing | bar: 2023 to 2050
Thurston CountyMultifamily - Highly Impacted | Thurston CountyMultifamily - Highly ImpactedPool Heat | Thurston CountyMultifamily - Highly ImpactedPool Heat3 | Thurston CountyMultifamily - Highly ImpactedPool Heat3New | Thurston CountyMultifamily - Highly ImpactedPool HeatMarket Standard Pool HeaterNew | Thurston CountyMultifamily - Highly ImpactedPool HeatNew | Thurston County | Multifamily - Highly Impacted | Pool Heat | 3 | Market Standard Pool Heater | New | bar: 2023 to 2050
Thurston CountyManufactured | Thurston CountyManufacturedPool Heat | Thurston CountyManufacturedPool Heat3 | Thurston CountyManufacturedPool Heat3Existing | Thurston CountyManufacturedPool HeatMarket Standard Pool HeaterExisting | Thurston CountyManufacturedPool HeatExisting | Thurston County | Manufactured | Pool Heat | 3 | Market Standard Pool Heater | Existing | bar: 2023 to 2050
Thurston CountyManufactured | Thurston CountyManufacturedPool Heat | Thurston CountyManufacturedPool Heat3 | Thurston CountyManufacturedPool Heat3New | Thurston CountyManufacturedPool HeatMarket Standard Pool HeaterNew | Thurston CountyManufacturedPool HeatNew | Thurston County | Manufactured | Pool Heat | 3 | Market Standard Pool Heater | New | bar: 2023 to 2050
Thurston CountyManufactured - Highly Impacted | Thurston CountyManufactured - Highly ImpactedPool Heat | Thurston CountyManufactured - Highly ImpactedPool Heat3 | Thurston CountyManufactured - Highly ImpactedPool Heat3Existing | Thurston CountyManufactured - Highly ImpactedPool HeatMarket Standard Pool HeaterExisting | Thurston CountyManufactured - Highly ImpactedPool HeatExisting | Thurston County | Manufactured - Highly Impacted | Pool Heat | 3 | Market Standard Pool Heater | Existing | bar: 2023 to 2050
Thurston CountyManufactured - Highly Impacted | Thurston CountyManufactured - Highly ImpactedPool Heat | Thurston CountyManufactured - Highly ImpactedPool Heat3 | Thurston CountyManufactured - Highly ImpactedPool Heat3New | Thurston CountyManufactured - Highly ImpactedPool HeatMarket Standard Pool HeaterNew | Thurston CountyManufactured - Highly ImpactedPool HeatNew | Thurston County | Manufactured - Highly Impacted | Pool Heat | 3 | Market Standard Pool Heater | New | bar: 2023 to 2050
Thurston CountySingle Family | Thurston CountySingle FamilyPool Heat | Thurston CountySingle FamilyPool Heat4 | Thurston CountySingle FamilyPool Heat4Existing | Thurston CountySingle FamilyPool HeatEfficient Pool Heater - 88% EfficientExisting | Thurston CountySingle FamilyPool HeatExisting | Thurston County | Single Family | Pool Heat | 4 | Efficient Pool Heater - 88% Efficient | Existing | 2.5% | 2.5% | 2.5% | 2.5% | 2.5% | 2.5% | 2.5% | 2.5% | 2.5% | 2.5% | 2.5% | 2.5% | 2.5% | 2.5% | 2.5% | 2.5% | 2.5% | 2.5% | 2.5% | 2.5% | 2.5% | 2.5% | 2.5% | 2.5% | 2.5% | 2.5% | 2.5% | 2.5%
Thurston CountySingle Family | Thurston CountySingle FamilyPool Heat | Thurston CountySingle FamilyPool Heat4 | Thurston CountySingle FamilyPool Heat4New | Thurston CountySingle FamilyPool HeatEfficient Pool Heater - 88% EfficientNew | Thurston CountySingle FamilyPool HeatNew | Thurston County | Single Family | Pool Heat | 4 | Efficient Pool Heater - 88% Efficient | New | 2.5% | 2.5% | 2.5% | 2.5% | 2.5% | 2.5% | 2.5% | 2.5% | 2.5% | 2.5% | 2.5% | 2.5% | 2.5% | 2.5% | 2.5% | 2.5% | 2.5% | 2.5% | 2.5% | 2.5% | 2.5% | 2.5% | 2.5% | 2.5% | 2.5% | 2.5% | 2.5% | 2.5%
Thurston CountySingle Family - Highly Impacted | Thurston CountySingle Family - Highly ImpactedPool Heat | Thurston CountySingle Family - Highly ImpactedPool Heat4 | Thurston CountySingle Family - Highly ImpactedPool Heat4Existing | Thurston CountySingle Family - Highly ImpactedPool HeatEfficient Pool Heater - 88% EfficientExisting | Thurston CountySingle Family - Highly ImpactedPool HeatExisting | Thurston County | Single Family - Highly Impacted | Pool Heat | 4 | Efficient Pool Heater - 88% Efficient | Existing | 2.5% | 2.5% | 2.5% | 2.5% | 2.5% | 2.5% | 2.5% | 2.5% | 2.5% | 2.5% | 2.5% | 2.5% | 2.5% | 2.5% | 2.5% | 2.5% | 2.5% | 2.5% | 2.5% | 2.5% | 2.5% | 2.5% | 2.5% | 2.5% | 2.5% | 2.5% | 2.5% | 2.5%
Thurston CountySingle Family - Highly Impacted | Thurston CountySingle Family - Highly ImpactedPool Heat | Thurston CountySingle Family - Highly ImpactedPool Heat4 | Thurston CountySingle Family - Highly ImpactedPool Heat4New | Thurston CountySingle Family - Highly ImpactedPool HeatEfficient Pool Heater - 88% EfficientNew | Thurston CountySingle Family - Highly ImpactedPool HeatNew | Thurston County | Single Family - Highly Impacted | Pool Heat | 4 | Efficient Pool Heater - 88% Efficient | New | 2.5% | 2.5% | 2.5% | 2.5% | 2.5% | 2.5% | 2.5% | 2.5% | 2.5% | 2.5% | 2.5% | 2.5% | 2.5% | 2.5% | 2.5% | 2.5% | 2.5% | 2.5% | 2.5% | 2.5% | 2.5% | 2.5% | 2.5% | 2.5% | 2.5% | 2.5% | 2.5% | 2.5%
Thurston CountyMultifamily | Thurston CountyMultifamilyPool Heat | Thurston CountyMultifamilyPool Heat4 | Thurston CountyMultifamilyPool Heat4Existing | Thurston CountyMultifamilyPool HeatEfficient Pool Heater - 88% EfficientExisting | Thurston CountyMultifamilyPool HeatExisting | Thurston County | Multifamily | Pool Heat | 4 | Efficient Pool Heater - 88% Efficient | Existing | 2.5% | 2.5% | 2.5% | 2.5% | 2.5% | 2.5% | 2.5% | 2.5% | 2.5% | 2.5% | 2.5% | 2.5% | 2.5% | 2.5% | 2.5% | 2.5% | 2.5% | 2.5% | 2.5% | 2.5% | 2.5% | 2.5% | 2.5% | 2.5% | 2.5% | 2.5% | 2.5% | 2.5%
Thurston CountyMultifamily | Thurston CountyMultifamilyPool Heat | Thurston CountyMultifamilyPool Heat4 | Thurston CountyMultifamilyPool Heat4New | Thurston CountyMultifamilyPool HeatEfficient Pool Heater - 88% EfficientNew | Thurston CountyMultifamilyPool HeatNew | Thurston County | Multifamily | Pool Heat | 4 | Efficient Pool Heater - 88% Efficient | New | 2.5% | 2.5% | 2.5% | 2.5% | 2.5% | 2.5% | 2.5% | 2.5% | 2.5% | 2.5% | 2.5% | 2.5% | 2.5% | 2.5% | 2.5% | 2.5% | 2.5% | 2.5% | 2.5% | 2.5% | 2.5% | 2.5% | 2.5% | 2.5% | 2.5% | 2.5% | 2.5% | 2.5%
Thurston CountyMultifamily - Highly Impacted | Thurston CountyMultifamily - Highly ImpactedPool Heat | Thurston CountyMultifamily - Highly ImpactedPool Heat4 | Thurston CountyMultifamily - Highly ImpactedPool Heat4Existing | Thurston CountyMultifamily - Highly ImpactedPool HeatEfficient Pool Heater - 88% EfficientExisting | Thurston CountyMultifamily - Highly ImpactedPool HeatExisting | Thurston County | Multifamily - Highly Impacted | Pool Heat | 4 | Efficient Pool Heater - 88% Efficient | Existing | 2.5% | 2.5% | 2.5% | 2.5% | 2.5% | 2.5% | 2.5% | 2.5% | 2.5% | 2.5% | 2.5% | 2.5% | 2.5% | 2.5% | 2.5% | 2.5% | 2.5% | 2.5% | 2.5% | 2.5% | 2.5% | 2.5% | 2.5% | 2.5% | 2.5% | 2.5% | 2.5% | 2.5%
Thurston CountyMultifamily - Highly Impacted | Thurston CountyMultifamily - Highly ImpactedPool Heat | Thurston CountyMultifamily - Highly ImpactedPool Heat4 | Thurston CountyMultifamily - Highly ImpactedPool Heat4New | Thurston CountyMultifamily - Highly ImpactedPool HeatEfficient Pool Heater - 88% EfficientNew | Thurston CountyMultifamily - Highly ImpactedPool HeatNew | Thurston County | Multifamily - Highly Impacted | Pool Heat | 4 | Efficient Pool Heater - 88% Efficient | New | 2.5% | 2.5% | 2.5% | 2.5% | 2.5% | 2.5% | 2.5% | 2.5% | 2.5% | 2.5% | 2.5% | 2.5% | 2.5% | 2.5% | 2.5% | 2.5% | 2.5% | 2.5% | 2.5% | 2.5% | 2.5% | 2.5% | 2.5% | 2.5% | 2.5% | 2.5% | 2.5% | 2.5%
Thurston CountyManufactured | Thurston CountyManufacturedPool Heat | Thurston CountyManufacturedPool Heat4 | Thurston CountyManufacturedPool Heat4Existing | Thurston CountyManufacturedPool HeatEfficient Pool Heater - 88% EfficientExisting | Thurston CountyManufacturedPool HeatExisting | Thurston County | Manufactured | Pool Heat | 4 | Efficient Pool Heater - 88% Efficient | Existing | 2.5% | 2.5% | 2.5% | 2.5% | 2.5% | 2.5% | 2.5% | 2.5% | 2.5% | 2.5% | 2.5% | 2.5% | 2.5% | 2.5% | 2.5% | 2.5% | 2.5% | 2.5% | 2.5% | 2.5% | 2.5% | 2.5% | 2.5% | 2.5% | 2.5% | 2.5% | 2.5% | 2.5%
Thurston CountyManufactured | Thurston CountyManufacturedPool Heat | Thurston CountyManufacturedPool Heat4 | Thurston CountyManufacturedPool Heat4New | Thurston CountyManufacturedPool HeatEfficient Pool Heater - 88% EfficientNew | Thurston CountyManufacturedPool HeatNew | Thurston County | Manufactured | Pool Heat | 4 | Efficient Pool Heater - 88% Efficient | New | 2.5% | 2.5% | 2.5% | 2.5% | 2.5% | 2.5% | 2.5% | 2.5% | 2.5% | 2.5% | 2.5% | 2.5% | 2.5% | 2.5% | 2.5% | 2.5% | 2.5% | 2.5% | 2.5% | 2.5% | 2.5% | 2.5% | 2.5% | 2.5% | 2.5% | 2.5% | 2.5% | 2.5%
Thurston CountyManufactured - Highly Impacted | Thurston CountyManufactured - Highly ImpactedPool Heat | Thurston CountyManufactured - Highly ImpactedPool Heat4 | Thurston CountyManufactured - Highly ImpactedPool Heat4Existing | Thurston CountyManufactured - Highly ImpactedPool HeatEfficient Pool Heater - 88% EfficientExisting | Thurston CountyManufactured - Highly ImpactedPool HeatExisting | Thurston County | Manufactured - Highly Impacted | Pool Heat | 4 | Efficient Pool Heater - 88% Efficient | Existing | 2.5% | 2.5% | 2.5% | 2.5% | 2.5% | 2.5% | 2.5% | 2.5% | 2.5% | 2.5% | 2.5% | 2.5% | 2.5% | 2.5% | 2.5% | 2.5% | 2.5% | 2.5% | 2.5% | 2.5% | 2.5% | 2.5% | 2.5% | 2.5% | 2.5% | 2.5% | 2.5% | 2.5%
Thurston CountyManufactured - Highly Impacted | Thurston CountyManufactured - Highly ImpactedPool Heat | Thurston CountyManufactured - Highly ImpactedPool Heat4 | Thurston CountyManufactured - Highly ImpactedPool Heat4New | Thurston CountyManufactured - Highly ImpactedPool HeatEfficient Pool Heater - 88% EfficientNew | Thurston CountyManufactured - Highly ImpactedPool HeatNew | Thurston County | Manufactured - Highly Impacted | Pool Heat | 4 | Efficient Pool Heater - 88% Efficient | New | 2.5% | 2.5% | 2.5% | 2.5% | 2.5% | 2.5% | 2.5% | 2.5% | 2.5% | 2.5% | 2.5% | 2.5% | 2.5% | 2.5% | 2.5% | 2.5% | 2.5% | 2.5% | 2.5% | 2.5% | 2.5% | 2.5% | 2.5% | 2.5% | 2.5% | 2.5% | 2.5% | 2.5%
Thurston CountySingle Family | Thurston CountySingle FamilyWater Heat LE 55 Gal | Thurston CountySingle FamilyWater Heat LE 55 Gal1 | Thurston CountySingle FamilyWater Heat LE 55 Gal1Existing | Thurston CountySingle FamilyWater Heat LE 55 GalBelow Standard Water Heater ≤ 55 GAL - EF 0.59Existing | Thurston CountySingle FamilyWater Heat LE 55 GalExisting | Thurston County | Single Family | Water Heat LE 55 Gal | 1 | Below Standard Water Heater ≤ 55 GAL - EF 0.59 | Existing | 69.76% | 69.76% | 69.76% | 69.76% | 69.76% | 69.76% | 69.76% | 69.76% | 69.76% | 69.76% | 69.76% | 69.76% | 69.76% | 69.76% | 69.76% | 69.76% | 69.76% | 69.76% | 69.76% | 69.76% | 69.76% | 69.76% | 69.76% | 69.76% | 69.76% | 69.76% | 69.76% | 69.76%
Thurston CountySingle Family | Thurston CountySingle FamilyWater Heat LE 55 Gal | Thurston CountySingle FamilyWater Heat LE 55 Gal1 | Thurston CountySingle FamilyWater Heat LE 55 Gal1New | Thurston CountySingle FamilyWater Heat LE 55 GalBelow Standard Water Heater ≤ 55 GAL - EF 0.59New | Thurston CountySingle FamilyWater Heat LE 55 GalNew | Thurston County | Single Family | Water Heat LE 55 Gal | 1 | Below Standard Water Heater ≤ 55 GAL - EF 0.59 | New | bar: 2023 to 2050
Thurston CountySingle Family - Highly Impacted | Thurston CountySingle Family - Highly ImpactedWater Heat LE 55 Gal | Thurston CountySingle Family - Highly ImpactedWater Heat LE 55 Gal1 | Thurston CountySingle Family - Highly ImpactedWater Heat LE 55 Gal1Existing | Thurston CountySingle Family - Highly ImpactedWater Heat LE 55 GalBelow Standard Water Heater ≤ 55 GAL - EF 0.59Existing | Thurston CountySingle Family - Highly ImpactedWater Heat LE 55 GalExisting | Thurston County | Single Family - Highly Impacted | Water Heat LE 55 Gal | 1 | Below Standard Water Heater ≤ 55 GAL - EF 0.59 | Existing | 69.76% | 69.76% | 69.76% | 69.76% | 69.76% | 69.76% | 69.76% | 69.76% | 69.76% | 69.76% | 69.76% | 69.76% | 69.76% | 69.76% | 69.76% | 69.76% | 69.76% | 69.76% | 69.76% | 69.76% | 69.76% | 69.76% | 69.76% | 69.76% | 69.76% | 69.76% | 69.76% | 69.76%
Thurston CountySingle Family - Highly Impacted | Thurston CountySingle Family - Highly ImpactedWater Heat LE 55 Gal | Thurston CountySingle Family - Highly ImpactedWater Heat LE 55 Gal1 | Thurston CountySingle Family - Highly ImpactedWater Heat LE 55 Gal1New | Thurston CountySingle Family - Highly ImpactedWater Heat LE 55 GalBelow Standard Water Heater ≤ 55 GAL - EF 0.59New | Thurston CountySingle Family - Highly ImpactedWater Heat LE 55 GalNew | Thurston County | Single Family - Highly Impacted | Water Heat LE 55 Gal | 1 | Below Standard Water Heater ≤ 55 GAL - EF 0.59 | New | bar: 2023 to 2050
Thurston CountyMultifamily | Thurston CountyMultifamilyWater Heat LE 55 Gal | Thurston CountyMultifamilyWater Heat LE 55 Gal1 | Thurston CountyMultifamilyWater Heat LE 55 Gal1Existing | Thurston CountyMultifamilyWater Heat LE 55 GalBelow Standard Water Heater ≤ 55 GAL - EF 0.59Existing | Thurston CountyMultifamilyWater Heat LE 55 GalExisting | Thurston County | Multifamily | Water Heat LE 55 Gal | 1 | Below Standard Water Heater ≤ 55 GAL - EF 0.59 | Existing | 69.76% | 69.76% | 69.76% | 69.76% | 69.76% | 69.76% | 69.76% | 69.76% | 69.76% | 69.76% | 69.76% | 69.76% | 69.76% | 69.76% | 69.76% | 69.76% | 69.76% | 69.76% | 69.76% | 69.76% | 69.76% | 69.76% | 69.76% | 69.76% | 69.76% | 69.76% | 69.76% | 69.76%
Thurston CountyMultifamily | Thurston CountyMultifamilyWater Heat LE 55 Gal | Thurston CountyMultifamilyWater Heat LE 55 Gal1 | Thurston CountyMultifamilyWater Heat LE 55 Gal1New | Thurston CountyMultifamilyWater Heat LE 55 GalBelow Standard Water Heater ≤ 55 GAL - EF 0.59New | Thurston CountyMultifamilyWater Heat LE 55 GalNew | Thurston County | Multifamily | Water Heat LE 55 Gal | 1 | Below Standard Water Heater ≤ 55 GAL - EF 0.59 | New | bar: 2023 to 2050
Thurston CountyMultifamily - Highly Impacted | Thurston CountyMultifamily - Highly ImpactedWater Heat LE 55 Gal | Thurston CountyMultifamily - Highly ImpactedWater Heat LE 55 Gal1 | Thurston CountyMultifamily - Highly ImpactedWater Heat LE 55 Gal1Existing | Thurston CountyMultifamily - Highly ImpactedWater Heat LE 55 GalBelow Standard Water Heater ≤ 55 GAL - EF 0.59Existing | Thurston CountyMultifamily - Highly ImpactedWater Heat LE 55 GalExisting | Thurston County | Multifamily - Highly Impacted | Water Heat LE 55 Gal | 1 | Below Standard Water Heater ≤ 55 GAL - EF 0.59 | Existing | 69.76% | 69.76% | 69.76% | 69.76% | 69.76% | 69.76% | 69.76% | 69.76% | 69.76% | 69.76% | 69.76% | 69.76% | 69.76% | 69.76% | 69.76% | 69.76% | 69.76% | 69.76% | 69.76% | 69.76% | 69.76% | 69.76% | 69.76% | 69.76% | 69.76% | 69.76% | 69.76% | 69.76%
Thurston CountyMultifamily - Highly Impacted | Thurston CountyMultifamily - Highly ImpactedWater Heat LE 55 Gal | Thurston CountyMultifamily - Highly ImpactedWater Heat LE 55 Gal1 | Thurston CountyMultifamily - Highly ImpactedWater Heat LE 55 Gal1New | Thurston CountyMultifamily - Highly ImpactedWater Heat LE 55 GalBelow Standard Water Heater ≤ 55 GAL - EF 0.59New | Thurston CountyMultifamily - Highly ImpactedWater Heat LE 55 GalNew | Thurston County | Multifamily - Highly Impacted | Water Heat LE 55 Gal | 1 | Below Standard Water Heater ≤ 55 GAL - EF 0.59 | New | bar: 2023 to 2050
Thurston CountyManufactured | Thurston CountyManufacturedWater Heat LE 55 Gal | Thurston CountyManufacturedWater Heat LE 55 Gal1 | Thurston CountyManufacturedWater Heat LE 55 Gal1Existing | Thurston CountyManufacturedWater Heat LE 55 GalBelow Standard Water Heater ≤ 55 GAL - EF 0.59Existing | Thurston CountyManufacturedWater Heat LE 55 GalExisting | Thurston County | Manufactured | Water Heat LE 55 Gal | 1 | Below Standard Water Heater ≤ 55 GAL - EF 0.59 | Existing | 69.76% | 69.76% | 69.76% | 69.76% | 69.76% | 69.76% | 69.76% | 69.76% | 69.76% | 69.76% | 69.76% | 69.76% | 69.76% | 69.76% | 69.76% | 69.76% | 69.76% | 69.76% | 69.76% | 69.76% | 69.76% | 69.76% | 69.76% | 69.76% | 69.76% | 69.76% | 69.76% | 69.76%
Thurston CountyManufactured | Thurston CountyManufacturedWater Heat LE 55 Gal | Thurston CountyManufacturedWater Heat LE 55 Gal1 | Thurston CountyManufacturedWater Heat LE 55 Gal1New | Thurston CountyManufacturedWater Heat LE 55 GalBelow Standard Water Heater ≤ 55 GAL - EF 0.59New | Thurston CountyManufacturedWater Heat LE 55 GalNew | Thurston County | Manufactured | Water Heat LE 55 Gal | 1 | Below Standard Water Heater ≤ 55 GAL - EF 0.59 | New | bar: 2023 to 2050
Thurston CountyManufactured - Highly Impacted | Thurston CountyManufactured - Highly ImpactedWater Heat LE 55 Gal | Thurston CountyManufactured - Highly ImpactedWater Heat LE 55 Gal1 | Thurston CountyManufactured - Highly ImpactedWater Heat LE 55 Gal1Existing | Thurston CountyManufactured - Highly ImpactedWater Heat LE 55 GalBelow Standard Water Heater ≤ 55 GAL - EF 0.59Existing | Thurston CountyManufactured - Highly ImpactedWater Heat LE 55 GalExisting | Thurston County | Manufactured - Highly Impacted | Water Heat LE 55 Gal | 1 | Below Standard Water Heater ≤ 55 GAL - EF 0.59 | Existing | 69.76% | 69.76% | 69.76% | 69.76% | 69.76% | 69.76% | 69.76% | 69.76% | 69.76% | 69.76% | 69.76% | 69.76% | 69.76% | 69.76% | 69.76% | 69.76% | 69.76% | 69.76% | 69.76% | 69.76% | 69.76% | 69.76% | 69.76% | 69.76% | 69.76% | 69.76% | 69.76% | 69.76%
Thurston CountyManufactured - Highly Impacted | Thurston CountyManufactured - Highly ImpactedWater Heat LE 55 Gal | Thurston CountyManufactured - Highly ImpactedWater Heat LE 55 Gal1 | Thurston CountyManufactured - Highly ImpactedWater Heat LE 55 Gal1New | Thurston CountyManufactured - Highly ImpactedWater Heat LE 55 GalBelow Standard Water Heater ≤ 55 GAL - EF 0.59New | Thurston CountyManufactured - Highly ImpactedWater Heat LE 55 GalNew | Thurston County | Manufactured - Highly Impacted | Water Heat LE 55 Gal | 1 | Below Standard Water Heater ≤ 55 GAL - EF 0.59 | New | bar: 2023 to 2050
Thurston CountySingle Family | Thurston CountySingle FamilyWater Heat LE 55 Gal | Thurston CountySingle FamilyWater Heat LE 55 Gal2 | Thurston CountySingle FamilyWater Heat LE 55 Gal2Existing | Thurston CountySingle FamilyWater Heat LE 55 GalFederal Standard 2015 Storage Water Heater ≤ 55 GAL - EF 0.62Existing | Thurston CountySingle FamilyWater Heat LE 55 GalExisting | Thurston County | Single Family | Water Heat LE 55 Gal | 2 | Federal Standard 2015 Storage Water Heater ≤ 55 GAL - EF 0.62 | Existing | 13.68% | 13.68% | 13.68% | 13.68% | 13.68% | 13.68% | 13.68% | 13.68% | 13.68% | 13.68% | 13.68% | 13.68% | 13.68% | 13.68% | 13.68% | 13.68% | 13.68% | 13.68% | 13.68% | 13.68% | 13.68% | 13.68% | 13.68% | 13.68% | 13.68% | 13.68% | 13.68% | 13.68%
Thurston CountySingle Family | Thurston CountySingle FamilyWater Heat LE 55 Gal | Thurston CountySingle FamilyWater Heat LE 55 Gal2 | Thurston CountySingle FamilyWater Heat LE 55 Gal2New | Thurston CountySingle FamilyWater Heat LE 55 GalFederal Standard 2015 Storage Water Heater ≤ 55 GAL - EF 0.62New | Thurston CountySingle FamilyWater Heat LE 55 GalNew | Thurston County | Single Family | Water Heat LE 55 Gal | 2 | Federal Standard 2015 Storage Water Heater ≤ 55 GAL - EF 0.62 | New | 83.44% | 83.44% | 83.44% | 83.44% | 83.44% | 83.44% | 83.44% | 83.44% | 83.44% | 83.44% | 83.44% | 83.44% | 83.44% | 83.44% | 83.44% | 83.44% | 83.44% | 83.44% | 83.44% | 83.44% | 83.44% | 83.44% | 83.44% | 83.44% | 83.44% | 83.44% | 83.44% | 83.44%
Thurston CountySingle Family - Highly Impacted | Thurston CountySingle Family - Highly ImpactedWater Heat LE 55 Gal | Thurston CountySingle Family - Highly ImpactedWater Heat LE 55 Gal2 | Thurston CountySingle Family - Highly ImpactedWater Heat LE 55 Gal2Existing | Thurston CountySingle Family - Highly ImpactedWater Heat LE 55 GalFederal Standard 2015 Storage Water Heater ≤ 55 GAL - EF 0.62Existing | Thurston CountySingle Family - Highly ImpactedWater Heat LE 55 GalExisting | Thurston County | Single Family - Highly Impacted | Water Heat LE 55 Gal | 2 | Federal Standard 2015 Storage Water Heater ≤ 55 GAL - EF 0.62 | Existing | 13.68% | 13.68% | 13.68% | 13.68% | 13.68% | 13.68% | 13.68% | 13.68% | 13.68% | 13.68% | 13.68% | 13.68% | 13.68% | 13.68% | 13.68% | 13.68% | 13.68% | 13.68% | 13.68% | 13.68% | 13.68% | 13.68% | 13.68% | 13.68% | 13.68% | 13.68% | 13.68% | 13.68%
Thurston CountySingle Family - Highly Impacted | Thurston CountySingle Family - Highly ImpactedWater Heat LE 55 Gal | Thurston CountySingle Family - Highly ImpactedWater Heat LE 55 Gal2 | Thurston CountySingle Family - Highly ImpactedWater Heat LE 55 Gal2New | Thurston CountySingle Family - Highly ImpactedWater Heat LE 55 GalFederal Standard 2015 Storage Water Heater ≤ 55 GAL - EF 0.62New | Thurston CountySingle Family - Highly ImpactedWater Heat LE 55 GalNew | Thurston County | Single Family - Highly Impacted | Water Heat LE 55 Gal | 2 | Federal Standard 2015 Storage Water Heater ≤ 55 GAL - EF 0.62 | New | 83.44% | 83.44% | 83.44% | 83.44% | 83.44% | 83.44% | 83.44% | 83.44% | 83.44% | 83.44% | 83.44% | 83.44% | 83.44% | 83.44% | 83.44% | 83.44% | 83.44% | 83.44% | 83.44% | 83.44% | 83.44% | 83.44% | 83.44% | 83.44% | 83.44% | 83.44% | 83.44% | 83.44%
Thurston CountyMultifamily | Thurston CountyMultifamilyWater Heat LE 55 Gal | Thurston CountyMultifamilyWater Heat LE 55 Gal2 | Thurston CountyMultifamilyWater Heat LE 55 Gal2Existing | Thurston CountyMultifamilyWater Heat LE 55 GalFederal Standard 2015 Storage Water Heater ≤ 55 GAL - EF 0.62Existing | Thurston CountyMultifamilyWater Heat LE 55 GalExisting | Thurston County | Multifamily | Water Heat LE 55 Gal | 2 | Federal Standard 2015 Storage Water Heater ≤ 55 GAL - EF 0.62 | Existing | 13.68% | 13.68% | 13.68% | 13.68% | 13.68% | 13.68% | 13.68% | 13.68% | 13.68% | 13.68% | 13.68% | 13.68% | 13.68% | 13.68% | 13.68% | 13.68% | 13.68% | 13.68% | 13.68% | 13.68% | 13.68% | 13.68% | 13.68% | 13.68% | 13.68% | 13.68% | 13.68% | 13.68%
Thurston CountyMultifamily | Thurston CountyMultifamilyWater Heat LE 55 Gal | Thurston CountyMultifamilyWater Heat LE 55 Gal2 | Thurston CountyMultifamilyWater Heat LE 55 Gal2New | Thurston CountyMultifamilyWater Heat LE 55 GalFederal Standard 2015 Storage Water Heater ≤ 55 GAL - EF 0.62New | Thurston CountyMultifamilyWater Heat LE 55 GalNew | Thurston County | Multifamily | Water Heat LE 55 Gal | 2 | Federal Standard 2015 Storage Water Heater ≤ 55 GAL - EF 0.62 | New | 83.44% | 83.44% | 83.44% | 83.44% | 83.44% | 83.44% | 83.44% | 83.44% | 83.44% | 83.44% | 83.44% | 83.44% | 83.44% | 83.44% | 83.44% | 83.44% | 83.44% | 83.44% | 83.44% | 83.44% | 83.44% | 83.44% | 83.44% | 83.44% | 83.44% | 83.44% | 83.44% | 83.44%
Thurston CountyMultifamily - Highly Impacted | Thurston CountyMultifamily - Highly ImpactedWater Heat LE 55 Gal | Thurston CountyMultifamily - Highly ImpactedWater Heat LE 55 Gal2 | Thurston CountyMultifamily - Highly ImpactedWater Heat LE 55 Gal2Existing | Thurston CountyMultifamily - Highly ImpactedWater Heat LE 55 GalFederal Standard 2015 Storage Water Heater ≤ 55 GAL - EF 0.62Existing | Thurston CountyMultifamily - Highly ImpactedWater Heat LE 55 GalExisting | Thurston County | Multifamily - Highly Impacted | Water Heat LE 55 Gal | 2 | Federal Standard 2015 Storage Water Heater ≤ 55 GAL - EF 0.62 | Existing | 13.68% | 13.68% | 13.68% | 13.68% | 13.68% | 13.68% | 13.68% | 13.68% | 13.68% | 13.68% | 13.68% | 13.68% | 13.68% | 13.68% | 13.68% | 13.68% | 13.68% | 13.68% | 13.68% | 13.68% | 13.68% | 13.68% | 13.68% | 13.68% | 13.68% | 13.68% | 13.68% | 13.68%
Thurston CountyMultifamily - Highly Impacted | Thurston CountyMultifamily - Highly ImpactedWater Heat LE 55 Gal | Thurston CountyMultifamily - Highly ImpactedWater Heat LE 55 Gal2 | Thurston CountyMultifamily - Highly ImpactedWater Heat LE 55 Gal2New | Thurston CountyMultifamily - Highly ImpactedWater Heat LE 55 GalFederal Standard 2015 Storage Water Heater ≤ 55 GAL - EF 0.62New | Thurston CountyMultifamily - Highly ImpactedWater Heat LE 55 GalNew | Thurston County | Multifamily - Highly Impacted | Water Heat LE 55 Gal | 2 | Federal Standard 2015 Storage Water Heater ≤ 55 GAL - EF 0.62 | New | 83.44% | 83.44% | 83.44% | 83.44% | 83.44% | 83.44% | 83.44% | 83.44% | 83.44% | 83.44% | 83.44% | 83.44% | 83.44% | 83.44% | 83.44% | 83.44% | 83.44% | 83.44% | 83.44% | 83.44% | 83.44% | 83.44% | 83.44% | 83.44% | 83.44% | 83.44% | 83.44% | 83.44%
Thurston CountyManufactured | Thurston CountyManufacturedWater Heat LE 55 Gal | Thurston CountyManufacturedWater Heat LE 55 Gal2 | Thurston CountyManufacturedWater Heat LE 55 Gal2Existing | Thurston CountyManufacturedWater Heat LE 55 GalFederal Standard 2015 Storage Water Heater ≤ 55 GAL - EF 0.62Existing | Thurston CountyManufacturedWater Heat LE 55 GalExisting | Thurston County | Manufactured | Water Heat LE 55 Gal | 2 | Federal Standard 2015 Storage Water Heater ≤ 55 GAL - EF 0.62 | Existing | 13.68% | 13.68% | 13.68% | 13.68% | 13.68% | 13.68% | 13.68% | 13.68% | 13.68% | 13.68% | 13.68% | 13.68% | 13.68% | 13.68% | 13.68% | 13.68% | 13.68% | 13.68% | 13.68% | 13.68% | 13.68% | 13.68% | 13.68% | 13.68% | 13.68% | 13.68% | 13.68% | 13.68%
Thurston CountyManufactured | Thurston CountyManufacturedWater Heat LE 55 Gal | Thurston CountyManufacturedWater Heat LE 55 Gal2 | Thurston CountyManufacturedWater Heat LE 55 Gal2New | Thurston CountyManufacturedWater Heat LE 55 GalFederal Standard 2015 Storage Water Heater ≤ 55 GAL - EF 0.62New | Thurston CountyManufacturedWater Heat LE 55 GalNew | Thurston County | Manufactured | Water Heat LE 55 Gal | 2 | Federal Standard 2015 Storage Water Heater ≤ 55 GAL - EF 0.62 | New | 83.44% | 83.44% | 83.44% | 83.44% | 83.44% | 83.44% | 83.44% | 83.44% | 83.44% | 83.44% | 83.44% | 83.44% | 83.44% | 83.44% | 83.44% | 83.44% | 83.44% | 83.44% | 83.44% | 83.44% | 83.44% | 83.44% | 83.44% | 83.44% | 83.44% | 83.44% | 83.44% | 83.44%
Thurston CountyManufactured - Highly Impacted | Thurston CountyManufactured - Highly ImpactedWater Heat LE 55 Gal | Thurston CountyManufactured - Highly ImpactedWater Heat LE 55 Gal2 | Thurston CountyManufactured - Highly ImpactedWater Heat LE 55 Gal2Existing | Thurston CountyManufactured - Highly ImpactedWater Heat LE 55 GalFederal Standard 2015 Storage Water Heater ≤ 55 GAL - EF 0.62Existing | Thurston CountyManufactured - Highly ImpactedWater Heat LE 55 GalExisting | Thurston County | Manufactured - Highly Impacted | Water Heat LE 55 Gal | 2 | Federal Standard 2015 Storage Water Heater ≤ 55 GAL - EF 0.62 | Existing | 13.68% | 13.68% | 13.68% | 13.68% | 13.68% | 13.68% | 13.68% | 13.68% | 13.68% | 13.68% | 13.68% | 13.68% | 13.68% | 13.68% | 13.68% | 13.68% | 13.68% | 13.68% | 13.68% | 13.68% | 13.68% | 13.68% | 13.68% | 13.68% | 13.68% | 13.68% | 13.68% | 13.68%
Thurston CountyManufactured - Highly Impacted | Thurston CountyManufactured - Highly ImpactedWater Heat LE 55 Gal | Thurston CountyManufactured - Highly ImpactedWater Heat LE 55 Gal2 | Thurston CountyManufactured - Highly ImpactedWater Heat LE 55 Gal2New | Thurston CountyManufactured - Highly ImpactedWater Heat LE 55 GalFederal Standard 2015 Storage Water Heater ≤ 55 GAL - EF 0.62New | Thurston CountyManufactured - Highly ImpactedWater Heat LE 55 GalNew | Thurston County | Manufactured - Highly Impacted | Water Heat LE 55 Gal | 2 | Federal Standard 2015 Storage Water Heater ≤ 55 GAL - EF 0.62 | New | 83.44% | 83.44% | 83.44% | 83.44% | 83.44% | 83.44% | 83.44% | 83.44% | 83.44% | 83.44% | 83.44% | 83.44% | 83.44% | 83.44% | 83.44% | 83.44% | 83.44% | 83.44% | 83.44% | 83.44% | 83.44% | 83.44% | 83.44% | 83.44% | 83.44% | 83.44% | 83.44% | 83.44%
Thurston CountySingle Family | Thurston CountySingle FamilyWater Heat LE 55 Gal | Thurston CountySingle FamilyWater Heat LE 55 Gal3 | Thurston CountySingle FamilyWater Heat LE 55 Gal3Existing | Thurston CountySingle FamilyWater Heat LE 55 GalMarket Standard Storage Water Heater ≤ 55 GALExisting | Thurston CountySingle FamilyWater Heat LE 55 GalExisting | Thurston County | Single Family | Water Heat LE 55 Gal | 3 | Market Standard Storage Water Heater ≤ 55 GAL | Existing | bar: 2023 to 2050
Thurston CountySingle Family | Thurston CountySingle FamilyWater Heat LE 55 Gal | Thurston CountySingle FamilyWater Heat LE 55 Gal3 | Thurston CountySingle FamilyWater Heat LE 55 Gal3New | Thurston CountySingle FamilyWater Heat LE 55 GalMarket Standard Storage Water Heater ≤ 55 GALNew | Thurston CountySingle FamilyWater Heat LE 55 GalNew | Thurston County | Single Family | Water Heat LE 55 Gal | 3 | Market Standard Storage Water Heater ≤ 55 GAL | New | bar: 2023 to 2050
Thurston CountySingle Family - Highly Impacted | Thurston CountySingle Family - Highly ImpactedWater Heat LE 55 Gal | Thurston CountySingle Family - Highly ImpactedWater Heat LE 55 Gal3 | Thurston CountySingle Family - Highly ImpactedWater Heat LE 55 Gal3Existing | Thurston CountySingle Family - Highly ImpactedWater Heat LE 55 GalMarket Standard Storage Water Heater ≤ 55 GALExisting | Thurston CountySingle Family - Highly ImpactedWater Heat LE 55 GalExisting | Thurston County | Single Family - Highly Impacted | Water Heat LE 55 Gal | 3 | Market Standard Storage Water Heater ≤ 55 GAL | Existing | bar: 2023 to 2050
Thurston CountySingle Family - Highly Impacted | Thurston CountySingle Family - Highly ImpactedWater Heat LE 55 Gal | Thurston CountySingle Family - Highly ImpactedWater Heat LE 55 Gal3 | Thurston CountySingle Family - Highly ImpactedWater Heat LE 55 Gal3New | Thurston CountySingle Family - Highly ImpactedWater Heat LE 55 GalMarket Standard Storage Water Heater ≤ 55 GALNew | Thurston CountySingle Family - Highly ImpactedWater Heat LE 55 GalNew | Thurston County | Single Family - Highly Impacted | Water Heat LE 55 Gal | 3 | Market Standard Storage Water Heater ≤ 55 GAL | New | bar: 2023 to 2050
Thurston CountyMultifamily | Thurston CountyMultifamilyWater Heat LE 55 Gal | Thurston CountyMultifamilyWater Heat LE 55 Gal3 | Thurston CountyMultifamilyWater Heat LE 55 Gal3Existing | Thurston CountyMultifamilyWater Heat LE 55 GalMarket Standard Storage Water Heater ≤ 55 GALExisting | Thurston CountyMultifamilyWater Heat LE 55 GalExisting | Thurston County | Multifamily | Water Heat LE 55 Gal | 3 | Market Standard Storage Water Heater ≤ 55 GAL | Existing | bar: 2023 to 2050
Thurston CountyMultifamily | Thurston CountyMultifamilyWater Heat LE 55 Gal | Thurston CountyMultifamilyWater Heat LE 55 Gal3 | Thurston CountyMultifamilyWater Heat LE 55 Gal3New | Thurston CountyMultifamilyWater Heat LE 55 GalMarket Standard Storage Water Heater ≤ 55 GALNew | Thurston CountyMultifamilyWater Heat LE 55 GalNew | Thurston County | Multifamily | Water Heat LE 55 Gal | 3 | Market Standard Storage Water Heater ≤ 55 GAL | New | bar: 2023 to 2050
Thurston CountyMultifamily - Highly Impacted | Thurston CountyMultifamily - Highly ImpactedWater Heat LE 55 Gal | Thurston CountyMultifamily - Highly ImpactedWater Heat LE 55 Gal3 | Thurston CountyMultifamily - Highly ImpactedWater Heat LE 55 Gal3Existing | Thurston CountyMultifamily - Highly ImpactedWater Heat LE 55 GalMarket Standard Storage Water Heater ≤ 55 GALExisting | Thurston CountyMultifamily - Highly ImpactedWater Heat LE 55 GalExisting | Thurston County | Multifamily - Highly Impacted | Water Heat LE 55 Gal | 3 | Market Standard Storage Water Heater ≤ 55 GAL | Existing | bar: 2023 to 2050
Thurston CountyMultifamily - Highly Impacted | Thurston CountyMultifamily - Highly ImpactedWater Heat LE 55 Gal | Thurston CountyMultifamily - Highly ImpactedWater Heat LE 55 Gal3 | Thurston CountyMultifamily - Highly ImpactedWater Heat LE 55 Gal3New | Thurston CountyMultifamily - Highly ImpactedWater Heat LE 55 GalMarket Standard Storage Water Heater ≤ 55 GALNew | Thurston CountyMultifamily - Highly ImpactedWater Heat LE 55 GalNew | Thurston County | Multifamily - Highly Impacted | Water Heat LE 55 Gal | 3 | Market Standard Storage Water Heater ≤ 55 GAL | New | bar: 2023 to 2050
Thurston CountyManufactured | Thurston CountyManufacturedWater Heat LE 55 Gal | Thurston CountyManufacturedWater Heat LE 55 Gal3 | Thurston CountyManufacturedWater Heat LE 55 Gal3Existing | Thurston CountyManufacturedWater Heat LE 55 GalMarket Standard Storage Water Heater ≤ 55 GALExisting | Thurston CountyManufacturedWater Heat LE 55 GalExisting | Thurston County | Manufactured | Water Heat LE 55 Gal | 3 | Market Standard Storage Water Heater ≤ 55 GAL | Existing | bar: 2023 to 2050
Thurston CountyManufactured | Thurston CountyManufacturedWater Heat LE 55 Gal | Thurston CountyManufacturedWater Heat LE 55 Gal3 | Thurston CountyManufacturedWater Heat LE 55 Gal3New | Thurston CountyManufacturedWater Heat LE 55 GalMarket Standard Storage Water Heater ≤ 55 GALNew | Thurston CountyManufacturedWater Heat LE 55 GalNew | Thurston County | Manufactured | Water Heat LE 55 Gal | 3 | Market Standard Storage Water Heater ≤ 55 GAL | New | bar: 2023 to 2050
Thurston CountyManufactured - Highly Impacted | Thurston CountyManufactured - Highly ImpactedWater Heat LE 55 Gal | Thurston CountyManufactured - Highly ImpactedWater Heat LE 55 Gal3 | Thurston CountyManufactured - Highly ImpactedWater Heat LE 55 Gal3Existing | Thurston CountyManufactured - Highly ImpactedWater Heat LE 55 GalMarket Standard Storage Water Heater ≤ 55 GALExisting | Thurston CountyManufactured - Highly ImpactedWater Heat LE 55 GalExisting | Thurston County | Manufactured - Highly Impacted | Water Heat LE 55 Gal | 3 | Market Standard Storage Water Heater ≤ 55 GAL | Existing | bar: 2023 to 2050
Thurston CountyManufactured - Highly Impacted | Thurston CountyManufactured - Highly ImpactedWater Heat LE 55 Gal | Thurston CountyManufactured - Highly ImpactedWater Heat LE 55 Gal3 | Thurston CountyManufactured - Highly ImpactedWater Heat LE 55 Gal3New | Thurston CountyManufactured - Highly ImpactedWater Heat LE 55 GalMarket Standard Storage Water Heater ≤ 55 GALNew | Thurston CountyManufactured - Highly ImpactedWater Heat LE 55 GalNew | Thurston County | Manufactured - Highly Impacted | Water Heat LE 55 Gal | 3 | Market Standard Storage Water Heater ≤ 55 GAL | New | bar: 2023 to 2050
Thurston CountySingle Family | Thurston CountySingle FamilyWater Heat LE 55 Gal | Thurston CountySingle FamilyWater Heat LE 55 Gal4 | Thurston CountySingle FamilyWater Heat LE 55 Gal4Existing | Thurston CountySingle FamilyWater Heat LE 55 GalENERGY STAR Storage Water Heater ≤ 55 GAL - EF 0.67Existing | Thurston CountySingle FamilyWater Heat LE 55 GalExisting | Thurston County | Single Family | Water Heat LE 55 Gal | 4 | ENERGY STAR Storage Water Heater ≤ 55 GAL - EF 0.67 | Existing | 1.146% | 1.146% | 1.146% | 1.146% | 1.146% | 1.146% | 1.146% | 1.146% | 1.146% | 1.146% | 1.146% | 1.146% | 1.146% | 1.146% | 1.146% | 1.146% | 1.146% | 1.146% | 1.146% | 1.146% | 1.146% | 1.146% | 1.146% | 1.146% | 1.146% | 1.146% | 1.146% | 1.146%
Thurston CountySingle Family | Thurston CountySingle FamilyWater Heat LE 55 Gal | Thurston CountySingle FamilyWater Heat LE 55 Gal4 | Thurston CountySingle FamilyWater Heat LE 55 Gal4New | Thurston CountySingle FamilyWater Heat LE 55 GalENERGY STAR Storage Water Heater ≤ 55 GAL - EF 0.67New | Thurston CountySingle FamilyWater Heat LE 55 GalNew | Thurston County | Single Family | Water Heat LE 55 Gal | 4 | ENERGY STAR Storage Water Heater ≤ 55 GAL - EF 0.67 | New | 1.146% | 1.146% | 1.146% | 1.146% | 1.146% | 1.146% | 1.146% | 1.146% | 1.146% | 1.146% | 1.146% | 1.146% | 1.146% | 1.146% | 1.146% | 1.146% | 1.146% | 1.146% | 1.146% | 1.146% | 1.146% | 1.146% | 1.146% | 1.146% | 1.146% | 1.146% | 1.146% | 1.146%
Thurston CountySingle Family - Highly Impacted | Thurston CountySingle Family - Highly ImpactedWater Heat LE 55 Gal | Thurston CountySingle Family - Highly ImpactedWater Heat LE 55 Gal4 | Thurston CountySingle Family - Highly ImpactedWater Heat LE 55 Gal4Existing | Thurston CountySingle Family - Highly ImpactedWater Heat LE 55 GalENERGY STAR Storage Water Heater ≤ 55 GAL - EF 0.67Existing | Thurston CountySingle Family - Highly ImpactedWater Heat LE 55 GalExisting | Thurston County | Single Family - Highly Impacted | Water Heat LE 55 Gal | 4 | ENERGY STAR Storage Water Heater ≤ 55 GAL - EF 0.67 | Existing | 1.146% | 1.146% | 1.146% | 1.146% | 1.146% | 1.146% | 1.146% | 1.146% | 1.146% | 1.146% | 1.146% | 1.146% | 1.146% | 1.146% | 1.146% | 1.146% | 1.146% | 1.146% | 1.146% | 1.146% | 1.146% | 1.146% | 1.146% | 1.146% | 1.146% | 1.146% | 1.146% | 1.146%
Thurston CountySingle Family - Highly Impacted | Thurston CountySingle Family - Highly ImpactedWater Heat LE 55 Gal | Thurston CountySingle Family - Highly ImpactedWater Heat LE 55 Gal4 | Thurston CountySingle Family - Highly ImpactedWater Heat LE 55 Gal4New | Thurston CountySingle Family - Highly ImpactedWater Heat LE 55 GalENERGY STAR Storage Water Heater ≤ 55 GAL - EF 0.67New | Thurston CountySingle Family - Highly ImpactedWater Heat LE 55 GalNew | Thurston County | Single Family - Highly Impacted | Water Heat LE 55 Gal | 4 | ENERGY STAR Storage Water Heater ≤ 55 GAL - EF 0.67 | New | 1.146% | 1.146% | 1.146% | 1.146% | 1.146% | 1.146% | 1.146% | 1.146% | 1.146% | 1.146% | 1.146% | 1.146% | 1.146% | 1.146% | 1.146% | 1.146% | 1.146% | 1.146% | 1.146% | 1.146% | 1.146% | 1.146% | 1.146% | 1.146% | 1.146% | 1.146% | 1.146% | 1.146%
Thurston CountyMultifamily | Thurston CountyMultifamilyWater Heat LE 55 Gal | Thurston CountyMultifamilyWater Heat LE 55 Gal4 | Thurston CountyMultifamilyWater Heat LE 55 Gal4Existing | Thurston CountyMultifamilyWater Heat LE 55 GalENERGY STAR Storage Water Heater ≤ 55 GAL - EF 0.67Existing | Thurston CountyMultifamilyWater Heat LE 55 GalExisting | Thurston County | Multifamily | Water Heat LE 55 Gal | 4 | ENERGY STAR Storage Water Heater ≤ 55 GAL - EF 0.67 | Existing | 1.146% | 1.146% | 1.146% | 1.146% | 1.146% | 1.146% | 1.146% | 1.146% | 1.146% | 1.146% | 1.146% | 1.146% | 1.146% | 1.146% | 1.146% | 1.146% | 1.146% | 1.146% | 1.146% | 1.146% | 1.146% | 1.146% | 1.146% | 1.146% | 1.146% | 1.146% | 1.146% | 1.146%
Thurston CountyMultifamily | Thurston CountyMultifamilyWater Heat LE 55 Gal | Thurston CountyMultifamilyWater Heat LE 55 Gal4 | Thurston CountyMultifamilyWater Heat LE 55 Gal4New | Thurston CountyMultifamilyWater Heat LE 55 GalENERGY STAR Storage Water Heater ≤ 55 GAL - EF 0.67New | Thurston CountyMultifamilyWater Heat LE 55 GalNew | Thurston County | Multifamily | Water Heat LE 55 Gal | 4 | ENERGY STAR Storage Water Heater ≤ 55 GAL - EF 0.67 | New | 1.146% | 1.146% | 1.146% | 1.146% | 1.146% | 1.146% | 1.146% | 1.146% | 1.146% | 1.146% | 1.146% | 1.146% | 1.146% | 1.146% | 1.146% | 1.146% | 1.146% | 1.146% | 1.146% | 1.146% | 1.146% | 1.146% | 1.146% | 1.146% | 1.146% | 1.146% | 1.146% | 1.146%
Thurston CountyMultifamily - Highly Impacted | Thurston CountyMultifamily - Highly ImpactedWater Heat LE 55 Gal | Thurston CountyMultifamily - Highly ImpactedWater Heat LE 55 Gal4 | Thurston CountyMultifamily - Highly ImpactedWater Heat LE 55 Gal4Existing | Thurston CountyMultifamily - Highly ImpactedWater Heat LE 55 GalENERGY STAR Storage Water Heater ≤ 55 GAL - EF 0.67Existing | Thurston CountyMultifamily - Highly ImpactedWater Heat LE 55 GalExisting | Thurston County | Multifamily - Highly Impacted | Water Heat LE 55 Gal | 4 | ENERGY STAR Storage Water Heater ≤ 55 GAL - EF 0.67 | Existing | 1.146% | 1.146% | 1.146% | 1.146% | 1.146% | 1.146% | 1.146% | 1.146% | 1.146% | 1.146% | 1.146% | 1.146% | 1.146% | 1.146% | 1.146% | 1.146% | 1.146% | 1.146% | 1.146% | 1.146% | 1.146% | 1.146% | 1.146% | 1.146% | 1.146% | 1.146% | 1.146% | 1.146%
Thurston CountyMultifamily - Highly Impacted | Thurston CountyMultifamily - Highly ImpactedWater Heat LE 55 Gal | Thurston CountyMultifamily - Highly ImpactedWater Heat LE 55 Gal4 | Thurston CountyMultifamily - Highly ImpactedWater Heat LE 55 Gal4New | Thurston CountyMultifamily - Highly ImpactedWater Heat LE 55 GalENERGY STAR Storage Water Heater ≤ 55 GAL - EF 0.67New | Thurston CountyMultifamily - Highly ImpactedWater Heat LE 55 GalNew | Thurston County | Multifamily - Highly Impacted | Water Heat LE 55 Gal | 4 | ENERGY STAR Storage Water Heater ≤ 55 GAL - EF 0.67 | New | 1.146% | 1.146% | 1.146% | 1.146% | 1.146% | 1.146% | 1.146% | 1.146% | 1.146% | 1.146% | 1.146% | 1.146% | 1.146% | 1.146% | 1.146% | 1.146% | 1.146% | 1.146% | 1.146% | 1.146% | 1.146% | 1.146% | 1.146% | 1.146% | 1.146% | 1.146% | 1.146% | 1.146%
Thurston CountyManufactured | Thurston CountyManufacturedWater Heat LE 55 Gal | Thurston CountyManufacturedWater Heat LE 55 Gal4 | Thurston CountyManufacturedWater Heat LE 55 Gal4Existing | Thurston CountyManufacturedWater Heat LE 55 GalENERGY STAR Storage Water Heater ≤ 55 GAL - EF 0.67Existing | Thurston CountyManufacturedWater Heat LE 55 GalExisting | Thurston County | Manufactured | Water Heat LE 55 Gal | 4 | ENERGY STAR Storage Water Heater ≤ 55 GAL - EF 0.67 | Existing | 1.146% | 1.146% | 1.146% | 1.146% | 1.146% | 1.146% | 1.146% | 1.146% | 1.146% | 1.146% | 1.146% | 1.146% | 1.146% | 1.146% | 1.146% | 1.146% | 1.146% | 1.146% | 1.146% | 1.146% | 1.146% | 1.146% | 1.146% | 1.146% | 1.146% | 1.146% | 1.146% | 1.146%
Thurston CountyManufactured | Thurston CountyManufacturedWater Heat LE 55 Gal | Thurston CountyManufacturedWater Heat LE 55 Gal4 | Thurston CountyManufacturedWater Heat LE 55 Gal4New | Thurston CountyManufacturedWater Heat LE 55 GalENERGY STAR Storage Water Heater ≤ 55 GAL - EF 0.67New | Thurston CountyManufacturedWater Heat LE 55 GalNew | Thurston County | Manufactured | Water Heat LE 55 Gal | 4 | ENERGY STAR Storage Water Heater ≤ 55 GAL - EF 0.67 | New | 1.146% | 1.146% | 1.146% | 1.146% | 1.146% | 1.146% | 1.146% | 1.146% | 1.146% | 1.146% | 1.146% | 1.146% | 1.146% | 1.146% | 1.146% | 1.146% | 1.146% | 1.146% | 1.146% | 1.146% | 1.146% | 1.146% | 1.146% | 1.146% | 1.146% | 1.146% | 1.146% | 1.146%
Thurston CountyManufactured - Highly Impacted | Thurston CountyManufactured - Highly ImpactedWater Heat LE 55 Gal | Thurston CountyManufactured - Highly ImpactedWater Heat LE 55 Gal4 | Thurston CountyManufactured - Highly ImpactedWater Heat LE 55 Gal4Existing | Thurston CountyManufactured - Highly ImpactedWater Heat LE 55 GalENERGY STAR Storage Water Heater ≤ 55 GAL - EF 0.67Existing | Thurston CountyManufactured - Highly ImpactedWater Heat LE 55 GalExisting | Thurston County | Manufactured - Highly Impacted | Water Heat LE 55 Gal | 4 | ENERGY STAR Storage Water Heater ≤ 55 GAL - EF 0.67 | Existing | 1.146% | 1.146% | 1.146% | 1.146% | 1.146% | 1.146% | 1.146% | 1.146% | 1.146% | 1.146% | 1.146% | 1.146% | 1.146% | 1.146% | 1.146% | 1.146% | 1.146% | 1.146% | 1.146% | 1.146% | 1.146% | 1.146% | 1.146% | 1.146% | 1.146% | 1.146% | 1.146% | 1.146%
Thurston CountyManufactured - Highly Impacted | Thurston CountyManufactured - Highly ImpactedWater Heat LE 55 Gal | Thurston CountyManufactured - Highly ImpactedWater Heat LE 55 Gal4 | Thurston CountyManufactured - Highly ImpactedWater Heat LE 55 Gal4New | Thurston CountyManufactured - Highly ImpactedWater Heat LE 55 GalENERGY STAR Storage Water Heater ≤ 55 GAL - EF 0.67New | Thurston CountyManufactured - Highly ImpactedWater Heat LE 55 GalNew | Thurston County | Manufactured - Highly Impacted | Water Heat LE 55 Gal | 4 | ENERGY STAR Storage Water Heater ≤ 55 GAL - EF 0.67 | New | 1.146% | 1.146% | 1.146% | 1.146% | 1.146% | 1.146% | 1.146% | 1.146% | 1.146% | 1.146% | 1.146% | 1.146% | 1.146% | 1.146% | 1.146% | 1.146% | 1.146% | 1.146% | 1.146% | 1.146% | 1.146% | 1.146% | 1.146% | 1.146% | 1.146% | 1.146% | 1.146% | 1.146%
Thurston CountySingle Family | Thurston CountySingle FamilyWater Heat LE 55 Gal | Thurston CountySingle FamilyWater Heat LE 55 Gal5 | Thurston CountySingle FamilyWater Heat LE 55 Gal5Existing | Thurston CountySingle FamilyWater Heat LE 55 GalCondensing Water Heater ≤ 55 GAL - EF 0.85Existing | Thurston CountySingle FamilyWater Heat LE 55 GalExisting | Thurston County | Single Family | Water Heat LE 55 Gal | 5 | Condensing Water Heater ≤ 55 GAL - EF 0.85 | Existing | 0.06877% | 0.06877% | 0.06877% | 0.06877% | 0.06877% | 0.06877% | 0.06877% | 0.06877% | 0.06877% | 0.06877% | 0.06877% | 0.06877% | 0.06877% | 0.06877% | 0.06877% | 0.06877% | 0.06877% | 0.06877% | 0.06877% | 0.06877% | 0.06877% | 0.06877% | 0.06877% | 0.06877% | 0.06877% | 0.06877% | 0.06877% | 0.06877%
Thurston CountySingle Family | Thurston CountySingle FamilyWater Heat LE 55 Gal | Thurston CountySingle FamilyWater Heat LE 55 Gal5 | Thurston CountySingle FamilyWater Heat LE 55 Gal5New | Thurston CountySingle FamilyWater Heat LE 55 GalCondensing Water Heater ≤ 55 GAL - EF 0.85New | Thurston CountySingle FamilyWater Heat LE 55 GalNew | Thurston County | Single Family | Water Heat LE 55 Gal | 5 | Condensing Water Heater ≤ 55 GAL - EF 0.85 | New | 0.06877% | 0.06877% | 0.06877% | 0.06877% | 0.06877% | 0.06877% | 0.06877% | 0.06877% | 0.06877% | 0.06877% | 0.06877% | 0.06877% | 0.06877% | 0.06877% | 0.06877% | 0.06877% | 0.06877% | 0.06877% | 0.06877% | 0.06877% | 0.06877% | 0.06877% | 0.06877% | 0.06877% | 0.06877% | 0.06877% | 0.06877% | 0.06877%
Thurston CountySingle Family - Highly Impacted | Thurston CountySingle Family - Highly ImpactedWater Heat LE 55 Gal | Thurston CountySingle Family - Highly ImpactedWater Heat LE 55 Gal5 | Thurston CountySingle Family - Highly ImpactedWater Heat LE 55 Gal5Existing | Thurston CountySingle Family - Highly ImpactedWater Heat LE 55 GalCondensing Water Heater ≤ 55 GAL - EF 0.85Existing | Thurston CountySingle Family - Highly ImpactedWater Heat LE 55 GalExisting | Thurston County | Single Family - Highly Impacted | Water Heat LE 55 Gal | 5 | Condensing Water Heater ≤ 55 GAL - EF 0.85 | Existing | 0.06877% | 0.06877% | 0.06877% | 0.06877% | 0.06877% | 0.06877% | 0.06877% | 0.06877% | 0.06877% | 0.06877% | 0.06877% | 0.06877% | 0.06877% | 0.06877% | 0.06877% | 0.06877% | 0.06877% | 0.06877% | 0.06877% | 0.06877% | 0.06877% | 0.06877% | 0.06877% | 0.06877% | 0.06877% | 0.06877% | 0.06877% | 0.06877%
Thurston CountySingle Family - Highly Impacted | Thurston CountySingle Family - Highly ImpactedWater Heat LE 55 Gal | Thurston CountySingle Family - Highly ImpactedWater Heat LE 55 Gal5 | Thurston CountySingle Family - Highly ImpactedWater Heat LE 55 Gal5New | Thurston CountySingle Family - Highly ImpactedWater Heat LE 55 GalCondensing Water Heater ≤ 55 GAL - EF 0.85New | Thurston CountySingle Family - Highly ImpactedWater Heat LE 55 GalNew | Thurston County | Single Family - Highly Impacted | Water Heat LE 55 Gal | 5 | Condensing Water Heater ≤ 55 GAL - EF 0.85 | New | 0.06877% | 0.06877% | 0.06877% | 0.06877% | 0.06877% | 0.06877% | 0.06877% | 0.06877% | 0.06877% | 0.06877% | 0.06877% | 0.06877% | 0.06877% | 0.06877% | 0.06877% | 0.06877% | 0.06877% | 0.06877% | 0.06877% | 0.06877% | 0.06877% | 0.06877% | 0.06877% | 0.06877% | 0.06877% | 0.06877% | 0.06877% | 0.06877%
Thurston CountyMultifamily | Thurston CountyMultifamilyWater Heat LE 55 Gal | Thurston CountyMultifamilyWater Heat LE 55 Gal5 | Thurston CountyMultifamilyWater Heat LE 55 Gal5Existing | Thurston CountyMultifamilyWater Heat LE 55 GalCondensing Water Heater ≤ 55 GAL - EF 0.85Existing | Thurston CountyMultifamilyWater Heat LE 55 GalExisting | Thurston County | Multifamily | Water Heat LE 55 Gal | 5 | Condensing Water Heater ≤ 55 GAL - EF 0.85 | Existing | 0.06877% | 0.06877% | 0.06877% | 0.06877% | 0.06877% | 0.06877% | 0.06877% | 0.06877% | 0.06877% | 0.06877% | 0.06877% | 0.06877% | 0.06877% | 0.06877% | 0.06877% | 0.06877% | 0.06877% | 0.06877% | 0.06877% | 0.06877% | 0.06877% | 0.06877% | 0.06877% | 0.06877% | 0.06877% | 0.06877% | 0.06877% | 0.06877%
Thurston CountyMultifamily | Thurston CountyMultifamilyWater Heat LE 55 Gal | Thurston CountyMultifamilyWater Heat LE 55 Gal5 | Thurston CountyMultifamilyWater Heat LE 55 Gal5New | Thurston CountyMultifamilyWater Heat LE 55 GalCondensing Water Heater ≤ 55 GAL - EF 0.85New | Thurston CountyMultifamilyWater Heat LE 55 GalNew | Thurston County | Multifamily | Water Heat LE 55 Gal | 5 | Condensing Water Heater ≤ 55 GAL - EF 0.85 | New | 0.06877% | 0.06877% | 0.06877% | 0.06877% | 0.06877% | 0.06877% | 0.06877% | 0.06877% | 0.06877% | 0.06877% | 0.06877% | 0.06877% | 0.06877% | 0.06877% | 0.06877% | 0.06877% | 0.06877% | 0.06877% | 0.06877% | 0.06877% | 0.06877% | 0.06877% | 0.06877% | 0.06877% | 0.06877% | 0.06877% | 0.06877% | 0.06877%
Thurston CountyMultifamily - Highly Impacted | Thurston CountyMultifamily - Highly ImpactedWater Heat LE 55 Gal | Thurston CountyMultifamily - Highly ImpactedWater Heat LE 55 Gal5 | Thurston CountyMultifamily - Highly ImpactedWater Heat LE 55 Gal5Existing | Thurston CountyMultifamily - Highly ImpactedWater Heat LE 55 GalCondensing Water Heater ≤ 55 GAL - EF 0.85Existing | Thurston CountyMultifamily - Highly ImpactedWater Heat LE 55 GalExisting | Thurston County | Multifamily - Highly Impacted | Water Heat LE 55 Gal | 5 | Condensing Water Heater ≤ 55 GAL - EF 0.85 | Existing | 0.06877% | 0.06877% | 0.06877% | 0.06877% | 0.06877% | 0.06877% | 0.06877% | 0.06877% | 0.06877% | 0.06877% | 0.06877% | 0.06877% | 0.06877% | 0.06877% | 0.06877% | 0.06877% | 0.06877% | 0.06877% | 0.06877% | 0.06877% | 0.06877% | 0.06877% | 0.06877% | 0.06877% | 0.06877% | 0.06877% | 0.06877% | 0.06877%
Thurston CountyMultifamily - Highly Impacted | Thurston CountyMultifamily - Highly ImpactedWater Heat LE 55 Gal | Thurston CountyMultifamily - Highly ImpactedWater Heat LE 55 Gal5 | Thurston CountyMultifamily - Highly ImpactedWater Heat LE 55 Gal5New | Thurston CountyMultifamily - Highly ImpactedWater Heat LE 55 GalCondensing Water Heater ≤ 55 GAL - EF 0.85New | Thurston CountyMultifamily - Highly ImpactedWater Heat LE 55 GalNew | Thurston County | Multifamily - Highly Impacted | Water Heat LE 55 Gal | 5 | Condensing Water Heater ≤ 55 GAL - EF 0.85 | New | 0.06877% | 0.06877% | 0.06877% | 0.06877% | 0.06877% | 0.06877% | 0.06877% | 0.06877% | 0.06877% | 0.06877% | 0.06877% | 0.06877% | 0.06877% | 0.06877% | 0.06877% | 0.06877% | 0.06877% | 0.06877% | 0.06877% | 0.06877% | 0.06877% | 0.06877% | 0.06877% | 0.06877% | 0.06877% | 0.06877% | 0.06877% | 0.06877%
Thurston CountyManufactured | Thurston CountyManufacturedWater Heat LE 55 Gal | Thurston CountyManufacturedWater Heat LE 55 Gal5 | Thurston CountyManufacturedWater Heat LE 55 Gal5Existing | Thurston CountyManufacturedWater Heat LE 55 GalCondensing Water Heater ≤ 55 GAL - EF 0.85Existing | Thurston CountyManufacturedWater Heat LE 55 GalExisting | Thurston County | Manufactured | Water Heat LE 55 Gal | 5 | Condensing Water Heater ≤ 55 GAL - EF 0.85 | Existing | 0.06877% | 0.06877% | 0.06877% | 0.06877% | 0.06877% | 0.06877% | 0.06877% | 0.06877% | 0.06877% | 0.06877% | 0.06877% | 0.06877% | 0.06877% | 0.06877% | 0.06877% | 0.06877% | 0.06877% | 0.06877% | 0.06877% | 0.06877% | 0.06877% | 0.06877% | 0.06877% | 0.06877% | 0.06877% | 0.06877% | 0.06877% | 0.06877%
Thurston CountyManufactured | Thurston CountyManufacturedWater Heat LE 55 Gal | Thurston CountyManufacturedWater Heat LE 55 Gal5 | Thurston CountyManufacturedWater Heat LE 55 Gal5New | Thurston CountyManufacturedWater Heat LE 55 GalCondensing Water Heater ≤ 55 GAL - EF 0.85New | Thurston CountyManufacturedWater Heat LE 55 GalNew | Thurston County | Manufactured | Water Heat LE 55 Gal | 5 | Condensing Water Heater ≤ 55 GAL - EF 0.85 | New | 0.06877% | 0.06877% | 0.06877% | 0.06877% | 0.06877% | 0.06877% | 0.06877% | 0.06877% | 0.06877% | 0.06877% | 0.06877% | 0.06877% | 0.06877% | 0.06877% | 0.06877% | 0.06877% | 0.06877% | 0.06877% | 0.06877% | 0.06877% | 0.06877% | 0.06877% | 0.06877% | 0.06877% | 0.06877% | 0.06877% | 0.06877% | 0.06877%
Thurston CountyManufactured - Highly Impacted | Thurston CountyManufactured - Highly ImpactedWater Heat LE 55 Gal | Thurston CountyManufactured - Highly ImpactedWater Heat LE 55 Gal5 | Thurston CountyManufactured - Highly ImpactedWater Heat LE 55 Gal5Existing | Thurston CountyManufactured - Highly ImpactedWater Heat LE 55 GalCondensing Water Heater ≤ 55 GAL - EF 0.85Existing | Thurston CountyManufactured - Highly ImpactedWater Heat LE 55 GalExisting | Thurston County | Manufactured - Highly Impacted | Water Heat LE 55 Gal | 5 | Condensing Water Heater ≤ 55 GAL - EF 0.85 | Existing | 0.06877% | 0.06877% | 0.06877% | 0.06877% | 0.06877% | 0.06877% | 0.06877% | 0.06877% | 0.06877% | 0.06877% | 0.06877% | 0.06877% | 0.06877% | 0.06877% | 0.06877% | 0.06877% | 0.06877% | 0.06877% | 0.06877% | 0.06877% | 0.06877% | 0.06877% | 0.06877% | 0.06877% | 0.06877% | 0.06877% | 0.06877% | 0.06877%
Thurston CountyManufactured - Highly Impacted | Thurston CountyManufactured - Highly ImpactedWater Heat LE 55 Gal | Thurston CountyManufactured - Highly ImpactedWater Heat LE 55 Gal5 | Thurston CountyManufactured - Highly ImpactedWater Heat LE 55 Gal5New | Thurston CountyManufactured - Highly ImpactedWater Heat LE 55 GalCondensing Water Heater ≤ 55 GAL - EF 0.85New | Thurston CountyManufactured - Highly ImpactedWater Heat LE 55 GalNew | Thurston County | Manufactured - Highly Impacted | Water Heat LE 55 Gal | 5 | Condensing Water Heater ≤ 55 GAL - EF 0.85 | New | 0.06877% | 0.06877% | 0.06877% | 0.06877% | 0.06877% | 0.06877% | 0.06877% | 0.06877% | 0.06877% | 0.06877% | 0.06877% | 0.06877% | 0.06877% | 0.06877% | 0.06877% | 0.06877% | 0.06877% | 0.06877% | 0.06877% | 0.06877% | 0.06877% | 0.06877% | 0.06877% | 0.06877% | 0.06877% | 0.06877% | 0.06877% | 0.06877%
Thurston CountySingle Family | Thurston CountySingle FamilyWater Heat LE 55 Gal | Thurston CountySingle FamilyWater Heat LE 55 Gal6 | Thurston CountySingle FamilyWater Heat LE 55 Gal6Existing | Thurston CountySingle FamilyWater Heat LE 55 GalENERGY STAR Tankless Water Heater ≤ 55 GAL - EF 0.90Existing | Thurston CountySingle FamilyWater Heat LE 55 GalExisting | Thurston County | Single Family | Water Heat LE 55 Gal | 6 | ENERGY STAR Tankless Water Heater ≤ 55 GAL - EF 0.90 | Existing | 15.34% | 15.34% | 15.34% | 15.34% | 15.34% | 15.34% | 15.34% | 15.34% | 15.34% | 15.34% | 15.34% | 15.34% | 15.34% | 15.34% | 15.34% | 15.34% | 15.34% | 15.34% | 15.34% | 15.34% | 15.34% | 15.34% | 15.34% | 15.34% | 15.34% | 15.34% | 15.34% | 15.34%
Thurston CountySingle Family | Thurston CountySingle FamilyWater Heat LE 55 Gal | Thurston CountySingle FamilyWater Heat LE 55 Gal6 | Thurston CountySingle FamilyWater Heat LE 55 Gal6New | Thurston CountySingle FamilyWater Heat LE 55 GalENERGY STAR Tankless Water Heater ≤ 55 GAL - EF 0.90New | Thurston CountySingle FamilyWater Heat LE 55 GalNew | Thurston County | Single Family | Water Heat LE 55 Gal | 6 | ENERGY STAR Tankless Water Heater ≤ 55 GAL - EF 0.90 | New | 15.34% | 15.34% | 15.34% | 15.34% | 15.34% | 15.34% | 15.34% | 15.34% | 15.34% | 15.34% | 15.34% | 15.34% | 15.34% | 15.34% | 15.34% | 15.34% | 15.34% | 15.34% | 15.34% | 15.34% | 15.34% | 15.34% | 15.34% | 15.34% | 15.34% | 15.34% | 15.34% | 15.34%
Thurston CountySingle Family - Highly Impacted | Thurston CountySingle Family - Highly ImpactedWater Heat LE 55 Gal | Thurston CountySingle Family - Highly ImpactedWater Heat LE 55 Gal6 | Thurston CountySingle Family - Highly ImpactedWater Heat LE 55 Gal6Existing | Thurston CountySingle Family - Highly ImpactedWater Heat LE 55 GalENERGY STAR Tankless Water Heater ≤ 55 GAL - EF 0.90Existing | Thurston CountySingle Family - Highly ImpactedWater Heat LE 55 GalExisting | Thurston County | Single Family - Highly Impacted | Water Heat LE 55 Gal | 6 | ENERGY STAR Tankless Water Heater ≤ 55 GAL - EF 0.90 | Existing | 15.34% | 15.34% | 15.34% | 15.34% | 15.34% | 15.34% | 15.34% | 15.34% | 15.34% | 15.34% | 15.34% | 15.34% | 15.34% | 15.34% | 15.34% | 15.34% | 15.34% | 15.34% | 15.34% | 15.34% | 15.34% | 15.34% | 15.34% | 15.34% | 15.34% | 15.34% | 15.34% | 15.34%
Thurston CountySingle Family - Highly Impacted | Thurston CountySingle Family - Highly ImpactedWater Heat LE 55 Gal | Thurston CountySingle Family - Highly ImpactedWater Heat LE 55 Gal6 | Thurston CountySingle Family - Highly ImpactedWater Heat LE 55 Gal6New | Thurston CountySingle Family - Highly ImpactedWater Heat LE 55 GalENERGY STAR Tankless Water Heater ≤ 55 GAL - EF 0.90New | Thurston CountySingle Family - Highly ImpactedWater Heat LE 55 GalNew | Thurston County | Single Family - Highly Impacted | Water Heat LE 55 Gal | 6 | ENERGY STAR Tankless Water Heater ≤ 55 GAL - EF 0.90 | New | 15.34% | 15.34% | 15.34% | 15.34% | 15.34% | 15.34% | 15.34% | 15.34% | 15.34% | 15.34% | 15.34% | 15.34% | 15.34% | 15.34% | 15.34% | 15.34% | 15.34% | 15.34% | 15.34% | 15.34% | 15.34% | 15.34% | 15.34% | 15.34% | 15.34% | 15.34% | 15.34% | 15.34%
Thurston CountyMultifamily | Thurston CountyMultifamilyWater Heat LE 55 Gal | Thurston CountyMultifamilyWater Heat LE 55 Gal6 | Thurston CountyMultifamilyWater Heat LE 55 Gal6Existing | Thurston CountyMultifamilyWater Heat LE 55 GalENERGY STAR Tankless Water Heater ≤ 55 GAL - EF 0.90Existing | Thurston CountyMultifamilyWater Heat LE 55 GalExisting | Thurston County | Multifamily | Water Heat LE 55 Gal | 6 | ENERGY STAR Tankless Water Heater ≤ 55 GAL - EF 0.90 | Existing | 15.34% | 15.34% | 15.34% | 15.34% | 15.34% | 15.34% | 15.34% | 15.34% | 15.34% | 15.34% | 15.34% | 15.34% | 15.34% | 15.34% | 15.34% | 15.34% | 15.34% | 15.34% | 15.34% | 15.34% | 15.34% | 15.34% | 15.34% | 15.34% | 15.34% | 15.34% | 15.34% | 15.34%
Thurston CountyMultifamily | Thurston CountyMultifamilyWater Heat LE 55 Gal | Thurston CountyMultifamilyWater Heat LE 55 Gal6 | Thurston CountyMultifamilyWater Heat LE 55 Gal6New | Thurston CountyMultifamilyWater Heat LE 55 GalENERGY STAR Tankless Water Heater ≤ 55 GAL - EF 0.90New | Thurston CountyMultifamilyWater Heat LE 55 GalNew | Thurston County | Multifamily | Water Heat LE 55 Gal | 6 | ENERGY STAR Tankless Water Heater ≤ 55 GAL - EF 0.90 | New | 15.34% | 15.34% | 15.34% | 15.34% | 15.34% | 15.34% | 15.34% | 15.34% | 15.34% | 15.34% | 15.34% | 15.34% | 15.34% | 15.34% | 15.34% | 15.34% | 15.34% | 15.34% | 15.34% | 15.34% | 15.34% | 15.34% | 15.34% | 15.34% | 15.34% | 15.34% | 15.34% | 15.34%
Thurston CountyMultifamily - Highly Impacted | Thurston CountyMultifamily - Highly ImpactedWater Heat LE 55 Gal | Thurston CountyMultifamily - Highly ImpactedWater Heat LE 55 Gal6 | Thurston CountyMultifamily - Highly ImpactedWater Heat LE 55 Gal6Existing | Thurston CountyMultifamily - Highly ImpactedWater Heat LE 55 GalENERGY STAR Tankless Water Heater ≤ 55 GAL - EF 0.90Existing | Thurston CountyMultifamily - Highly ImpactedWater Heat LE 55 GalExisting | Thurston County | Multifamily - Highly Impacted | Water Heat LE 55 Gal | 6 | ENERGY STAR Tankless Water Heater ≤ 55 GAL - EF 0.90 | Existing | 15.34% | 15.34% | 15.34% | 15.34% | 15.34% | 15.34% | 15.34% | 15.34% | 15.34% | 15.34% | 15.34% | 15.34% | 15.34% | 15.34% | 15.34% | 15.34% | 15.34% | 15.34% | 15.34% | 15.34% | 15.34% | 15.34% | 15.34% | 15.34% | 15.34% | 15.34% | 15.34% | 15.34%
Thurston CountyMultifamily - Highly Impacted | Thurston CountyMultifamily - Highly ImpactedWater Heat LE 55 Gal | Thurston CountyMultifamily - Highly ImpactedWater Heat LE 55 Gal6 | Thurston CountyMultifamily - Highly ImpactedWater Heat LE 55 Gal6New | Thurston CountyMultifamily - Highly ImpactedWater Heat LE 55 GalENERGY STAR Tankless Water Heater ≤ 55 GAL - EF 0.90New | Thurston CountyMultifamily - Highly ImpactedWater Heat LE 55 GalNew | Thurston County | Multifamily - Highly Impacted | Water Heat LE 55 Gal | 6 | ENERGY STAR Tankless Water Heater ≤ 55 GAL - EF 0.90 | New | 15.34% | 15.34% | 15.34% | 15.34% | 15.34% | 15.34% | 15.34% | 15.34% | 15.34% | 15.34% | 15.34% | 15.34% | 15.34% | 15.34% | 15.34% | 15.34% | 15.34% | 15.34% | 15.34% | 15.34% | 15.34% | 15.34% | 15.34% | 15.34% | 15.34% | 15.34% | 15.34% | 15.34%
Thurston CountyManufactured | Thurston CountyManufacturedWater Heat LE 55 Gal | Thurston CountyManufacturedWater Heat LE 55 Gal6 | Thurston CountyManufacturedWater Heat LE 55 Gal6Existing | Thurston CountyManufacturedWater Heat LE 55 GalENERGY STAR Tankless Water Heater ≤ 55 GAL - EF 0.90Existing | Thurston CountyManufacturedWater Heat LE 55 GalExisting | Thurston County | Manufactured | Water Heat LE 55 Gal | 6 | ENERGY STAR Tankless Water Heater ≤ 55 GAL - EF 0.90 | Existing | 15.34% | 15.34% | 15.34% | 15.34% | 15.34% | 15.34% | 15.34% | 15.34% | 15.34% | 15.34% | 15.34% | 15.34% | 15.34% | 15.34% | 15.34% | 15.34% | 15.34% | 15.34% | 15.34% | 15.34% | 15.34% | 15.34% | 15.34% | 15.34% | 15.34% | 15.34% | 15.34% | 15.34%
Thurston CountyManufactured | Thurston CountyManufacturedWater Heat LE 55 Gal | Thurston CountyManufacturedWater Heat LE 55 Gal6 | Thurston CountyManufacturedWater Heat LE 55 Gal6New | Thurston CountyManufacturedWater Heat LE 55 GalENERGY STAR Tankless Water Heater ≤ 55 GAL - EF 0.90New | Thurston CountyManufacturedWater Heat LE 55 GalNew | Thurston County | Manufactured | Water Heat LE 55 Gal | 6 | ENERGY STAR Tankless Water Heater ≤ 55 GAL - EF 0.90 | New | 15.34% | 15.34% | 15.34% | 15.34% | 15.34% | 15.34% | 15.34% | 15.34% | 15.34% | 15.34% | 15.34% | 15.34% | 15.34% | 15.34% | 15.34% | 15.34% | 15.34% | 15.34% | 15.34% | 15.34% | 15.34% | 15.34% | 15.34% | 15.34% | 15.34% | 15.34% | 15.34% | 15.34%
Thurston CountyManufactured - Highly Impacted | Thurston CountyManufactured - Highly ImpactedWater Heat LE 55 Gal | Thurston CountyManufactured - Highly ImpactedWater Heat LE 55 Gal6 | Thurston CountyManufactured - Highly ImpactedWater Heat LE 55 Gal6Existing | Thurston CountyManufactured - Highly ImpactedWater Heat LE 55 GalENERGY STAR Tankless Water Heater ≤ 55 GAL - EF 0.90Existing | Thurston CountyManufactured - Highly ImpactedWater Heat LE 55 GalExisting | Thurston County | Manufactured - Highly Impacted | Water Heat LE 55 Gal | 6 | ENERGY STAR Tankless Water Heater ≤ 55 GAL - EF 0.90 | Existing | 15.34% | 15.34% | 15.34% | 15.34% | 15.34% | 15.34% | 15.34% | 15.34% | 15.34% | 15.34% | 15.34% | 15.34% | 15.34% | 15.34% | 15.34% | 15.34% | 15.34% | 15.34% | 15.34% | 15.34% | 15.34% | 15.34% | 15.34% | 15.34% | 15.34% | 15.34% | 15.34% | 15.34%
Thurston CountyManufactured - Highly Impacted | Thurston CountyManufactured - Highly ImpactedWater Heat LE 55 Gal | Thurston CountyManufactured - Highly ImpactedWater Heat LE 55 Gal6 | Thurston CountyManufactured - Highly ImpactedWater Heat LE 55 Gal6New | Thurston CountyManufactured - Highly ImpactedWater Heat LE 55 GalENERGY STAR Tankless Water Heater ≤ 55 GAL - EF 0.90New | Thurston CountyManufactured - Highly ImpactedWater Heat LE 55 GalNew | Thurston County | Manufactured - Highly Impacted | Water Heat LE 55 Gal | 6 | ENERGY STAR Tankless Water Heater ≤ 55 GAL - EF 0.90 | New | 15.34% | 15.34% | 15.34% | 15.34% | 15.34% | 15.34% | 15.34% | 15.34% | 15.34% | 15.34% | 15.34% | 15.34% | 15.34% | 15.34% | 15.34% | 15.34% | 15.34% | 15.34% | 15.34% | 15.34% | 15.34% | 15.34% | 15.34% | 15.34% | 15.34% | 15.34% | 15.34% | 15.34%
Thurston CountySingle Family | Thurston CountySingle FamilyWater Heat GT 55 Gal | Thurston CountySingle FamilyWater Heat GT 55 Gal1 | Thurston CountySingle FamilyWater Heat GT 55 Gal1Existing | Thurston CountySingle FamilyWater Heat GT 55 GalBelow Standard Water Heater > 55 GAL - EF 0.52Existing | Thurston CountySingle FamilyWater Heat GT 55 GalExisting | Thurston County | Single Family | Water Heat GT 55 Gal | 1 | Below Standard Water Heater > 55 GAL - EF 0.52 | Existing | bar: 2023 to 2050
Thurston CountySingle Family | Thurston CountySingle FamilyWater Heat GT 55 Gal | Thurston CountySingle FamilyWater Heat GT 55 Gal1 | Thurston CountySingle FamilyWater Heat GT 55 Gal1New | Thurston CountySingle FamilyWater Heat GT 55 GalBelow Standard Water Heater > 55 GAL - EF 0.52New | Thurston CountySingle FamilyWater Heat GT 55 GalNew | Thurston County | Single Family | Water Heat GT 55 Gal | 1 | Below Standard Water Heater > 55 GAL - EF 0.52 | New | bar: 2023 to 2050
Thurston CountySingle Family - Highly Impacted | Thurston CountySingle Family - Highly ImpactedWater Heat GT 55 Gal | Thurston CountySingle Family - Highly ImpactedWater Heat GT 55 Gal1 | Thurston CountySingle Family - Highly ImpactedWater Heat GT 55 Gal1Existing | Thurston CountySingle Family - Highly ImpactedWater Heat GT 55 GalBelow Standard Water Heater > 55 GAL - EF 0.52Existing | Thurston CountySingle Family - Highly ImpactedWater Heat GT 55 GalExisting | Thurston County | Single Family - Highly Impacted | Water Heat GT 55 Gal | 1 | Below Standard Water Heater > 55 GAL - EF 0.52 | Existing | bar: 2023 to 2050
Thurston CountySingle Family - Highly Impacted | Thurston CountySingle Family - Highly ImpactedWater Heat GT 55 Gal | Thurston CountySingle Family - Highly ImpactedWater Heat GT 55 Gal1 | Thurston CountySingle Family - Highly ImpactedWater Heat GT 55 Gal1New | Thurston CountySingle Family - Highly ImpactedWater Heat GT 55 GalBelow Standard Water Heater > 55 GAL - EF 0.52New | Thurston CountySingle Family - Highly ImpactedWater Heat GT 55 GalNew | Thurston County | Single Family - Highly Impacted | Water Heat GT 55 Gal | 1 | Below Standard Water Heater > 55 GAL - EF 0.52 | New | bar: 2023 to 2050
Thurston CountyMultifamily | Thurston CountyMultifamilyWater Heat GT 55 Gal | Thurston CountyMultifamilyWater Heat GT 55 Gal1 | Thurston CountyMultifamilyWater Heat GT 55 Gal1Existing | Thurston CountyMultifamilyWater Heat GT 55 GalBelow Standard Water Heater > 55 GAL - EF 0.52Existing | Thurston CountyMultifamilyWater Heat GT 55 GalExisting | Thurston County | Multifamily | Water Heat GT 55 Gal | 1 | Below Standard Water Heater > 55 GAL - EF 0.52 | Existing | bar: 2023 to 2050
Thurston CountyMultifamily | Thurston CountyMultifamilyWater Heat GT 55 Gal | Thurston CountyMultifamilyWater Heat GT 55 Gal1 | Thurston CountyMultifamilyWater Heat GT 55 Gal1New | Thurston CountyMultifamilyWater Heat GT 55 GalBelow Standard Water Heater > 55 GAL - EF 0.52New | Thurston CountyMultifamilyWater Heat GT 55 GalNew | Thurston County | Multifamily | Water Heat GT 55 Gal | 1 | Below Standard Water Heater > 55 GAL - EF 0.52 | New | bar: 2023 to 2050
Thurston CountyMultifamily - Highly Impacted | Thurston CountyMultifamily - Highly ImpactedWater Heat GT 55 Gal | Thurston CountyMultifamily - Highly ImpactedWater Heat GT 55 Gal1 | Thurston CountyMultifamily - Highly ImpactedWater Heat GT 55 Gal1Existing | Thurston CountyMultifamily - Highly ImpactedWater Heat GT 55 GalBelow Standard Water Heater > 55 GAL - EF 0.52Existing | Thurston CountyMultifamily - Highly ImpactedWater Heat GT 55 GalExisting | Thurston County | Multifamily - Highly Impacted | Water Heat GT 55 Gal | 1 | Below Standard Water Heater > 55 GAL - EF 0.52 | Existing | bar: 2023 to 2050
Thurston CountyMultifamily - Highly Impacted | Thurston CountyMultifamily - Highly ImpactedWater Heat GT 55 Gal | Thurston CountyMultifamily - Highly ImpactedWater Heat GT 55 Gal1 | Thurston CountyMultifamily - Highly ImpactedWater Heat GT 55 Gal1New | Thurston CountyMultifamily - Highly ImpactedWater Heat GT 55 GalBelow Standard Water Heater > 55 GAL - EF 0.52New | Thurston CountyMultifamily - Highly ImpactedWater Heat GT 55 GalNew | Thurston County | Multifamily - Highly Impacted | Water Heat GT 55 Gal | 1 | Below Standard Water Heater > 55 GAL - EF 0.52 | New | bar: 2023 to 2050
Thurston CountyManufactured | Thurston CountyManufacturedWater Heat GT 55 Gal | Thurston CountyManufacturedWater Heat GT 55 Gal1 | Thurston CountyManufacturedWater Heat GT 55 Gal1Existing | Thurston CountyManufacturedWater Heat GT 55 GalBelow Standard Water Heater > 55 GAL - EF 0.52Existing | Thurston CountyManufacturedWater Heat GT 55 GalExisting | Thurston County | Manufactured | Water Heat GT 55 Gal | 1 | Below Standard Water Heater > 55 GAL - EF 0.52 | Existing | bar: 2023 to 2050
Thurston CountyManufactured | Thurston CountyManufacturedWater Heat GT 55 Gal | Thurston CountyManufacturedWater Heat GT 55 Gal1 | Thurston CountyManufacturedWater Heat GT 55 Gal1New | Thurston CountyManufacturedWater Heat GT 55 GalBelow Standard Water Heater > 55 GAL - EF 0.52New | Thurston CountyManufacturedWater Heat GT 55 GalNew | Thurston County | Manufactured | Water Heat GT 55 Gal | 1 | Below Standard Water Heater > 55 GAL - EF 0.52 | New | bar: 2023 to 2050
Thurston CountyManufactured - Highly Impacted | Thurston CountyManufactured - Highly ImpactedWater Heat GT 55 Gal | Thurston CountyManufactured - Highly ImpactedWater Heat GT 55 Gal1 | Thurston CountyManufactured - Highly ImpactedWater Heat GT 55 Gal1Existing | Thurston CountyManufactured - Highly ImpactedWater Heat GT 55 GalBelow Standard Water Heater > 55 GAL - EF 0.52Existing | Thurston CountyManufactured - Highly ImpactedWater Heat GT 55 GalExisting | Thurston County | Manufactured - Highly Impacted | Water Heat GT 55 Gal | 1 | Below Standard Water Heater > 55 GAL - EF 0.52 | Existing | bar: 2023 to 2050
Thurston CountyManufactured - Highly Impacted | Thurston CountyManufactured - Highly ImpactedWater Heat GT 55 Gal | Thurston CountyManufactured - Highly ImpactedWater Heat GT 55 Gal1 | Thurston CountyManufactured - Highly ImpactedWater Heat GT 55 Gal1New | Thurston CountyManufactured - Highly ImpactedWater Heat GT 55 GalBelow Standard Water Heater > 55 GAL - EF 0.52New | Thurston CountyManufactured - Highly ImpactedWater Heat GT 55 GalNew | Thurston County | Manufactured - Highly Impacted | Water Heat GT 55 Gal | 1 | Below Standard Water Heater > 55 GAL - EF 0.52 | New | bar: 2023 to 2050
Thurston CountySingle Family | Thurston CountySingle FamilyWater Heat GT 55 Gal | Thurston CountySingle FamilyWater Heat GT 55 Gal2 | Thurston CountySingle FamilyWater Heat GT 55 Gal2Existing | Thurston CountySingle FamilyWater Heat GT 55 GalFederal Standard 2015 Condensing Water Heater > 55 GAL - EF 0.74Existing | Thurston CountySingle FamilyWater Heat GT 55 GalExisting | Thurston County | Single Family | Water Heat GT 55 Gal | 2 | Federal Standard 2015 Condensing Water Heater > 55 GAL - EF 0.74 | Existing | 100% | 100% | 100% | 100% | 100% | 100% | 100% | 100% | 100% | 100% | 100% | 100% | 100% | 100% | 100% | 100% | 100% | 100% | 100% | 100% | 100% | 100% | 100% | 100% | 100% | 100% | 100% | 100%
Thurston CountySingle Family | Thurston CountySingle FamilyWater Heat GT 55 Gal | Thurston CountySingle FamilyWater Heat GT 55 Gal2 | Thurston CountySingle FamilyWater Heat GT 55 Gal2New | Thurston CountySingle FamilyWater Heat GT 55 GalFederal Standard 2015 Condensing Water Heater > 55 GAL - EF 0.74New | Thurston CountySingle FamilyWater Heat GT 55 GalNew | Thurston County | Single Family | Water Heat GT 55 Gal | 2 | Federal Standard 2015 Condensing Water Heater > 55 GAL - EF 0.74 | New | 100% | 100% | 100% | 100% | 100% | 100% | 100% | 100% | 100% | 100% | 100% | 100% | 100% | 100% | 100% | 100% | 100% | 100% | 100% | 100% | 100% | 100% | 100% | 100% | 100% | 100% | 100% | 100%
Thurston CountySingle Family - Highly Impacted | Thurston CountySingle Family - Highly ImpactedWater Heat GT 55 Gal | Thurston CountySingle Family - Highly ImpactedWater Heat GT 55 Gal2 | Thurston CountySingle Family - Highly ImpactedWater Heat GT 55 Gal2Existing | Thurston CountySingle Family - Highly ImpactedWater Heat GT 55 GalFederal Standard 2015 Condensing Water Heater > 55 GAL - EF 0.74Existing | Thurston CountySingle Family - Highly ImpactedWater Heat GT 55 GalExisting | Thurston County | Single Family - Highly Impacted | Water Heat GT 55 Gal | 2 | Federal Standard 2015 Condensing Water Heater > 55 GAL - EF 0.74 | Existing | 100% | 100% | 100% | 100% | 100% | 100% | 100% | 100% | 100% | 100% | 100% | 100% | 100% | 100% | 100% | 100% | 100% | 100% | 100% | 100% | 100% | 100% | 100% | 100% | 100% | 100% | 100% | 100%
Thurston CountySingle Family - Highly Impacted | Thurston CountySingle Family - Highly ImpactedWater Heat GT 55 Gal | Thurston CountySingle Family - Highly ImpactedWater Heat GT 55 Gal2 | Thurston CountySingle Family - Highly ImpactedWater Heat GT 55 Gal2New | Thurston CountySingle Family - Highly ImpactedWater Heat GT 55 GalFederal Standard 2015 Condensing Water Heater > 55 GAL - EF 0.74New | Thurston CountySingle Family - Highly ImpactedWater Heat GT 55 GalNew | Thurston County | Single Family - Highly Impacted | Water Heat GT 55 Gal | 2 | Federal Standard 2015 Condensing Water Heater > 55 GAL - EF 0.74 | New | 100% | 100% | 100% | 100% | 100% | 100% | 100% | 100% | 100% | 100% | 100% | 100% | 100% | 100% | 100% | 100% | 100% | 100% | 100% | 100% | 100% | 100% | 100% | 100% | 100% | 100% | 100% | 100%
Thurston CountyMultifamily | Thurston CountyMultifamilyWater Heat GT 55 Gal | Thurston CountyMultifamilyWater Heat GT 55 Gal2 | Thurston CountyMultifamilyWater Heat GT 55 Gal2Existing | Thurston CountyMultifamilyWater Heat GT 55 GalFederal Standard 2015 Condensing Water Heater > 55 GAL - EF 0.74Existing | Thurston CountyMultifamilyWater Heat GT 55 GalExisting | Thurston County | Multifamily | Water Heat GT 55 Gal | 2 | Federal Standard 2015 Condensing Water Heater > 55 GAL - EF 0.74 | Existing | 100% | 100% | 100% | 100% | 100% | 100% | 100% | 100% | 100% | 100% | 100% | 100% | 100% | 100% | 100% | 100% | 100% | 100% | 100% | 100% | 100% | 100% | 100% | 100% | 100% | 100% | 100% | 100%
Thurston CountyMultifamily | Thurston CountyMultifamilyWater Heat GT 55 Gal | Thurston CountyMultifamilyWater Heat GT 55 Gal2 | Thurston CountyMultifamilyWater Heat GT 55 Gal2New | Thurston CountyMultifamilyWater Heat GT 55 GalFederal Standard 2015 Condensing Water Heater > 55 GAL - EF 0.74New | Thurston CountyMultifamilyWater Heat GT 55 GalNew | Thurston County | Multifamily | Water Heat GT 55 Gal | 2 | Federal Standard 2015 Condensing Water Heater > 55 GAL - EF 0.74 | New | 100% | 100% | 100% | 100% | 100% | 100% | 100% | 100% | 100% | 100% | 100% | 100% | 100% | 100% | 100% | 100% | 100% | 100% | 100% | 100% | 100% | 100% | 100% | 100% | 100% | 100% | 100% | 100%
Thurston CountyMultifamily - Highly Impacted | Thurston CountyMultifamily - Highly ImpactedWater Heat GT 55 Gal | Thurston CountyMultifamily - Highly ImpactedWater Heat GT 55 Gal2 | Thurston CountyMultifamily - Highly ImpactedWater Heat GT 55 Gal2Existing | Thurston CountyMultifamily - Highly ImpactedWater Heat GT 55 GalFederal Standard 2015 Condensing Water Heater > 55 GAL - EF 0.74Existing | Thurston CountyMultifamily - Highly ImpactedWater Heat GT 55 GalExisting | Thurston County | Multifamily - Highly Impacted | Water Heat GT 55 Gal | 2 | Federal Standard 2015 Condensing Water Heater > 55 GAL - EF 0.74 | Existing | 100% | 100% | 100% | 100% | 100% | 100% | 100% | 100% | 100% | 100% | 100% | 100% | 100% | 100% | 100% | 100% | 100% | 100% | 100% | 100% | 100% | 100% | 100% | 100% | 100% | 100% | 100% | 100%
Thurston CountyMultifamily - Highly Impacted | Thurston CountyMultifamily - Highly ImpactedWater Heat GT 55 Gal | Thurston CountyMultifamily - Highly ImpactedWater Heat GT 55 Gal2 | Thurston CountyMultifamily - Highly ImpactedWater Heat GT 55 Gal2New | Thurston CountyMultifamily - Highly ImpactedWater Heat GT 55 GalFederal Standard 2015 Condensing Water Heater > 55 GAL - EF 0.74New | Thurston CountyMultifamily - Highly ImpactedWater Heat GT 55 GalNew | Thurston County | Multifamily - Highly Impacted | Water Heat GT 55 Gal | 2 | Federal Standard 2015 Condensing Water Heater > 55 GAL - EF 0.74 | New | 100% | 100% | 100% | 100% | 100% | 100% | 100% | 100% | 100% | 100% | 100% | 100% | 100% | 100% | 100% | 100% | 100% | 100% | 100% | 100% | 100% | 100% | 100% | 100% | 100% | 100% | 100% | 100%
Thurston CountyManufactured | Thurston CountyManufacturedWater Heat GT 55 Gal | Thurston CountyManufacturedWater Heat GT 55 Gal2 | Thurston CountyManufacturedWater Heat GT 55 Gal2Existing | Thurston CountyManufacturedWater Heat GT 55 GalFederal Standard 2015 Condensing Water Heater > 55 GAL - EF 0.74Existing | Thurston CountyManufacturedWater Heat GT 55 GalExisting | Thurston County | Manufactured | Water Heat GT 55 Gal | 2 | Federal Standard 2015 Condensing Water Heater > 55 GAL - EF 0.74 | Existing | 100% | 100% | 100% | 100% | 100% | 100% | 100% | 100% | 100% | 100% | 100% | 100% | 100% | 100% | 100% | 100% | 100% | 100% | 100% | 100% | 100% | 100% | 100% | 100% | 100% | 100% | 100% | 100%
Thurston CountyManufactured | Thurston CountyManufacturedWater Heat GT 55 Gal | Thurston CountyManufacturedWater Heat GT 55 Gal2 | Thurston CountyManufacturedWater Heat GT 55 Gal2New | Thurston CountyManufacturedWater Heat GT 55 GalFederal Standard 2015 Condensing Water Heater > 55 GAL - EF 0.74New | Thurston CountyManufacturedWater Heat GT 55 GalNew | Thurston County | Manufactured | Water Heat GT 55 Gal | 2 | Federal Standard 2015 Condensing Water Heater > 55 GAL - EF 0.74 | New | 100% | 100% | 100% | 100% | 100% | 100% | 100% | 100% | 100% | 100% | 100% | 100% | 100% | 100% | 100% | 100% | 100% | 100% | 100% | 100% | 100% | 100% | 100% | 100% | 100% | 100% | 100% | 100%
Thurston CountyManufactured - Highly Impacted | Thurston CountyManufactured - Highly ImpactedWater Heat GT 55 Gal | Thurston CountyManufactured - Highly ImpactedWater Heat GT 55 Gal2 | Thurston CountyManufactured - Highly ImpactedWater Heat GT 55 Gal2Existing | Thurston CountyManufactured - Highly ImpactedWater Heat GT 55 GalFederal Standard 2015 Condensing Water Heater > 55 GAL - EF 0.74Existing | Thurston CountyManufactured - Highly ImpactedWater Heat GT 55 GalExisting | Thurston County | Manufactured - Highly Impacted | Water Heat GT 55 Gal | 2 | Federal Standard 2015 Condensing Water Heater > 55 GAL - EF 0.74 | Existing | 100% | 100% | 100% | 100% | 100% | 100% | 100% | 100% | 100% | 100% | 100% | 100% | 100% | 100% | 100% | 100% | 100% | 100% | 100% | 100% | 100% | 100% | 100% | 100% | 100% | 100% | 100% | 100%
Thurston CountyManufactured - Highly Impacted | Thurston CountyManufactured - Highly ImpactedWater Heat GT 55 Gal | Thurston CountyManufactured - Highly ImpactedWater Heat GT 55 Gal2 | Thurston CountyManufactured - Highly ImpactedWater Heat GT 55 Gal2New | Thurston CountyManufactured - Highly ImpactedWater Heat GT 55 GalFederal Standard 2015 Condensing Water Heater > 55 GAL - EF 0.74New | Thurston CountyManufactured - Highly ImpactedWater Heat GT 55 GalNew | Thurston County | Manufactured - Highly Impacted | Water Heat GT 55 Gal | 2 | Federal Standard 2015 Condensing Water Heater > 55 GAL - EF 0.74 | New | 100% | 100% | 100% | 100% | 100% | 100% | 100% | 100% | 100% | 100% | 100% | 100% | 100% | 100% | 100% | 100% | 100% | 100% | 100% | 100% | 100% | 100% | 100% | 100% | 100% | 100% | 100% | 100%
Thurston CountySingle Family | Thurston CountySingle FamilyWater Heat GT 55 Gal | Thurston CountySingle FamilyWater Heat GT 55 Gal3 | Thurston CountySingle FamilyWater Heat GT 55 Gal3Existing | Thurston CountySingle FamilyWater Heat GT 55 GalMarket Standard Water Heater > 55 GALExisting | Thurston CountySingle FamilyWater Heat GT 55 GalExisting | Thurston County | Single Family | Water Heat GT 55 Gal | 3 | Market Standard Water Heater > 55 GAL | Existing | bar: 2023 to 2050
Thurston CountySingle Family | Thurston CountySingle FamilyWater Heat GT 55 Gal | Thurston CountySingle FamilyWater Heat GT 55 Gal3 | Thurston CountySingle FamilyWater Heat GT 55 Gal3New | Thurston CountySingle FamilyWater Heat GT 55 GalMarket Standard Water Heater > 55 GALNew | Thurston CountySingle FamilyWater Heat GT 55 GalNew | Thurston County | Single Family | Water Heat GT 55 Gal | 3 | Market Standard Water Heater > 55 GAL | New | bar: 2023 to 2050
Thurston CountySingle Family - Highly Impacted | Thurston CountySingle Family - Highly ImpactedWater Heat GT 55 Gal | Thurston CountySingle Family - Highly ImpactedWater Heat GT 55 Gal3 | Thurston CountySingle Family - Highly ImpactedWater Heat GT 55 Gal3Existing | Thurston CountySingle Family - Highly ImpactedWater Heat GT 55 GalMarket Standard Water Heater > 55 GALExisting | Thurston CountySingle Family - Highly ImpactedWater Heat GT 55 GalExisting | Thurston County | Single Family - Highly Impacted | Water Heat GT 55 Gal | 3 | Market Standard Water Heater > 55 GAL | Existing | bar: 2023 to 2050
Thurston CountySingle Family - Highly Impacted | Thurston CountySingle Family - Highly ImpactedWater Heat GT 55 Gal | Thurston CountySingle Family - Highly ImpactedWater Heat GT 55 Gal3 | Thurston CountySingle Family - Highly ImpactedWater Heat GT 55 Gal3New | Thurston CountySingle Family - Highly ImpactedWater Heat GT 55 GalMarket Standard Water Heater > 55 GALNew | Thurston CountySingle Family - Highly ImpactedWater Heat GT 55 GalNew | Thurston County | Single Family - Highly Impacted | Water Heat GT 55 Gal | 3 | Market Standard Water Heater > 55 GAL | New | bar: 2023 to 2050
Thurston CountyMultifamily | Thurston CountyMultifamilyWater Heat GT 55 Gal | Thurston CountyMultifamilyWater Heat GT 55 Gal3 | Thurston CountyMultifamilyWater Heat GT 55 Gal3Existing | Thurston CountyMultifamilyWater Heat GT 55 GalMarket Standard Water Heater > 55 GALExisting | Thurston CountyMultifamilyWater Heat GT 55 GalExisting | Thurston County | Multifamily | Water Heat GT 55 Gal | 3 | Market Standard Water Heater > 55 GAL | Existing | bar: 2023 to 2050
Thurston CountyMultifamily | Thurston CountyMultifamilyWater Heat GT 55 Gal | Thurston CountyMultifamilyWater Heat GT 55 Gal3 | Thurston CountyMultifamilyWater Heat GT 55 Gal3New | Thurston CountyMultifamilyWater Heat GT 55 GalMarket Standard Water Heater > 55 GALNew | Thurston CountyMultifamilyWater Heat GT 55 GalNew | Thurston County | Multifamily | Water Heat GT 55 Gal | 3 | Market Standard Water Heater > 55 GAL | New | bar: 2023 to 2050
Thurston CountyMultifamily - Highly Impacted | Thurston CountyMultifamily - Highly ImpactedWater Heat GT 55 Gal | Thurston CountyMultifamily - Highly ImpactedWater Heat GT 55 Gal3 | Thurston CountyMultifamily - Highly ImpactedWater Heat GT 55 Gal3Existing | Thurston CountyMultifamily - Highly ImpactedWater Heat GT 55 GalMarket Standard Water Heater > 55 GALExisting | Thurston CountyMultifamily - Highly ImpactedWater Heat GT 55 GalExisting | Thurston County | Multifamily - Highly Impacted | Water Heat GT 55 Gal | 3 | Market Standard Water Heater > 55 GAL | Existing | bar: 2023 to 2050
Thurston CountyMultifamily - Highly Impacted | Thurston CountyMultifamily - Highly ImpactedWater Heat GT 55 Gal | Thurston CountyMultifamily - Highly ImpactedWater Heat GT 55 Gal3 | Thurston CountyMultifamily - Highly ImpactedWater Heat GT 55 Gal3New | Thurston CountyMultifamily - Highly ImpactedWater Heat GT 55 GalMarket Standard Water Heater > 55 GALNew | Thurston CountyMultifamily - Highly ImpactedWater Heat GT 55 GalNew | Thurston County | Multifamily - Highly Impacted | Water Heat GT 55 Gal | 3 | Market Standard Water Heater > 55 GAL | New | bar: 2023 to 2050
Thurston CountyManufactured | Thurston CountyManufacturedWater Heat GT 55 Gal | Thurston CountyManufacturedWater Heat GT 55 Gal3 | Thurston CountyManufacturedWater Heat GT 55 Gal3Existing | Thurston CountyManufacturedWater Heat GT 55 GalMarket Standard Water Heater > 55 GALExisting | Thurston CountyManufacturedWater Heat GT 55 GalExisting | Thurston County | Manufactured | Water Heat GT 55 Gal | 3 | Market Standard Water Heater > 55 GAL | Existing | bar: 2023 to 2050
Thurston CountyManufactured | Thurston CountyManufacturedWater Heat GT 55 Gal | Thurston CountyManufacturedWater Heat GT 55 Gal3 | Thurston CountyManufacturedWater Heat GT 55 Gal3New | Thurston CountyManufacturedWater Heat GT 55 GalMarket Standard Water Heater > 55 GALNew | Thurston CountyManufacturedWater Heat GT 55 GalNew | Thurston County | Manufactured | Water Heat GT 55 Gal | 3 | Market Standard Water Heater > 55 GAL | New | bar: 2023 to 2050
Thurston CountyManufactured - Highly Impacted | Thurston CountyManufactured - Highly ImpactedWater Heat GT 55 Gal | Thurston CountyManufactured - Highly ImpactedWater Heat GT 55 Gal3 | Thurston CountyManufactured - Highly ImpactedWater Heat GT 55 Gal3Existing | Thurston CountyManufactured - Highly ImpactedWater Heat GT 55 GalMarket Standard Water Heater > 55 GALExisting | Thurston CountyManufactured - Highly ImpactedWater Heat GT 55 GalExisting | Thurston County | Manufactured - Highly Impacted | Water Heat GT 55 Gal | 3 | Market Standard Water Heater > 55 GAL | Existing | bar: 2023 to 2050
Thurston CountyManufactured - Highly Impacted | Thurston CountyManufactured - Highly ImpactedWater Heat GT 55 Gal | Thurston CountyManufactured - Highly ImpactedWater Heat GT 55 Gal3 | Thurston CountyManufactured - Highly ImpactedWater Heat GT 55 Gal3New | Thurston CountyManufactured - Highly ImpactedWater Heat GT 55 GalMarket Standard Water Heater > 55 GALNew | Thurston CountyManufactured - Highly ImpactedWater Heat GT 55 GalNew | Thurston County | Manufactured - Highly Impacted | Water Heat GT 55 Gal | 3 | Market Standard Water Heater > 55 GAL | New | bar: 2023 to 2050
Thurston CountySingle Family | Thurston CountySingle FamilyWater Heat GT 55 Gal | Thurston CountySingle FamilyWater Heat GT 55 Gal4 | Thurston CountySingle FamilyWater Heat GT 55 Gal4Existing | Thurston CountySingle FamilyWater Heat GT 55 GalENERGY STAR Condensing Water Heater > 55 GAL - EF 0.77Existing | Thurston CountySingle FamilyWater Heat GT 55 GalExisting | Thurston County | Single Family | Water Heat GT 55 Gal | 4 | ENERGY STAR Condensing Water Heater > 55 GAL - EF 0.77 | Existing | bar: 2023 to 2050
Thurston CountySingle Family | Thurston CountySingle FamilyWater Heat GT 55 Gal | Thurston CountySingle FamilyWater Heat GT 55 Gal4 | Thurston CountySingle FamilyWater Heat GT 55 Gal4New | Thurston CountySingle FamilyWater Heat GT 55 GalENERGY STAR Condensing Water Heater > 55 GAL - EF 0.77New | Thurston CountySingle FamilyWater Heat GT 55 GalNew | Thurston County | Single Family | Water Heat GT 55 Gal | 4 | ENERGY STAR Condensing Water Heater > 55 GAL - EF 0.77 | New | bar: 2023 to 2050
Thurston CountySingle Family - Highly Impacted | Thurston CountySingle Family - Highly ImpactedWater Heat GT 55 Gal | Thurston CountySingle Family - Highly ImpactedWater Heat GT 55 Gal4 | Thurston CountySingle Family - Highly ImpactedWater Heat GT 55 Gal4Existing | Thurston CountySingle Family - Highly ImpactedWater Heat GT 55 GalENERGY STAR Condensing Water Heater > 55 GAL - EF 0.77Existing | Thurston CountySingle Family - Highly ImpactedWater Heat GT 55 GalExisting | Thurston County | Single Family - Highly Impacted | Water Heat GT 55 Gal | 4 | ENERGY STAR Condensing Water Heater > 55 GAL - EF 0.77 | Existing | bar: 2023 to 2050
Thurston CountySingle Family - Highly Impacted | Thurston CountySingle Family - Highly ImpactedWater Heat GT 55 Gal | Thurston CountySingle Family - Highly ImpactedWater Heat GT 55 Gal4 | Thurston CountySingle Family - Highly ImpactedWater Heat GT 55 Gal4New | Thurston CountySingle Family - Highly ImpactedWater Heat GT 55 GalENERGY STAR Condensing Water Heater > 55 GAL - EF 0.77New | Thurston CountySingle Family - Highly ImpactedWater Heat GT 55 GalNew | Thurston County | Single Family - Highly Impacted | Water Heat GT 55 Gal | 4 | ENERGY STAR Condensing Water Heater > 55 GAL - EF 0.77 | New | bar: 2023 to 2050
Thurston CountyMultifamily | Thurston CountyMultifamilyWater Heat GT 55 Gal | Thurston CountyMultifamilyWater Heat GT 55 Gal4 | Thurston CountyMultifamilyWater Heat GT 55 Gal4Existing | Thurston CountyMultifamilyWater Heat GT 55 GalENERGY STAR Condensing Water Heater > 55 GAL - EF 0.77Existing | Thurston CountyMultifamilyWater Heat GT 55 GalExisting | Thurston County | Multifamily | Water Heat GT 55 Gal | 4 | ENERGY STAR Condensing Water Heater > 55 GAL - EF 0.77 | Existing | bar: 2023 to 2050
Thurston CountyMultifamily | Thurston CountyMultifamilyWater Heat GT 55 Gal | Thurston CountyMultifamilyWater Heat GT 55 Gal4 | Thurston CountyMultifamilyWater Heat GT 55 Gal4New | Thurston CountyMultifamilyWater Heat GT 55 GalENERGY STAR Condensing Water Heater > 55 GAL - EF 0.77New | Thurston CountyMultifamilyWater Heat GT 55 GalNew | Thurston County | Multifamily | Water Heat GT 55 Gal | 4 | ENERGY STAR Condensing Water Heater > 55 GAL - EF 0.77 | New | bar: 2023 to 2050
Thurston CountyMultifamily - Highly Impacted | Thurston CountyMultifamily - Highly ImpactedWater Heat GT 55 Gal | Thurston CountyMultifamily - Highly ImpactedWater Heat GT 55 Gal4 | Thurston CountyMultifamily - Highly ImpactedWater Heat GT 55 Gal4Existing | Thurston CountyMultifamily - Highly ImpactedWater Heat GT 55 GalENERGY STAR Condensing Water Heater > 55 GAL - EF 0.77Existing | Thurston CountyMultifamily - Highly ImpactedWater Heat GT 55 GalExisting | Thurston County | Multifamily - Highly Impacted | Water Heat GT 55 Gal | 4 | ENERGY STAR Condensing Water Heater > 55 GAL - EF 0.77 | Existing | bar: 2023 to 2050
Thurston CountyMultifamily - Highly Impacted | Thurston CountyMultifamily - Highly ImpactedWater Heat GT 55 Gal | Thurston CountyMultifamily - Highly ImpactedWater Heat GT 55 Gal4 | Thurston CountyMultifamily - Highly ImpactedWater Heat GT 55 Gal4New | Thurston CountyMultifamily - Highly ImpactedWater Heat GT 55 GalENERGY STAR Condensing Water Heater > 55 GAL - EF 0.77New | Thurston CountyMultifamily - Highly ImpactedWater Heat GT 55 GalNew | Thurston County | Multifamily - Highly Impacted | Water Heat GT 55 Gal | 4 | ENERGY STAR Condensing Water Heater > 55 GAL - EF 0.77 | New | bar: 2023 to 2050
Thurston CountyManufactured | Thurston CountyManufacturedWater Heat GT 55 Gal | Thurston CountyManufacturedWater Heat GT 55 Gal4 | Thurston CountyManufacturedWater Heat GT 55 Gal4Existing | Thurston CountyManufacturedWater Heat GT 55 GalENERGY STAR Condensing Water Heater > 55 GAL - EF 0.77Existing | Thurston CountyManufacturedWater Heat GT 55 GalExisting | Thurston County | Manufactured | Water Heat GT 55 Gal | 4 | ENERGY STAR Condensing Water Heater > 55 GAL - EF 0.77 | Existing | bar: 2023 to 2050
Thurston CountyManufactured | Thurston CountyManufacturedWater Heat GT 55 Gal | Thurston CountyManufacturedWater Heat GT 55 Gal4 | Thurston CountyManufacturedWater Heat GT 55 Gal4New | Thurston CountyManufacturedWater Heat GT 55 GalENERGY STAR Condensing Water Heater > 55 GAL - EF 0.77New | Thurston CountyManufacturedWater Heat GT 55 GalNew | Thurston County | Manufactured | Water Heat GT 55 Gal | 4 | ENERGY STAR Condensing Water Heater > 55 GAL - EF 0.77 | New | bar: 2023 to 2050
Thurston CountyManufactured - Highly Impacted | Thurston CountyManufactured - Highly ImpactedWater Heat GT 55 Gal | Thurston CountyManufactured - Highly ImpactedWater Heat GT 55 Gal4 | Thurston CountyManufactured - Highly ImpactedWater Heat GT 55 Gal4Existing | Thurston CountyManufactured - Highly ImpactedWater Heat GT 55 GalENERGY STAR Condensing Water Heater > 55 GAL - EF 0.77Existing | Thurston CountyManufactured - Highly ImpactedWater Heat GT 55 GalExisting | Thurston County | Manufactured - Highly Impacted | Water Heat GT 55 Gal | 4 | ENERGY STAR Condensing Water Heater > 55 GAL - EF 0.77 | Existing | bar: 2023 to 2050
Thurston CountyManufactured - Highly Impacted | Thurston CountyManufactured - Highly ImpactedWater Heat GT 55 Gal | Thurston CountyManufactured - Highly ImpactedWater Heat GT 55 Gal4 | Thurston CountyManufactured - Highly ImpactedWater Heat GT 55 Gal4New | Thurston CountyManufactured - Highly ImpactedWater Heat GT 55 GalENERGY STAR Condensing Water Heater > 55 GAL - EF 0.77New | Thurston CountyManufactured - Highly ImpactedWater Heat GT 55 GalNew | Thurston County | Manufactured - Highly Impacted | Water Heat GT 55 Gal | 4 | ENERGY STAR Condensing Water Heater > 55 GAL - EF 0.77 | New | bar: 2023 to 2050
Thurston CountySingle Family | Thurston CountySingle FamilyWater Heat GT 55 Gal | Thurston CountySingle FamilyWater Heat GT 55 Gal5 | Thurston CountySingle FamilyWater Heat GT 55 Gal5Existing | Thurston CountySingle FamilyWater Heat GT 55 GalCondensing Water Heater > 55 GAL - EF 0.85Existing | Thurston CountySingle FamilyWater Heat GT 55 GalExisting | Thurston County | Single Family | Water Heat GT 55 Gal | 5 | Condensing Water Heater > 55 GAL - EF 0.85 | Existing | bar: 2023 to 2050
Thurston CountySingle Family | Thurston CountySingle FamilyWater Heat GT 55 Gal | Thurston CountySingle FamilyWater Heat GT 55 Gal5 | Thurston CountySingle FamilyWater Heat GT 55 Gal5New | Thurston CountySingle FamilyWater Heat GT 55 GalCondensing Water Heater > 55 GAL - EF 0.85New | Thurston CountySingle FamilyWater Heat GT 55 GalNew | Thurston County | Single Family | Water Heat GT 55 Gal | 5 | Condensing Water Heater > 55 GAL - EF 0.85 | New | bar: 2023 to 2050
Thurston CountySingle Family - Highly Impacted | Thurston CountySingle Family - Highly ImpactedWater Heat GT 55 Gal | Thurston CountySingle Family - Highly ImpactedWater Heat GT 55 Gal5 | Thurston CountySingle Family - Highly ImpactedWater Heat GT 55 Gal5Existing | Thurston CountySingle Family - Highly ImpactedWater Heat GT 55 GalCondensing Water Heater > 55 GAL - EF 0.85Existing | Thurston CountySingle Family - Highly ImpactedWater Heat GT 55 GalExisting | Thurston County | Single Family - Highly Impacted | Water Heat GT 55 Gal | 5 | Condensing Water Heater > 55 GAL - EF 0.85 | Existing | bar: 2023 to 2050
Thurston CountySingle Family - Highly Impacted | Thurston CountySingle Family - Highly ImpactedWater Heat GT 55 Gal | Thurston CountySingle Family - Highly ImpactedWater Heat GT 55 Gal5 | Thurston CountySingle Family - Highly ImpactedWater Heat GT 55 Gal5New | Thurston CountySingle Family - Highly ImpactedWater Heat GT 55 GalCondensing Water Heater > 55 GAL - EF 0.85New | Thurston CountySingle Family - Highly ImpactedWater Heat GT 55 GalNew | Thurston County | Single Family - Highly Impacted | Water Heat GT 55 Gal | 5 | Condensing Water Heater > 55 GAL - EF 0.85 | New | bar: 2023 to 2050
Thurston CountyMultifamily | Thurston CountyMultifamilyWater Heat GT 55 Gal | Thurston CountyMultifamilyWater Heat GT 55 Gal5 | Thurston CountyMultifamilyWater Heat GT 55 Gal5Existing | Thurston CountyMultifamilyWater Heat GT 55 GalCondensing Water Heater > 55 GAL - EF 0.85Existing | Thurston CountyMultifamilyWater Heat GT 55 GalExisting | Thurston County | Multifamily | Water Heat GT 55 Gal | 5 | Condensing Water Heater > 55 GAL - EF 0.85 | Existing | bar: 2023 to 2050
Thurston CountyMultifamily | Thurston CountyMultifamilyWater Heat GT 55 Gal | Thurston CountyMultifamilyWater Heat GT 55 Gal5 | Thurston CountyMultifamilyWater Heat GT 55 Gal5New | Thurston CountyMultifamilyWater Heat GT 55 GalCondensing Water Heater > 55 GAL - EF 0.85New | Thurston CountyMultifamilyWater Heat GT 55 GalNew | Thurston County | Multifamily | Water Heat GT 55 Gal | 5 | Condensing Water Heater > 55 GAL - EF 0.85 | New | bar: 2023 to 2050
Thurston CountyMultifamily - Highly Impacted | Thurston CountyMultifamily - Highly ImpactedWater Heat GT 55 Gal | Thurston CountyMultifamily - Highly ImpactedWater Heat GT 55 Gal5 | Thurston CountyMultifamily - Highly ImpactedWater Heat GT 55 Gal5Existing | Thurston CountyMultifamily - Highly ImpactedWater Heat GT 55 GalCondensing Water Heater > 55 GAL - EF 0.85Existing | Thurston CountyMultifamily - Highly ImpactedWater Heat GT 55 GalExisting | Thurston County | Multifamily - Highly Impacted | Water Heat GT 55 Gal | 5 | Condensing Water Heater > 55 GAL - EF 0.85 | Existing | bar: 2023 to 2050
Thurston CountyMultifamily - Highly Impacted | Thurston CountyMultifamily - Highly ImpactedWater Heat GT 55 Gal | Thurston CountyMultifamily - Highly ImpactedWater Heat GT 55 Gal5 | Thurston CountyMultifamily - Highly ImpactedWater Heat GT 55 Gal5New | Thurston CountyMultifamily - Highly ImpactedWater Heat GT 55 GalCondensing Water Heater > 55 GAL - EF 0.85New | Thurston CountyMultifamily - Highly ImpactedWater Heat GT 55 GalNew | Thurston County | Multifamily - Highly Impacted | Water Heat GT 55 Gal | 5 | Condensing Water Heater > 55 GAL - EF 0.85 | New | bar: 2023 to 2050
Thurston CountyManufactured | Thurston CountyManufacturedWater Heat GT 55 Gal | Thurston CountyManufacturedWater Heat GT 55 Gal5 | Thurston CountyManufacturedWater Heat GT 55 Gal5Existing | Thurston CountyManufacturedWater Heat GT 55 GalCondensing Water Heater > 55 GAL - EF 0.85Existing | Thurston CountyManufacturedWater Heat GT 55 GalExisting | Thurston County | Manufactured | Water Heat GT 55 Gal | 5 | Condensing Water Heater > 55 GAL - EF 0.85 | Existing | bar: 2023 to 2050
Thurston CountyManufactured | Thurston CountyManufacturedWater Heat GT 55 Gal | Thurston CountyManufacturedWater Heat GT 55 Gal5 | Thurston CountyManufacturedWater Heat GT 55 Gal5New | Thurston CountyManufacturedWater Heat GT 55 GalCondensing Water Heater > 55 GAL - EF 0.85New | Thurston CountyManufacturedWater Heat GT 55 GalNew | Thurston County | Manufactured | Water Heat GT 55 Gal | 5 | Condensing Water Heater > 55 GAL - EF 0.85 | New | bar: 2023 to 2050
Thurston CountyManufactured - Highly Impacted | Thurston CountyManufactured - Highly ImpactedWater Heat GT 55 Gal | Thurston CountyManufactured - Highly ImpactedWater Heat GT 55 Gal5 | Thurston CountyManufactured - Highly ImpactedWater Heat GT 55 Gal5Existing | Thurston CountyManufactured - Highly ImpactedWater Heat GT 55 GalCondensing Water Heater > 55 GAL - EF 0.85Existing | Thurston CountyManufactured - Highly ImpactedWater Heat GT 55 GalExisting | Thurston County | Manufactured - Highly Impacted | Water Heat GT 55 Gal | 5 | Condensing Water Heater > 55 GAL - EF 0.85 | Existing | bar: 2023 to 2050
Thurston CountyManufactured - Highly Impacted | Thurston CountyManufactured - Highly ImpactedWater Heat GT 55 Gal | Thurston CountyManufactured - Highly ImpactedWater Heat GT 55 Gal5 | Thurston CountyManufactured - Highly ImpactedWater Heat GT 55 Gal5New | Thurston CountyManufactured - Highly ImpactedWater Heat GT 55 GalCondensing Water Heater > 55 GAL - EF 0.85New | Thurston CountyManufactured - Highly ImpactedWater Heat GT 55 GalNew | Thurston County | Manufactured - Highly Impacted | Water Heat GT 55 Gal | 5 | Condensing Water Heater > 55 GAL - EF 0.85 | New | bar: 2023 to 2050
Thurston CountySingle Family | Thurston CountySingle FamilyWater Heat GT 55 Gal | Thurston CountySingle FamilyWater Heat GT 55 Gal6 | Thurston CountySingle FamilyWater Heat GT 55 Gal6Existing | Thurston CountySingle FamilyWater Heat GT 55 GalENERGY STAR Tankless Water Heater > 55 GAL - EF 0.90Existing | Thurston CountySingle FamilyWater Heat GT 55 GalExisting | Thurston County | Single Family | Water Heat GT 55 Gal | 6 | ENERGY STAR Tankless Water Heater > 55 GAL - EF 0.90 | Existing | bar: 2023 to 2050
Thurston CountySingle Family | Thurston CountySingle FamilyWater Heat GT 55 Gal | Thurston CountySingle FamilyWater Heat GT 55 Gal6 | Thurston CountySingle FamilyWater Heat GT 55 Gal6New | Thurston CountySingle FamilyWater Heat GT 55 GalENERGY STAR Tankless Water Heater > 55 GAL - EF 0.90New | Thurston CountySingle FamilyWater Heat GT 55 GalNew | Thurston County | Single Family | Water Heat GT 55 Gal | 6 | ENERGY STAR Tankless Water Heater > 55 GAL - EF 0.90 | New | bar: 2023 to 2050
Thurston CountySingle Family - Highly Impacted | Thurston CountySingle Family - Highly ImpactedWater Heat GT 55 Gal | Thurston CountySingle Family - Highly ImpactedWater Heat GT 55 Gal6 | Thurston CountySingle Family - Highly ImpactedWater Heat GT 55 Gal6Existing | Thurston CountySingle Family - Highly ImpactedWater Heat GT 55 GalENERGY STAR Tankless Water Heater > 55 GAL - EF 0.90Existing | Thurston CountySingle Family - Highly ImpactedWater Heat GT 55 GalExisting | Thurston County | Single Family - Highly Impacted | Water Heat GT 55 Gal | 6 | ENERGY STAR Tankless Water Heater > 55 GAL - EF 0.90 | Existing | bar: 2023 to 2050
Thurston CountySingle Family - Highly Impacted | Thurston CountySingle Family - Highly ImpactedWater Heat GT 55 Gal | Thurston CountySingle Family - Highly ImpactedWater Heat GT 55 Gal6 | Thurston CountySingle Family - Highly ImpactedWater Heat GT 55 Gal6New | Thurston CountySingle Family - Highly ImpactedWater Heat GT 55 GalENERGY STAR Tankless Water Heater > 55 GAL - EF 0.90New | Thurston CountySingle Family - Highly ImpactedWater Heat GT 55 GalNew | Thurston County | Single Family - Highly Impacted | Water Heat GT 55 Gal | 6 | ENERGY STAR Tankless Water Heater > 55 GAL - EF 0.90 | New | bar: 2023 to 2050
Thurston CountyMultifamily | Thurston CountyMultifamilyWater Heat GT 55 Gal | Thurston CountyMultifamilyWater Heat GT 55 Gal6 | Thurston CountyMultifamilyWater Heat GT 55 Gal6Existing | Thurston CountyMultifamilyWater Heat GT 55 GalENERGY STAR Tankless Water Heater > 55 GAL - EF 0.90Existing | Thurston CountyMultifamilyWater Heat GT 55 GalExisting | Thurston County | Multifamily | Water Heat GT 55 Gal | 6 | ENERGY STAR Tankless Water Heater > 55 GAL - EF 0.90 | Existing | bar: 2023 to 2050
Thurston CountyMultifamily | Thurston CountyMultifamilyWater Heat GT 55 Gal | Thurston CountyMultifamilyWater Heat GT 55 Gal6 | Thurston CountyMultifamilyWater Heat GT 55 Gal6New | Thurston CountyMultifamilyWater Heat GT 55 GalENERGY STAR Tankless Water Heater > 55 GAL - EF 0.90New | Thurston CountyMultifamilyWater Heat GT 55 GalNew | Thurston County | Multifamily | Water Heat GT 55 Gal | 6 | ENERGY STAR Tankless Water Heater > 55 GAL - EF 0.90 | New | bar: 2023 to 2050
Thurston CountyMultifamily - Highly Impacted | Thurston CountyMultifamily - Highly ImpactedWater Heat GT 55 Gal | Thurston CountyMultifamily - Highly ImpactedWater Heat GT 55 Gal6 | Thurston CountyMultifamily - Highly ImpactedWater Heat GT 55 Gal6Existing | Thurston CountyMultifamily - Highly ImpactedWater Heat GT 55 GalENERGY STAR Tankless Water Heater > 55 GAL - EF 0.90Existing | Thurston CountyMultifamily - Highly ImpactedWater Heat GT 55 GalExisting | Thurston County | Multifamily - Highly Impacted | Water Heat GT 55 Gal | 6 | ENERGY STAR Tankless Water Heater > 55 GAL - EF 0.90 | Existing | bar: 2023 to 2050
Thurston CountyMultifamily - Highly Impacted | Thurston CountyMultifamily - Highly ImpactedWater Heat GT 55 Gal | Thurston CountyMultifamily - Highly ImpactedWater Heat GT 55 Gal6 | Thurston CountyMultifamily - Highly ImpactedWater Heat GT 55 Gal6New | Thurston CountyMultifamily - Highly ImpactedWater Heat GT 55 GalENERGY STAR Tankless Water Heater > 55 GAL - EF 0.90New | Thurston CountyMultifamily - Highly ImpactedWater Heat GT 55 GalNew | Thurston County | Multifamily - Highly Impacted | Water Heat GT 55 Gal | 6 | ENERGY STAR Tankless Water Heater > 55 GAL - EF 0.90 | New | bar: 2023 to 2050
Thurston CountyManufactured | Thurston CountyManufacturedWater Heat GT 55 Gal | Thurston CountyManufacturedWater Heat GT 55 Gal6 | Thurston CountyManufacturedWater Heat GT 55 Gal6Existing | Thurston CountyManufacturedWater Heat GT 55 GalENERGY STAR Tankless Water Heater > 55 GAL - EF 0.90Existing | Thurston CountyManufacturedWater Heat GT 55 GalExisting | Thurston County | Manufactured | Water Heat GT 55 Gal | 6 | ENERGY STAR Tankless Water Heater > 55 GAL - EF 0.90 | Existing | bar: 2023 to 2050
Thurston CountyManufactured | Thurston CountyManufacturedWater Heat GT 55 Gal | Thurston CountyManufacturedWater Heat GT 55 Gal6 | Thurston CountyManufacturedWater Heat GT 55 Gal6New | Thurston CountyManufacturedWater Heat GT 55 GalENERGY STAR Tankless Water Heater > 55 GAL - EF 0.90New | Thurston CountyManufacturedWater Heat GT 55 GalNew | Thurston County | Manufactured | Water Heat GT 55 Gal | 6 | ENERGY STAR Tankless Water Heater > 55 GAL - EF 0.90 | New | bar: 2023 to 2050
Thurston CountyManufactured - Highly Impacted | Thurston CountyManufactured - Highly ImpactedWater Heat GT 55 Gal | Thurston CountyManufactured - Highly ImpactedWater Heat GT 55 Gal6 | Thurston CountyManufactured - Highly ImpactedWater Heat GT 55 Gal6Existing | Thurston CountyManufactured - Highly ImpactedWater Heat GT 55 GalENERGY STAR Tankless Water Heater > 55 GAL - EF 0.90Existing | Thurston CountyManufactured - Highly ImpactedWater Heat GT 55 GalExisting | Thurston County | Manufactured - Highly Impacted | Water Heat GT 55 Gal | 6 | ENERGY STAR Tankless Water Heater > 55 GAL - EF 0.90 | Existing | bar: 2023 to 2050
Thurston CountyManufactured - Highly Impacted | Thurston CountyManufactured - Highly ImpactedWater Heat GT 55 Gal | Thurston CountyManufactured - Highly ImpactedWater Heat GT 55 Gal6 | Thurston CountyManufactured - Highly ImpactedWater Heat GT 55 Gal6New | Thurston CountyManufactured - Highly ImpactedWater Heat GT 55 GalENERGY STAR Tankless Water Heater > 55 GAL - EF 0.90New | Thurston CountyManufactured - Highly ImpactedWater Heat GT 55 GalNew | Thurston County | Manufactured - Highly Impacted | Water Heat GT 55 Gal | 6 | ENERGY STAR Tankless Water Heater > 55 GAL - EF 0.90 | New | bar: 2023 to 2050

## Equipment Measure Inputs
[8 empty] | Measure Name | Measure Description | Base Equipment | per Home | Measure EUL (Years) | Measure EUL Source | Primary Fuel Baseline Consumption | Primary Fuel Measure Consumption | Primary Fuel Baseline Source | Primary Fuel Measure Source | 0 | 0 | NA | NA | Baseline Equipment Cost | Baseline Labor Cost | 0 | Measure Equipment Cost | Measure Labor Cost | Incremental Annual O&M Cost | 0 | Measure Equipment Cost Source | Measure Labor Cost Source | Measure O&M Cost Source | Annual Water Benefits ($) | Other Benefits ($) | Type of Other Benefit | Other Benefits Source | Technical Feasibility | Technical Feasibility Source | System | System
RegionSegmentEndUseEfficiencyVintage | RegionSegmentEndUseVintage | Region | Segment | End Use | Efficiency Level | Efficiency Description | Construction Vintage | Measure Name | Measure Description | Base Equipment | Unit Definition | Effective Useful Life | Effective Useful Life Source | Baseline Consumption (energy units / yr) | Measure Consumption (energy units / yr) | Baseline Consumption Source | Measure Consumption Source | Secondary Fuel Baseline Consumption (energy units / yr) | Secondary Fuel Measure Consumption (energy units / yr) | Secondary Fuel Baseline Consumption Source | Secondary Fuel Measure Consumption Source | Baseline Equipment Cost / Unit | Baseline Labor Cost / Unit | Baseline Annual O&M Cost / Unit | Measure Equipment Cost / Unit | Measure Labor Cost / Unit | Measure Annual O&M Cost / Unit | Utility Incentives / Unit | Equipment Cost Source | Labor Cost Source | O&M Cost Source | Annual Water Benefits $ / Unit | Annual Other Non-Energy Benefits $ / Unit | Other Non-Energy Benefits Description | Non-Energy Benefits Source | Technical Feasibility | Technical Feasibility Source | Primary Fuel Load Shape Name | Secondary Fuel Load Shape Name
King CountySingle FamilyCooking Oven1Existing | King CountySingle FamilyCooking OvenExisting | King County | Single Family | Cooking Oven | 1 | Below Standard Cooking Oven | Existing | Cooking Oven - Below Standard | Below Standard Cooking Oven | Below Standard Cooking Oven | per Home | 8 | Assuming half the measure life for below standard equipment. | 15.5667 | 15.5667 | 2016 SNOPR Analytical Tools: National Impact Analysis (NIA) Spreadsheet, Cooking_Pds_NIA_SNOPR_DOE_2016_publication | 2016 SNOPR Analytical Tools: National Impact Analysis (NIA) Spreadsheet, Cooking_Pds_NIA_SNOPR_DOE_2016_publication | 0 | 0 | NA | NA | 0 | 0 | 0 | 0 | 0 | 0 | 0 | Baseline and measure are at the same efficiency level. Assuming no incremental cost. | No cost | No cost | 0 | 0 | No applicable non-energy benefits | No applicable non-energy benefits | 100% | Equipment 100% technically feasible within end use | System | System
King CountySingle FamilyCooking Oven1New | King CountySingle FamilyCooking OvenNew | King County | Single Family | Cooking Oven | 1 | Below Standard Cooking Oven | New | Cooking Oven - Below Standard | Below Standard Cooking Oven | Below Standard Cooking Oven | per Home | 8 | Assuming half the measure life for below standard equipment. | 15.5667 | 15.5667 | 2016 SNOPR Analytical Tools: National Impact Analysis (NIA) Spreadsheet, Cooking_Pds_NIA_SNOPR_DOE_2016_publication | 2016 SNOPR Analytical Tools: National Impact Analysis (NIA) Spreadsheet, Cooking_Pds_NIA_SNOPR_DOE_2016_publication | 0 | 0 | NA | NA | 0 | 0 | 0 | 0 | 0 | 0 | 0 | Baseline and measure are at the same efficiency level. Assuming no incremental cost. | No cost | No cost | 0 | 0 | No applicable non-energy benefits | No applicable non-energy benefits | 100% | Equipment 100% technically feasible within end use | System | System
King CountySingle Family - Highly ImpactedCooking Oven1Existing | King CountySingle Family - Highly ImpactedCooking OvenExisting | King County | Single Family - Highly Impacted | Cooking Oven | 1 | Below Standard Cooking Oven | Existing | Cooking Oven - Below Standard | Below Standard Cooking Oven | Below Standard Cooking Oven | per Home | 8 | Assuming half the measure life for below standard equipment. | 15.5667 | 15.5667 | 2016 SNOPR Analytical Tools: National Impact Analysis (NIA) Spreadsheet, Cooking_Pds_NIA_SNOPR_DOE_2016_publication | 2016 SNOPR Analytical Tools: National Impact Analysis (NIA) Spreadsheet, Cooking_Pds_NIA_SNOPR_DOE_2016_publication | 0 | 0 | NA | NA | 0 | 0 | 0 | 0 | 0 | 0 | 0 | Baseline and measure are at the same efficiency level. Assuming no incremental cost. | No cost | No cost | 0 | 0 | No applicable non-energy benefits | No applicable non-energy benefits | 100% | Equipment 100% technically feasible within end use | System | System
King CountySingle Family - Highly ImpactedCooking Oven1New | King CountySingle Family - Highly ImpactedCooking OvenNew | King County | Single Family - Highly Impacted | Cooking Oven | 1 | Below Standard Cooking Oven | New | Cooking Oven - Below Standard | Below Standard Cooking Oven | Below Standard Cooking Oven | per Home | 8 | Assuming half the measure life for below standard equipment. | 15.5667 | 15.5667 | 2016 SNOPR Analytical Tools: National Impact Analysis (NIA) Spreadsheet, Cooking_Pds_NIA_SNOPR_DOE_2016_publication | 2016 SNOPR Analytical Tools: National Impact Analysis (NIA) Spreadsheet, Cooking_Pds_NIA_SNOPR_DOE_2016_publication | 0 | 0 | NA | NA | 0 | 0 | 0 | 0 | 0 | 0 | 0 | Baseline and measure are at the same efficiency level. Assuming no incremental cost. | No cost | No cost | 0 | 0 | No applicable non-energy benefits | No applicable non-energy benefits | 100% | Equipment 100% technically feasible within end use | System | System
King CountyMultifamilyCooking Oven1Existing | King CountyMultifamilyCooking OvenExisting | King County | Multifamily | Cooking Oven | 1 | Below Standard Cooking Oven | Existing | Cooking Oven - Below Standard | Below Standard Cooking Oven | Below Standard Cooking Oven | per Home | 8 | Assuming half the measure life for below standard equipment. | 15.5667 | 15.5667 | 2016 SNOPR Analytical Tools: National Impact Analysis (NIA) Spreadsheet, Cooking_Pds_NIA_SNOPR_DOE_2016_publication | 2016 SNOPR Analytical Tools: National Impact Analysis (NIA) Spreadsheet, Cooking_Pds_NIA_SNOPR_DOE_2016_publication | 0 | 0 | NA | NA | 0 | 0 | 0 | 0 | 0 | 0 | 0 | Baseline and measure are at the same efficiency level. Assuming no incremental cost. | No cost | No cost | 0 | 0 | No applicable non-energy benefits | No applicable non-energy benefits | 100% | Equipment 100% technically feasible within end use | System | System
King CountyMultifamilyCooking Oven1New | King CountyMultifamilyCooking OvenNew | King County | Multifamily | Cooking Oven | 1 | Below Standard Cooking Oven | New | Cooking Oven - Below Standard | Below Standard Cooking Oven | Below Standard Cooking Oven | per Home | 8 | Assuming half the measure life for below standard equipment. | 15.5667 | 15.5667 | 2016 SNOPR Analytical Tools: National Impact Analysis (NIA) Spreadsheet, Cooking_Pds_NIA_SNOPR_DOE_2016_publication | 2016 SNOPR Analytical Tools: National Impact Analysis (NIA) Spreadsheet, Cooking_Pds_NIA_SNOPR_DOE_2016_publication | 0 | 0 | NA | NA | 0 | 0 | 0 | 0 | 0 | 0 | 0 | Baseline and measure are at the same efficiency level. Assuming no incremental cost. | No cost | No cost | 0 | 0 | No applicable non-energy benefits | No applicable non-energy benefits | 100% | Equipment 100% technically feasible within end use | System | System
King CountyMultifamily - Highly ImpactedCooking Oven1Existing | King CountyMultifamily - Highly ImpactedCooking OvenExisting | King County | Multifamily - Highly Impacted | Cooking Oven | 1 | Below Standard Cooking Oven | Existing | Cooking Oven - Below Standard | Below Standard Cooking Oven | Below Standard Cooking Oven | per Home | 8 | Assuming half the measure life for below standard equipment. | 15.5667 | 15.5667 | 2016 SNOPR Analytical Tools: National Impact Analysis (NIA) Spreadsheet, Cooking_Pds_NIA_SNOPR_DOE_2016_publication | 2016 SNOPR Analytical Tools: National Impact Analysis (NIA) Spreadsheet, Cooking_Pds_NIA_SNOPR_DOE_2016_publication | 0 | 0 | NA | NA | 0 | 0 | 0 | 0 | 0 | 0 | 0 | Baseline and measure are at the same efficiency level. Assuming no incremental cost. | No cost | No cost | 0 | 0 | No applicable non-energy benefits | No applicable non-energy benefits | 100% | Equipment 100% technically feasible within end use | System | System
King CountyMultifamily - Highly ImpactedCooking Oven1New | King CountyMultifamily - Highly ImpactedCooking OvenNew | King County | Multifamily - Highly Impacted | Cooking Oven | 1 | Below Standard Cooking Oven | New | Cooking Oven - Below Standard | Below Standard Cooking Oven | Below Standard Cooking Oven | per Home | 8 | Assuming half the measure life for below standard equipment. | 15.5667 | 15.5667 | 2016 SNOPR Analytical Tools: National Impact Analysis (NIA) Spreadsheet, Cooking_Pds_NIA_SNOPR_DOE_2016_publication | 2016 SNOPR Analytical Tools: National Impact Analysis (NIA) Spreadsheet, Cooking_Pds_NIA_SNOPR_DOE_2016_publication | 0 | 0 | NA | NA | 0 | 0 | 0 | 0 | 0 | 0 | 0 | Baseline and measure are at the same efficiency level. Assuming no incremental cost. | No cost | No cost | 0 | 0 | No applicable non-energy benefits | No applicable non-energy benefits | 100% | Equipment 100% technically feasible within end use | System | System
King CountyManufacturedCooking Oven1Existing | King CountyManufacturedCooking OvenExisting | King County | Manufactured | Cooking Oven | 1 | Below Standard Cooking Oven | Existing | Cooking Oven - Below Standard | Below Standard Cooking Oven | Below Standard Cooking Oven | per Home | 8 | Assuming half the measure life for below standard equipment. | 15.5667 | 15.5667 | 2016 SNOPR Analytical Tools: National Impact Analysis (NIA) Spreadsheet, Cooking_Pds_NIA_SNOPR_DOE_2016_publication | 2016 SNOPR Analytical Tools: National Impact Analysis (NIA) Spreadsheet, Cooking_Pds_NIA_SNOPR_DOE_2016_publication | 0 | 0 | NA | NA | 0 | 0 | 0 | 0 | 0 | 0 | 0 | Baseline and measure are at the same efficiency level. Assuming no incremental cost. | No cost | No cost | 0 | 0 | No applicable non-energy benefits | No applicable non-energy benefits | 100% | Equipment 100% technically feasible within end use | System | System
King CountyManufacturedCooking Oven1New | King CountyManufacturedCooking OvenNew | King County | Manufactured | Cooking Oven | 1 | Below Standard Cooking Oven | New | Cooking Oven - Below Standard | Below Standard Cooking Oven | Below Standard Cooking Oven | per Home | 8 | Assuming half the measure life for below standard equipment. | 15.5667 | 15.5667 | 2016 SNOPR Analytical Tools: National Impact Analysis (NIA) Spreadsheet, Cooking_Pds_NIA_SNOPR_DOE_2016_publication | 2016 SNOPR Analytical Tools: National Impact Analysis (NIA) Spreadsheet, Cooking_Pds_NIA_SNOPR_DOE_2016_publication | 0 | 0 | NA | NA | 0 | 0 | 0 | 0 | 0 | 0 | 0 | Baseline and measure are at the same efficiency level. Assuming no incremental cost. | No cost | No cost | 0 | 0 | No applicable non-energy benefits | No applicable non-energy benefits | 100% | Equipment 100% technically feasible within end use | System | System
King CountyManufactured - Highly ImpactedCooking Oven1Existing | King CountyManufactured - Highly ImpactedCooking OvenExisting | King County | Manufactured - Highly Impacted | Cooking Oven | 1 | Below Standard Cooking Oven | Existing | Cooking Oven - Below Standard | Below Standard Cooking Oven | Below Standard Cooking Oven | per Home | 8 | Assuming half the measure life for below standard equipment. | 15.5667 | 15.5667 | 2016 SNOPR Analytical Tools: National Impact Analysis (NIA) Spreadsheet, Cooking_Pds_NIA_SNOPR_DOE_2016_publication | 2016 SNOPR Analytical Tools: National Impact Analysis (NIA) Spreadsheet, Cooking_Pds_NIA_SNOPR_DOE_2016_publication | 0 | 0 | NA | NA | 0 | 0 | 0 | 0 | 0 | 0 | 0 | Baseline and measure are at the same efficiency level. Assuming no incremental cost. | No cost | No cost | 0 | 0 | No applicable non-energy benefits | No applicable non-energy benefits | 100% | Equipment 100% technically feasible within end use | System | System
King CountyManufactured - Highly ImpactedCooking Oven1New | King CountyManufactured - Highly ImpactedCooking OvenNew | King County | Manufactured - Highly Impacted | Cooking Oven | 1 | Below Standard Cooking Oven | New | Cooking Oven - Below Standard | Below Standard Cooking Oven | Below Standard Cooking Oven | per Home | 8 | Assuming half the measure life for below standard equipment. | 15.5667 | 15.5667 | 2016 SNOPR Analytical Tools: National Impact Analysis (NIA) Spreadsheet, Cooking_Pds_NIA_SNOPR_DOE_2016_publication | 2016 SNOPR Analytical Tools: National Impact Analysis (NIA) Spreadsheet, Cooking_Pds_NIA_SNOPR_DOE_2016_publication | 0 | 0 | NA | NA | 0 | 0 | 0 | 0 | 0 | 0 | 0 | Baseline and measure are at the same efficiency level. Assuming no incremental cost. | No cost | No cost | 0 | 0 | No applicable non-energy benefits | No applicable non-energy benefits | 100% | Equipment 100% technically feasible within end use | System | System
King CountySingle FamilyCooking Oven2Existing | King CountySingle FamilyCooking OvenExisting | King County | Single Family | Cooking Oven | 2 | Federal Standard 2012 Cooking Oven | Existing | Cooking Oven - Federal Standard 2012 | Federal Standard 2012 Cooking Oven | Federal Standard 2012 Cooking Oven | per Home | 16 | NWPCC 2021 Plan workbook Res-Oven-2021P_v2 | 9.915 | 9.915 | 2016 SNOPR Analytical Tools: National Impact Analysis (NIA) Spreadsheet, Cooking_Pds_NIA_SNOPR_DOE_2016_publication | 2016 SNOPR Analytical Tools: National Impact Analysis (NIA) Spreadsheet, Cooking_Pds_NIA_SNOPR_DOE_2016_publication | 0 | 0 | NA | NA | 565.2938 | 0 | 0 | 565.2938 | 0 | 0 | 0 | 2016 SNOPR Analytical Tools: National Impact Analysis (NIA) Spreadsheet, Cooking_Pds_NIA_SNOPR_DOE_2016_publication | No cost | No cost | 0 | 0 | No applicable non-energy benefits | No applicable non-energy benefits | 100% | Equipment 100% technically feasible within end use | System | System
King CountySingle FamilyCooking Oven2New | King CountySingle FamilyCooking OvenNew | King County | Single Family | Cooking Oven | 2 | Federal Standard 2012 Cooking Oven | New | Cooking Oven - Federal Standard 2012 | Federal Standard 2012 Cooking Oven | Federal Standard 2012 Cooking Oven | per Home | 16 | NWPCC 2021 Plan workbook Res-Oven-2021P_v2 | 9.915 | 9.915 | 2016 SNOPR Analytical Tools: National Impact Analysis (NIA) Spreadsheet, Cooking_Pds_NIA_SNOPR_DOE_2016_publication | 2016 SNOPR Analytical Tools: National Impact Analysis (NIA) Spreadsheet, Cooking_Pds_NIA_SNOPR_DOE_2016_publication | 0 | 0 | NA | NA | 565.2938 | 0 | 0 | 565.2938 | 0 | 0 | 0 | 2016 SNOPR Analytical Tools: National Impact Analysis (NIA) Spreadsheet, Cooking_Pds_NIA_SNOPR_DOE_2016_publication | No cost | No cost | 0 | 0 | No applicable non-energy benefits | No applicable non-energy benefits | 100% | Equipment 100% technically feasible within end use | System | System
King CountySingle Family - Highly ImpactedCooking Oven2Existing | King CountySingle Family - Highly ImpactedCooking OvenExisting | King County | Single Family - Highly Impacted | Cooking Oven | 2 | Federal Standard 2012 Cooking Oven | Existing | Cooking Oven - Federal Standard 2012 | Federal Standard 2012 Cooking Oven | Federal Standard 2012 Cooking Oven | per Home | 16 | NWPCC 2021 Plan workbook Res-Oven-2021P_v2 | 9.915 | 9.915 | 2016 SNOPR Analytical Tools: National Impact Analysis (NIA) Spreadsheet, Cooking_Pds_NIA_SNOPR_DOE_2016_publication | 2016 SNOPR Analytical Tools: National Impact Analysis (NIA) Spreadsheet, Cooking_Pds_NIA_SNOPR_DOE_2016_publication | 0 | 0 | NA | NA | 565.2938 | 0 | 0 | 565.2938 | 0 | 0 | 0 | 2016 SNOPR Analytical Tools: National Impact Analysis (NIA) Spreadsheet, Cooking_Pds_NIA_SNOPR_DOE_2016_publication | No cost | No cost | 0 | 0 | No applicable non-energy benefits | No applicable non-energy benefits | 100% | Equipment 100% technically feasible within end use | System | System
King CountySingle Family - Highly ImpactedCooking Oven2New | King CountySingle Family - Highly ImpactedCooking OvenNew | King County | Single Family - Highly Impacted | Cooking Oven | 2 | Federal Standard 2012 Cooking Oven | New | Cooking Oven - Federal Standard 2012 | Federal Standard 2012 Cooking Oven | Federal Standard 2012 Cooking Oven | per Home | 16 | NWPCC 2021 Plan workbook Res-Oven-2021P_v2 | 9.915 | 9.915 | 2016 SNOPR Analytical Tools: National Impact Analysis (NIA) Spreadsheet, Cooking_Pds_NIA_SNOPR_DOE_2016_publication | 2016 SNOPR Analytical Tools: National Impact Analysis (NIA) Spreadsheet, Cooking_Pds_NIA_SNOPR_DOE_2016_publication | 0 | 0 | NA | NA | 565.2938 | 0 | 0 | 565.2938 | 0 | 0 | 0 | 2016 SNOPR Analytical Tools: National Impact Analysis (NIA) Spreadsheet, Cooking_Pds_NIA_SNOPR_DOE_2016_publication | No cost | No cost | 0 | 0 | No applicable non-energy benefits | No applicable non-energy benefits | 100% | Equipment 100% technically feasible within end use | System | System
King CountyMultifamilyCooking Oven2Existing | King CountyMultifamilyCooking OvenExisting | King County | Multifamily | Cooking Oven | 2 | Federal Standard 2012 Cooking Oven | Existing | Cooking Oven - Federal Standard 2012 | Federal Standard 2012 Cooking Oven | Federal Standard 2012 Cooking Oven | per Home | 16 | NWPCC 2021 Plan workbook Res-Oven-2021P_v2 | 9.915 | 9.915 | 2016 SNOPR Analytical Tools: National Impact Analysis (NIA) Spreadsheet, Cooking_Pds_NIA_SNOPR_DOE_2016_publication | 2016 SNOPR Analytical Tools: National Impact Analysis (NIA) Spreadsheet, Cooking_Pds_NIA_SNOPR_DOE_2016_publication | 0 | 0 | NA | NA | 565.2938 | 0 | 0 | 565.2938 | 0 | 0 | 0 | 2016 SNOPR Analytical Tools: National Impact Analysis (NIA) Spreadsheet, Cooking_Pds_NIA_SNOPR_DOE_2016_publication | No cost | No cost | 0 | 0 | No applicable non-energy benefits | No applicable non-energy benefits | 100% | Equipment 100% technically feasible within end use | System | System
King CountyMultifamilyCooking Oven2New | King CountyMultifamilyCooking OvenNew | King County | Multifamily | Cooking Oven | 2 | Federal Standard 2012 Cooking Oven | New | Cooking Oven - Federal Standard 2012 | Federal Standard 2012 Cooking Oven | Federal Standard 2012 Cooking Oven | per Home | 16 | NWPCC 2021 Plan workbook Res-Oven-2021P_v2 | 9.915 | 9.915 | 2016 SNOPR Analytical Tools: National Impact Analysis (NIA) Spreadsheet, Cooking_Pds_NIA_SNOPR_DOE_2016_publication | 2016 SNOPR Analytical Tools: National Impact Analysis (NIA) Spreadsheet, Cooking_Pds_NIA_SNOPR_DOE_2016_publication | 0 | 0 | NA | NA | 565.2938 | 0 | 0 | 565.2938 | 0 | 0 | 0 | 2016 SNOPR Analytical Tools: National Impact Analysis (NIA) Spreadsheet, Cooking_Pds_NIA_SNOPR_DOE_2016_publication | No cost | No cost | 0 | 0 | No applicable non-energy benefits | No applicable non-energy benefits | 100% | Equipment 100% technically feasible within end use | System | System
King CountyMultifamily - Highly ImpactedCooking Oven2Existing | King CountyMultifamily - Highly ImpactedCooking OvenExisting | King County | Multifamily - Highly Impacted | Cooking Oven | 2 | Federal Standard 2012 Cooking Oven | Existing | Cooking Oven - Federal Standard 2012 | Federal Standard 2012 Cooking Oven | Federal Standard 2012 Cooking Oven | per Home | 16 | NWPCC 2021 Plan workbook Res-Oven-2021P_v2 | 9.915 | 9.915 | 2016 SNOPR Analytical Tools: National Impact Analysis (NIA) Spreadsheet, Cooking_Pds_NIA_SNOPR_DOE_2016_publication | 2016 SNOPR Analytical Tools: National Impact Analysis (NIA) Spreadsheet, Cooking_Pds_NIA_SNOPR_DOE_2016_publication | 0 | 0 | NA | NA | 565.2938 | 0 | 0 | 565.2938 | 0 | 0 | 0 | 2016 SNOPR Analytical Tools: National Impact Analysis (NIA) Spreadsheet, Cooking_Pds_NIA_SNOPR_DOE_2016_publication | No cost | No cost | 0 | 0 | No applicable non-energy benefits | No applicable non-energy benefits | 100% | Equipment 100% technically feasible within end use | System | System
King CountyMultifamily - Highly ImpactedCooking Oven2New | King CountyMultifamily - Highly ImpactedCooking OvenNew | King County | Multifamily - Highly Impacted | Cooking Oven | 2 | Federal Standard 2012 Cooking Oven | New | Cooking Oven - Federal Standard 2012 | Federal Standard 2012 Cooking Oven | Federal Standard 2012 Cooking Oven | per Home | 16 | NWPCC 2021 Plan workbook Res-Oven-2021P_v2 | 9.915 | 9.915 | 2016 SNOPR Analytical Tools: National Impact Analysis (NIA) Spreadsheet, Cooking_Pds_NIA_SNOPR_DOE_2016_publication | 2016 SNOPR Analytical Tools: National Impact Analysis (NIA) Spreadsheet, Cooking_Pds_NIA_SNOPR_DOE_2016_publication | 0 | 0 | NA | NA | 565.2938 | 0 | 0 | 565.2938 | 0 | 0 | 0 | 2016 SNOPR Analytical Tools: National Impact Analysis (NIA) Spreadsheet, Cooking_Pds_NIA_SNOPR_DOE_2016_publication | No cost | No cost | 0 | 0 | No applicable non-energy benefits | No applicable non-energy benefits | 100% | Equipment 100% technically feasible within end use | System | System
King CountyManufacturedCooking Oven2Existing | King CountyManufacturedCooking OvenExisting | King County | Manufactured | Cooking Oven | 2 | Federal Standard 2012 Cooking Oven | Existing | Cooking Oven - Federal Standard 2012 | Federal Standard 2012 Cooking Oven | Federal Standard 2012 Cooking Oven | per Home | 16 | NWPCC 2021 Plan workbook Res-Oven-2021P_v2 | 9.915 | 9.915 | 2016 SNOPR Analytical Tools: National Impact Analysis (NIA) Spreadsheet, Cooking_Pds_NIA_SNOPR_DOE_2016_publication | 2016 SNOPR Analytical Tools: National Impact Analysis (NIA) Spreadsheet, Cooking_Pds_NIA_SNOPR_DOE_2016_publication | 0 | 0 | NA | NA | 565.2938 | 0 | 0 | 565.2938 | 0 | 0 | 0 | 2016 SNOPR Analytical Tools: National Impact Analysis (NIA) Spreadsheet, Cooking_Pds_NIA_SNOPR_DOE_2016_publication | No cost | No cost | 0 | 0 | No applicable non-energy benefits | No applicable non-energy benefits | 100% | Equipment 100% technically feasible within end use | System | System
King CountyManufacturedCooking Oven2New | King CountyManufacturedCooking OvenNew | King County | Manufactured | Cooking Oven | 2 | Federal Standard 2012 Cooking Oven | New | Cooking Oven - Federal Standard 2012 | Federal Standard 2012 Cooking Oven | Federal Standard 2012 Cooking Oven | per Home | 16 | NWPCC 2021 Plan workbook Res-Oven-2021P_v2 | 9.915 | 9.915 | 2016 SNOPR Analytical Tools: National Impact Analysis (NIA) Spreadsheet, Cooking_Pds_NIA_SNOPR_DOE_2016_publication | 2016 SNOPR Analytical Tools: National Impact Analysis (NIA) Spreadsheet, Cooking_Pds_NIA_SNOPR_DOE_2016_publication | 0 | 0 | NA | NA | 565.2938 | 0 | 0 | 565.2938 | 0 | 0 | 0 | 2016 SNOPR Analytical Tools: National Impact Analysis (NIA) Spreadsheet, Cooking_Pds_NIA_SNOPR_DOE_2016_publication | No cost | No cost | 0 | 0 | No applicable non-energy benefits | No applicable non-energy benefits | 100% | Equipment 100% technically feasible within end use | System | System
King CountyManufactured - Highly ImpactedCooking Oven2Existing | King CountyManufactured - Highly ImpactedCooking OvenExisting | King County | Manufactured - Highly Impacted | Cooking Oven | 2 | Federal Standard 2012 Cooking Oven | Existing | Cooking Oven - Federal Standard 2012 | Federal Standard 2012 Cooking Oven | Federal Standard 2012 Cooking Oven | per Home | 16 | NWPCC 2021 Plan workbook Res-Oven-2021P_v2 | 9.915 | 9.915 | 2016 SNOPR Analytical Tools: National Impact Analysis (NIA) Spreadsheet, Cooking_Pds_NIA_SNOPR_DOE_2016_publication | 2016 SNOPR Analytical Tools: National Impact Analysis (NIA) Spreadsheet, Cooking_Pds_NIA_SNOPR_DOE_2016_publication | 0 | 0 | NA | NA | 565.2938 | 0 | 0 | 565.2938 | 0 | 0 | 0 | 2016 SNOPR Analytical Tools: National Impact Analysis (NIA) Spreadsheet, Cooking_Pds_NIA_SNOPR_DOE_2016_publication | No cost | No cost | 0 | 0 | No applicable non-energy benefits | No applicable non-energy benefits | 100% | Equipment 100% technically feasible within end use | System | System
King CountyManufactured - Highly ImpactedCooking Oven2New | King CountyManufactured - Highly ImpactedCooking OvenNew | King County | Manufactured - Highly Impacted | Cooking Oven | 2 | Federal Standard 2012 Cooking Oven | New | Cooking Oven - Federal Standard 2012 | Federal Standard 2012 Cooking Oven | Federal Standard 2012 Cooking Oven | per Home | 16 | NWPCC 2021 Plan workbook Res-Oven-2021P_v2 | 9.915 | 9.915 | 2016 SNOPR Analytical Tools: National Impact Analysis (NIA) Spreadsheet, Cooking_Pds_NIA_SNOPR_DOE_2016_publication | 2016 SNOPR Analytical Tools: National Impact Analysis (NIA) Spreadsheet, Cooking_Pds_NIA_SNOPR_DOE_2016_publication | 0 | 0 | NA | NA | 565.2938 | 0 | 0 | 565.2938 | 0 | 0 | 0 | 2016 SNOPR Analytical Tools: National Impact Analysis (NIA) Spreadsheet, Cooking_Pds_NIA_SNOPR_DOE_2016_publication | No cost | No cost | 0 | 0 | No applicable non-energy benefits | No applicable non-energy benefits | 100% | Equipment 100% technically feasible within end use | System | System
King CountySingle FamilyCooking Oven3Existing | King CountySingle FamilyCooking OvenExisting | King County | Single Family | Cooking Oven | 3 | Market Standard Cooking Oven | Existing | Cooking Oven - Market Standard | Market Standard Cooking Oven | Market Standard Cooking Oven | per Home | 16 | NWPCC 2021 Plan workbook Res-Oven-2021P_v2 | 9.1974 | 9.1974 | 2016 SNOPR Analytical Tools: National Impact Analysis (NIA) Spreadsheet, Cooking_Pds_NIA_SNOPR_DOE_2016_publication | 2016 SNOPR Analytical Tools: National Impact Analysis (NIA) Spreadsheet, Cooking_Pds_NIA_SNOPR_DOE_2016_publication | 0 | 0 | NA | NA | 0 | 0 | 0 | 0 | 0 | 0 | 0 | Baseline and measure are at the same efficiency level. Assuming no incremental cost. | No cost | No cost | 0 | 0 | No applicable non-energy benefits | No applicable non-energy benefits | 100% | Equipment 100% technically feasible within end use | System | System
King CountySingle FamilyCooking Oven3New | King CountySingle FamilyCooking OvenNew | King County | Single Family | Cooking Oven | 3 | Market Standard Cooking Oven | New | Cooking Oven - Market Standard | Market Standard Cooking Oven | Market Standard Cooking Oven | per Home | 16 | NWPCC 2021 Plan workbook Res-Oven-2021P_v2 | 9.1974 | 9.1974 | 2016 SNOPR Analytical Tools: National Impact Analysis (NIA) Spreadsheet, Cooking_Pds_NIA_SNOPR_DOE_2016_publication | 2016 SNOPR Analytical Tools: National Impact Analysis (NIA) Spreadsheet, Cooking_Pds_NIA_SNOPR_DOE_2016_publication | 0 | 0 | NA | NA | 0 | 0 | 0 | 0 | 0 | 0 | 0 | Baseline and measure are at the same efficiency level. Assuming no incremental cost. | No cost | No cost | 0 | 0 | No applicable non-energy benefits | No applicable non-energy benefits | 100% | Equipment 100% technically feasible within end use | System | System
King CountySingle Family - Highly ImpactedCooking Oven3Existing | King CountySingle Family - Highly ImpactedCooking OvenExisting | King County | Single Family - Highly Impacted | Cooking Oven | 3 | Market Standard Cooking Oven | Existing | Cooking Oven - Market Standard | Market Standard Cooking Oven | Market Standard Cooking Oven | per Home | 16 | NWPCC 2021 Plan workbook Res-Oven-2021P_v2 | 9.1974 | 9.1974 | 2016 SNOPR Analytical Tools: National Impact Analysis (NIA) Spreadsheet, Cooking_Pds_NIA_SNOPR_DOE_2016_publication | 2016 SNOPR Analytical Tools: National Impact Analysis (NIA) Spreadsheet, Cooking_Pds_NIA_SNOPR_DOE_2016_publication | 0 | 0 | NA | NA | 0 | 0 | 0 | 0 | 0 | 0 | 0 | Baseline and measure are at the same efficiency level. Assuming no incremental cost. | No cost | No cost | 0 | 0 | No applicable non-energy benefits | No applicable non-energy benefits | 100% | Equipment 100% technically feasible within end use | System | System
King CountySingle Family - Highly ImpactedCooking Oven3New | King CountySingle Family - Highly ImpactedCooking OvenNew | King County | Single Family - Highly Impacted | Cooking Oven | 3 | Market Standard Cooking Oven | New | Cooking Oven - Market Standard | Market Standard Cooking Oven | Market Standard Cooking Oven | per Home | 16 | NWPCC 2021 Plan workbook Res-Oven-2021P_v2 | 9.1974 | 9.1974 | 2016 SNOPR Analytical Tools: National Impact Analysis (NIA) Spreadsheet, Cooking_Pds_NIA_SNOPR_DOE_2016_publication | 2016 SNOPR Analytical Tools: National Impact Analysis (NIA) Spreadsheet, Cooking_Pds_NIA_SNOPR_DOE_2016_publication | 0 | 0 | NA | NA | 0 | 0 | 0 | 0 | 0 | 0 | 0 | Baseline and measure are at the same efficiency level. Assuming no incremental cost. | No cost | No cost | 0 | 0 | No applicable non-energy benefits | No applicable non-energy benefits | 100% | Equipment 100% technically feasible within end use | System | System
King CountyMultifamilyCooking Oven3Existing | King CountyMultifamilyCooking OvenExisting | King County | Multifamily | Cooking Oven | 3 | Market Standard Cooking Oven | Existing | Cooking Oven - Market Standard | Market Standard Cooking Oven | Market Standard Cooking Oven | per Home | 16 | NWPCC 2021 Plan workbook Res-Oven-2021P_v2 | 9.1974 | 9.1974 | 2016 SNOPR Analytical Tools: National Impact Analysis (NIA) Spreadsheet, Cooking_Pds_NIA_SNOPR_DOE_2016_publication | 2016 SNOPR Analytical Tools: National Impact Analysis (NIA) Spreadsheet, Cooking_Pds_NIA_SNOPR_DOE_2016_publication | 0 | 0 | NA | NA | 0 | 0 | 0 | 0 | 0 | 0 | 0 | Baseline and measure are at the same efficiency level. Assuming no incremental cost. | No cost | No cost | 0 | 0 | No applicable non-energy benefits | No applicable non-energy benefits | 100% | Equipment 100% technically feasible within end use | System | System
King CountyMultifamilyCooking Oven3New | King CountyMultifamilyCooking OvenNew | King County | Multifamily | Cooking Oven | 3 | Market Standard Cooking Oven | New | Cooking Oven - Market Standard | Market Standard Cooking Oven | Market Standard Cooking Oven | per Home | 16 | NWPCC 2021 Plan workbook Res-Oven-2021P_v2 | 9.1974 | 9.1974 | 2016 SNOPR Analytical Tools: National Impact Analysis (NIA) Spreadsheet, Cooking_Pds_NIA_SNOPR_DOE_2016_publication | 2016 SNOPR Analytical Tools: National Impact Analysis (NIA) Spreadsheet, Cooking_Pds_NIA_SNOPR_DOE_2016_publication | 0 | 0 | NA | NA | 0 | 0 | 0 | 0 | 0 | 0 | 0 | Baseline and measure are at the same efficiency level. Assuming no incremental cost. | No cost | No cost | 0 | 0 | No applicable non-energy benefits | No applicable non-energy benefits | 100% | Equipment 100% technically feasible within end use | System | System
King CountyMultifamily - Highly ImpactedCooking Oven3Existing | King CountyMultifamily - Highly ImpactedCooking OvenExisting | King County | Multifamily - Highly Impacted | Cooking Oven | 3 | Market Standard Cooking Oven | Existing | Cooking Oven - Market Standard | Market Standard Cooking Oven | Market Standard Cooking Oven | per Home | 16 | NWPCC 2021 Plan workbook Res-Oven-2021P_v2 | 9.1974 | 9.1974 | 2016 SNOPR Analytical Tools: National Impact Analysis (NIA) Spreadsheet, Cooking_Pds_NIA_SNOPR_DOE_2016_publication | 2016 SNOPR Analytical Tools: National Impact Analysis (NIA) Spreadsheet, Cooking_Pds_NIA_SNOPR_DOE_2016_publication | 0 | 0 | NA | NA | 0 | 0 | 0 | 0 | 0 | 0 | 0 | Baseline and measure are at the same efficiency level. Assuming no incremental cost. | No cost | No cost | 0 | 0 | No applicable non-energy benefits | No applicable non-energy benefits | 100% | Equipment 100% technically feasible within end use | System | System
King CountyMultifamily - Highly ImpactedCooking Oven3New | King CountyMultifamily - Highly ImpactedCooking OvenNew | King County | Multifamily - Highly Impacted | Cooking Oven | 3 | Market Standard Cooking Oven | New | Cooking Oven - Market Standard | Market Standard Cooking Oven | Market Standard Cooking Oven | per Home | 16 | NWPCC 2021 Plan workbook Res-Oven-2021P_v2 | 9.1974 | 9.1974 | 2016 SNOPR Analytical Tools: National Impact Analysis (NIA) Spreadsheet, Cooking_Pds_NIA_SNOPR_DOE_2016_publication | 2016 SNOPR Analytical Tools: National Impact Analysis (NIA) Spreadsheet, Cooking_Pds_NIA_SNOPR_DOE_2016_publication | 0 | 0 | NA | NA | 0 | 0 | 0 | 0 | 0 | 0 | 0 | Baseline and measure are at the same efficiency level. Assuming no incremental cost. | No cost | No cost | 0 | 0 | No applicable non-energy benefits | No applicable non-energy benefits | 100% | Equipment 100% technically feasible within end use | System | System
King CountyManufacturedCooking Oven3Existing | King CountyManufacturedCooking OvenExisting | King County | Manufactured | Cooking Oven | 3 | Market Standard Cooking Oven | Existing | Cooking Oven - Market Standard | Market Standard Cooking Oven | Market Standard Cooking Oven | per Home | 16 | NWPCC 2021 Plan workbook Res-Oven-2021P_v2 | 9.1974 | 9.1974 | 2016 SNOPR Analytical Tools: National Impact Analysis (NIA) Spreadsheet, Cooking_Pds_NIA_SNOPR_DOE_2016_publication | 2016 SNOPR Analytical Tools: National Impact Analysis (NIA) Spreadsheet, Cooking_Pds_NIA_SNOPR_DOE_2016_publication | 0 | 0 | NA | NA | 0 | 0 | 0 | 0 | 0 | 0 | 0 | Baseline and measure are at the same efficiency level. Assuming no incremental cost. | No cost | No cost | 0 | 0 | No applicable non-energy benefits | No applicable non-energy benefits | 100% | Equipment 100% technically feasible within end use | System | System
King CountyManufacturedCooking Oven3New | King CountyManufacturedCooking OvenNew | King County | Manufactured | Cooking Oven | 3 | Market Standard Cooking Oven | New | Cooking Oven - Market Standard | Market Standard Cooking Oven | Market Standard Cooking Oven | per Home | 16 | NWPCC 2021 Plan workbook Res-Oven-2021P_v2 | 9.1974 | 9.1974 | 2016 SNOPR Analytical Tools: National Impact Analysis (NIA) Spreadsheet, Cooking_Pds_NIA_SNOPR_DOE_2016_publication | 2016 SNOPR Analytical Tools: National Impact Analysis (NIA) Spreadsheet, Cooking_Pds_NIA_SNOPR_DOE_2016_publication | 0 | 0 | NA | NA | 0 | 0 | 0 | 0 | 0 | 0 | 0 | Baseline and measure are at the same efficiency level. Assuming no incremental cost. | No cost | No cost | 0 | 0 | No applicable non-energy benefits | No applicable non-energy benefits | 100% | Equipment 100% technically feasible within end use | System | System
King CountyManufactured - Highly ImpactedCooking Oven3Existing | King CountyManufactured - Highly ImpactedCooking OvenExisting | King County | Manufactured - Highly Impacted | Cooking Oven | 3 | Market Standard Cooking Oven | Existing | Cooking Oven - Market Standard | Market Standard Cooking Oven | Market Standard Cooking Oven | per Home | 16 | NWPCC 2021 Plan workbook Res-Oven-2021P_v2 | 9.1974 | 9.1974 | 2016 SNOPR Analytical Tools: National Impact Analysis (NIA) Spreadsheet, Cooking_Pds_NIA_SNOPR_DOE_2016_publication | 2016 SNOPR Analytical Tools: National Impact Analysis (NIA) Spreadsheet, Cooking_Pds_NIA_SNOPR_DOE_2016_publication | 0 | 0 | NA | NA | 0 | 0 | 0 | 0 | 0 | 0 | 0 | Baseline and measure are at the same efficiency level. Assuming no incremental cost. | No cost | No cost | 0 | 0 | No applicable non-energy benefits | No applicable non-energy benefits | 100% | Equipment 100% technically feasible within end use | System | System
King CountyManufactured - Highly ImpactedCooking Oven3New | King CountyManufactured - Highly ImpactedCooking OvenNew | King County | Manufactured - Highly Impacted | Cooking Oven | 3 | Market Standard Cooking Oven | New | Cooking Oven - Market Standard | Market Standard Cooking Oven | Market Standard Cooking Oven | per Home | 16 | NWPCC 2021 Plan workbook Res-Oven-2021P_v2 | 9.1974 | 9.1974 | 2016 SNOPR Analytical Tools: National Impact Analysis (NIA) Spreadsheet, Cooking_Pds_NIA_SNOPR_DOE_2016_publication | 2016 SNOPR Analytical Tools: National Impact Analysis (NIA) Spreadsheet, Cooking_Pds_NIA_SNOPR_DOE_2016_publication | 0 | 0 | NA | NA | 0 | 0 | 0 | 0 | 0 | 0 | 0 | Baseline and measure are at the same efficiency level. Assuming no incremental cost. | No cost | No cost | 0 | 0 | No applicable non-energy benefits | No applicable non-energy benefits | 100% | Equipment 100% technically feasible within end use | System | System
King CountySingle FamilyCooking Oven4Existing | King CountySingle FamilyCooking OvenExisting | King County | Single Family | Cooking Oven | 4 | High Efficiency Convection Cooking Oven | Existing | Cooking Oven - High Efficiency | High Efficiency Convection Cooking Oven | Federal Standard 2012 Cooking Oven | per Home | 16 | NWPCC 2021 Plan workbook Res-Oven-2021P_v2 | 9.915 | 8.3182 | 2016 SNOPR Analytical Tools: National Impact Analysis (NIA) Spreadsheet, Cooking_Pds_NIA_SNOPR_DOE_2016_publication | 2016 SNOPR Analytical Tools: National Impact Analysis (NIA) Spreadsheet, Cooking_Pds_NIA_SNOPR_DOE_2016_publication | 0 | 0 | NA | NA | 565.2938 | 0 | 0 | 584.462 | 0 | 0 | 0 | 2016 SNOPR Analytical Tools: National Impact Analysis (NIA) Spreadsheet, Cooking_Pds_NIA_SNOPR_DOE_2016_publication | No cost | No cost | 0 | 0 | No applicable non-energy benefits | No applicable non-energy benefits | 100% | Equipment 100% technically feasible within end use | System | System
King CountySingle FamilyCooking Oven4New | King CountySingle FamilyCooking OvenNew | King County | Single Family | Cooking Oven | 4 | High Efficiency Convection Cooking Oven | New | Cooking Oven - High Efficiency | High Efficiency Convection Cooking Oven | Federal Standard 2012 Cooking Oven | per Home | 16 | NWPCC 2021 Plan workbook Res-Oven-2021P_v2 | 9.915 | 8.3182 | 2016 SNOPR Analytical Tools: National Impact Analysis (NIA) Spreadsheet, Cooking_Pds_NIA_SNOPR_DOE_2016_publication | 2016 SNOPR Analytical Tools: National Impact Analysis (NIA) Spreadsheet, Cooking_Pds_NIA_SNOPR_DOE_2016_publication | 0 | 0 | NA | NA | 565.2938 | 0 | 0 | 584.462 | 0 | 0 | 0 | 2016 SNOPR Analytical Tools: National Impact Analysis (NIA) Spreadsheet, Cooking_Pds_NIA_SNOPR_DOE_2016_publication | No cost | No cost | 0 | 0 | No applicable non-energy benefits | No applicable non-energy benefits | 100% | Equipment 100% technically feasible within end use | System | System
King CountySingle Family - Highly ImpactedCooking Oven4Existing | King CountySingle Family - Highly ImpactedCooking OvenExisting | King County | Single Family - Highly Impacted | Cooking Oven | 4 | High Efficiency Convection Cooking Oven | Existing | Cooking Oven - High Efficiency | High Efficiency Convection Cooking Oven | Federal Standard 2012 Cooking Oven | per Home | 16 | NWPCC 2021 Plan workbook Res-Oven-2021P_v2 | 9.915 | 8.3182 | 2016 SNOPR Analytical Tools: National Impact Analysis (NIA) Spreadsheet, Cooking_Pds_NIA_SNOPR_DOE_2016_publication | 2016 SNOPR Analytical Tools: National Impact Analysis (NIA) Spreadsheet, Cooking_Pds_NIA_SNOPR_DOE_2016_publication | 0 | 0 | NA | NA | 565.2938 | 0 | 0 | 584.462 | 0 | 0 | 0 | 2016 SNOPR Analytical Tools: National Impact Analysis (NIA) Spreadsheet, Cooking_Pds_NIA_SNOPR_DOE_2016_publication | No cost | No cost | 0 | 0 | No applicable non-energy benefits | No applicable non-energy benefits | 100% | Equipment 100% technically feasible within end use | System | System
King CountySingle Family - Highly ImpactedCooking Oven4New | King CountySingle Family - Highly ImpactedCooking OvenNew | King County | Single Family - Highly Impacted | Cooking Oven | 4 | High Efficiency Convection Cooking Oven | New | Cooking Oven - High Efficiency | High Efficiency Convection Cooking Oven | Federal Standard 2012 Cooking Oven | per Home | 16 | NWPCC 2021 Plan workbook Res-Oven-2021P_v2 | 9.915 | 8.3182 | 2016 SNOPR Analytical Tools: National Impact Analysis (NIA) Spreadsheet, Cooking_Pds_NIA_SNOPR_DOE_2016_publication | 2016 SNOPR Analytical Tools: National Impact Analysis (NIA) Spreadsheet, Cooking_Pds_NIA_SNOPR_DOE_2016_publication | 0 | 0 | NA | NA | 565.2938 | 0 | 0 | 584.462 | 0 | 0 | 0 | 2016 SNOPR Analytical Tools: National Impact Analysis (NIA) Spreadsheet, Cooking_Pds_NIA_SNOPR_DOE_2016_publication | No cost | No cost | 0 | 0 | No applicable non-energy benefits | No applicable non-energy benefits | 100% | Equipment 100% technically feasible within end use | System | System
King CountyMultifamilyCooking Oven4Existing | King CountyMultifamilyCooking OvenExisting | King County | Multifamily | Cooking Oven | 4 | High Efficiency Convection Cooking Oven | Existing | Cooking Oven - High Efficiency | High Efficiency Convection Cooking Oven | Federal Standard 2012 Cooking Oven | per Home | 16 | NWPCC 2021 Plan workbook Res-Oven-2021P_v2 | 9.915 | 8.3182 | 2016 SNOPR Analytical Tools: National Impact Analysis (NIA) Spreadsheet, Cooking_Pds_NIA_SNOPR_DOE_2016_publication | 2016 SNOPR Analytical Tools: National Impact Analysis (NIA) Spreadsheet, Cooking_Pds_NIA_SNOPR_DOE_2016_publication | 0 | 0 | NA | NA | 565.2938 | 0 | 0 | 584.462 | 0 | 0 | 0 | 2016 SNOPR Analytical Tools: National Impact Analysis (NIA) Spreadsheet, Cooking_Pds_NIA_SNOPR_DOE_2016_publication | No cost | No cost | 0 | 0 | No applicable non-energy benefits | No applicable non-energy benefits | 100% | Equipment 100% technically feasible within end use | System | System
King CountyMultifamilyCooking Oven4New | King CountyMultifamilyCooking OvenNew | King County | Multifamily | Cooking Oven | 4 | High Efficiency Convection Cooking Oven | New | Cooking Oven - High Efficiency | High Efficiency Convection Cooking Oven | Federal Standard 2012 Cooking Oven | per Home | 16 | NWPCC 2021 Plan workbook Res-Oven-2021P_v2 | 9.915 | 8.3182 | 2016 SNOPR Analytical Tools: National Impact Analysis (NIA) Spreadsheet, Cooking_Pds_NIA_SNOPR_DOE_2016_publication | 2016 SNOPR Analytical Tools: National Impact Analysis (NIA) Spreadsheet, Cooking_Pds_NIA_SNOPR_DOE_2016_publication | 0 | 0 | NA | NA | 565.2938 | 0 | 0 | 584.462 | 0 | 0 | 0 | 2016 SNOPR Analytical Tools: National Impact Analysis (NIA) Spreadsheet, Cooking_Pds_NIA_SNOPR_DOE_2016_publication | No cost | No cost | 0 | 0 | No applicable non-energy benefits | No applicable non-energy benefits | 100% | Equipment 100% technically feasible within end use | System | System
King CountyMultifamily - Highly ImpactedCooking Oven4Existing | King CountyMultifamily - Highly ImpactedCooking OvenExisting | King County | Multifamily - Highly Impacted | Cooking Oven | 4 | High Efficiency Convection Cooking Oven | Existing | Cooking Oven - High Efficiency | High Efficiency Convection Cooking Oven | Federal Standard 2012 Cooking Oven | per Home | 16 | NWPCC 2021 Plan workbook Res-Oven-2021P_v2 | 9.915 | 8.3182 | 2016 SNOPR Analytical Tools: National Impact Analysis (NIA) Spreadsheet, Cooking_Pds_NIA_SNOPR_DOE_2016_publication | 2016 SNOPR Analytical Tools: National Impact Analysis (NIA) Spreadsheet, Cooking_Pds_NIA_SNOPR_DOE_2016_publication | 0 | 0 | NA | NA | 565.2938 | 0 | 0 | 584.462 | 0 | 0 | 0 | 2016 SNOPR Analytical Tools: National Impact Analysis (NIA) Spreadsheet, Cooking_Pds_NIA_SNOPR_DOE_2016_publication | No cost | No cost | 0 | 0 | No applicable non-energy benefits | No applicable non-energy benefits | 100% | Equipment 100% technically feasible within end use | System | System
King CountyMultifamily - Highly ImpactedCooking Oven4New | King CountyMultifamily - Highly ImpactedCooking OvenNew | King County | Multifamily - Highly Impacted | Cooking Oven | 4 | High Efficiency Convection Cooking Oven | New | Cooking Oven - High Efficiency | High Efficiency Convection Cooking Oven | Federal Standard 2012 Cooking Oven | per Home | 16 | NWPCC 2021 Plan workbook Res-Oven-2021P_v2 | 9.915 | 8.3182 | 2016 SNOPR Analytical Tools: National Impact Analysis (NIA) Spreadsheet, Cooking_Pds_NIA_SNOPR_DOE_2016_publication | 2016 SNOPR Analytical Tools: National Impact Analysis (NIA) Spreadsheet, Cooking_Pds_NIA_SNOPR_DOE_2016_publication | 0 | 0 | NA | NA | 565.2938 | 0 | 0 | 584.462 | 0 | 0 | 0 | 2016 SNOPR Analytical Tools: National Impact Analysis (NIA) Spreadsheet, Cooking_Pds_NIA_SNOPR_DOE_2016_publication | No cost | No cost | 0 | 0 | No applicable non-energy benefits | No applicable non-energy benefits | 100% | Equipment 100% technically feasible within end use | System | System
King CountyManufacturedCooking Oven4Existing | King CountyManufacturedCooking OvenExisting | King County | Manufactured | Cooking Oven | 4 | High Efficiency Convection Cooking Oven | Existing | Cooking Oven - High Efficiency | High Efficiency Convection Cooking Oven | Federal Standard 2012 Cooking Oven | per Home | 16 | NWPCC 2021 Plan workbook Res-Oven-2021P_v2 | 9.915 | 8.3182 | 2016 SNOPR Analytical Tools: National Impact Analysis (NIA) Spreadsheet, Cooking_Pds_NIA_SNOPR_DOE_2016_publication | 2016 SNOPR Analytical Tools: National Impact Analysis (NIA) Spreadsheet, Cooking_Pds_NIA_SNOPR_DOE_2016_publication | 0 | 0 | NA | NA | 565.2938 | 0 | 0 | 584.462 | 0 | 0 | 0 | 2016 SNOPR Analytical Tools: National Impact Analysis (NIA) Spreadsheet, Cooking_Pds_NIA_SNOPR_DOE_2016_publication | No cost | No cost | 0 | 0 | No applicable non-energy benefits | No applicable non-energy benefits | 100% | Equipment 100% technically feasible within end use | System | System
King CountyManufacturedCooking Oven4New | King CountyManufacturedCooking OvenNew | King County | Manufactured | Cooking Oven | 4 | High Efficiency Convection Cooking Oven | New | Cooking Oven - High Efficiency | High Efficiency Convection Cooking Oven | Federal Standard 2012 Cooking Oven | per Home | 16 | NWPCC 2021 Plan workbook Res-Oven-2021P_v2 | 9.915 | 8.3182 | 2016 SNOPR Analytical Tools: National Impact Analysis (NIA) Spreadsheet, Cooking_Pds_NIA_SNOPR_DOE_2016_publication | 2016 SNOPR Analytical Tools: National Impact Analysis (NIA) Spreadsheet, Cooking_Pds_NIA_SNOPR_DOE_2016_publication | 0 | 0 | NA | NA | 565.2938 | 0 | 0 | 584.462 | 0 | 0 | 0 | 2016 SNOPR Analytical Tools: National Impact Analysis (NIA) Spreadsheet, Cooking_Pds_NIA_SNOPR_DOE_2016_publication | No cost | No cost | 0 | 0 | No applicable non-energy benefits | No applicable non-energy benefits | 100% | Equipment 100% technically feasible within end use | System | System
King CountyManufactured - Highly ImpactedCooking Oven4Existing | King CountyManufactured - Highly ImpactedCooking OvenExisting | King County | Manufactured - Highly Impacted | Cooking Oven | 4 | High Efficiency Convection Cooking Oven | Existing | Cooking Oven - High Efficiency | High Efficiency Convection Cooking Oven | Federal Standard 2012 Cooking Oven | per Home | 16 | NWPCC 2021 Plan workbook Res-Oven-2021P_v2 | 9.915 | 8.3182 | 2016 SNOPR Analytical Tools: National Impact Analysis (NIA) Spreadsheet, Cooking_Pds_NIA_SNOPR_DOE_2016_publication | 2016 SNOPR Analytical Tools: National Impact Analysis (NIA) Spreadsheet, Cooking_Pds_NIA_SNOPR_DOE_2016_publication | 0 | 0 | NA | NA | 565.2938 | 0 | 0 | 584.462 | 0 | 0 | 0 | 2016 SNOPR Analytical Tools: National Impact Analysis (NIA) Spreadsheet, Cooking_Pds_NIA_SNOPR_DOE_2016_publication | No cost | No cost | 0 | 0 | No applicable non-energy benefits | No applicable non-energy benefits | 100% | Equipment 100% technically feasible within end use | System | System
King CountyManufactured - Highly ImpactedCooking Oven4New | King CountyManufactured - Highly ImpactedCooking OvenNew | King County | Manufactured - Highly Impacted | Cooking Oven | 4 | High Efficiency Convection Cooking Oven | New | Cooking Oven - High Efficiency | High Efficiency Convection Cooking Oven | Federal Standard 2012 Cooking Oven | per Home | 16 | NWPCC 2021 Plan workbook Res-Oven-2021P_v2 | 9.915 | 8.3182 | 2016 SNOPR Analytical Tools: National Impact Analysis (NIA) Spreadsheet, Cooking_Pds_NIA_SNOPR_DOE_2016_publication | 2016 SNOPR Analytical Tools: National Impact Analysis (NIA) Spreadsheet, Cooking_Pds_NIA_SNOPR_DOE_2016_publication | 0 | 0 | NA | NA | 565.2938 | 0 | 0 | 584.462 | 0 | 0 | 0 | 2016 SNOPR Analytical Tools: National Impact Analysis (NIA) Spreadsheet, Cooking_Pds_NIA_SNOPR_DOE_2016_publication | No cost | No cost | 0 | 0 | No applicable non-energy benefits | No applicable non-energy benefits | 100% | Equipment 100% technically feasible within end use | System | System
King CountySingle FamilyCooking Range1Existing | King CountySingle FamilyCooking RangeExisting | King County | Single Family | Cooking Range | 1 | Federal Standard 2012 Cooking Range | Existing | Cooking Range - Federal Standard 2012 | Federal Standard 2012 Cooking Range | Federal Standard 2012 Cooking Range | per Home | 19 | Chapter 8 of 2009 TSD; Table 8.2.43, pg 8-39; found at: : https://www.regulations.gov/document?D=EERE-2006-STD-0127-0097 | 7.2 | 7.2 | Chapter 6 of 2009 TSD; Table 6.2.1, pg 6-3 and Table 6.2.5, pg 6-7; found at: : https://www.regulations.gov/document?D=EERE-2006-STD-0127-0097 | Chapter 6 of 2009 TSD; Table 6.2.1, pg 6-3 and Table 6.2.5, pg 6-7; found at: : https://www.regulations.gov/document?D=EERE-2006-STD-0127-0097 | 0 | 0 | NA | NA | 523.4587 | 0 | 0 | 523.4587 | 0 | 0 | 0 | Baseline and measure are at the same efficiency level. Source: 2009 TSD, Chapter 8, Table 8.2.12, pg 8-18 and Table 8.2.41, pg 8-38 | Baseline and measure are at the same efficiency level. Assuming no incremental cost. | Baseline and measure are at the same efficiency level. Assuming no incremental cost. | 0 | 0 | No applicable non-energy benefits | No applicable non-energy benefits | 100% | Equipment 100% technically feasible within end use | System | System
King CountySingle FamilyCooking Range1New | King CountySingle FamilyCooking RangeNew | King County | Single Family | Cooking Range | 1 | Federal Standard 2012 Cooking Range | New | Cooking Range - Federal Standard 2012 | Federal Standard 2012 Cooking Range | Federal Standard 2012 Cooking Range | per Home | 19 | Chapter 8 of 2009 TSD; Table 8.2.43, pg 8-39; found at: : https://www.regulations.gov/document?D=EERE-2006-STD-0127-0097 | 7.2 | 7.2 | Chapter 6 of 2009 TSD; Table 6.2.1, pg 6-3 and Table 6.2.5, pg 6-7; found at: : https://www.regulations.gov/document?D=EERE-2006-STD-0127-0097 | Chapter 6 of 2009 TSD; Table 6.2.1, pg 6-3 and Table 6.2.5, pg 6-7; found at: : https://www.regulations.gov/document?D=EERE-2006-STD-0127-0097 | 0 | 0 | NA | NA | 523.4587 | 0 | 0 | 523.4587 | 0 | 0 | 0 | Baseline and measure are at the same efficiency level. Source: 2009 TSD, Chapter 8, Table 8.2.12, pg 8-18 and Table 8.2.41, pg 8-38 | Baseline and measure are at the same efficiency level. Assuming no incremental cost. | Baseline and measure are at the same efficiency level. Assuming no incremental cost. | 0 | 0 | No applicable non-energy benefits | No applicable non-energy benefits | 100% | Equipment 100% technically feasible within end use | System | System
King CountySingle Family - Highly ImpactedCooking Range1Existing | King CountySingle Family - Highly ImpactedCooking RangeExisting | King County | Single Family - Highly Impacted | Cooking Range | 1 | Federal Standard 2012 Cooking Range | Existing | Cooking Range - Federal Standard 2012 | Federal Standard 2012 Cooking Range | Federal Standard 2012 Cooking Range | per Home | 19 | Chapter 8 of 2009 TSD; Table 8.2.43, pg 8-39; found at: : https://www.regulations.gov/document?D=EERE-2006-STD-0127-0097 | 7.2 | 7.2 | Chapter 6 of 2009 TSD; Table 6.2.1, pg 6-3 and Table 6.2.5, pg 6-7; found at: : https://www.regulations.gov/document?D=EERE-2006-STD-0127-0097 | Chapter 6 of 2009 TSD; Table 6.2.1, pg 6-3 and Table 6.2.5, pg 6-7; found at: : https://www.regulations.gov/document?D=EERE-2006-STD-0127-0097 | 0 | 0 | NA | NA | 523.4587 | 0 | 0 | 523.4587 | 0 | 0 | 0 | Baseline and measure are at the same efficiency level. Source: 2009 TSD, Chapter 8, Table 8.2.12, pg 8-18 and Table 8.2.41, pg 8-38 | Baseline and measure are at the same efficiency level. Assuming no incremental cost. | Baseline and measure are at the same efficiency level. Assuming no incremental cost. | 0 | 0 | No applicable non-energy benefits | No applicable non-energy benefits | 100% | Equipment 100% technically feasible within end use | System | System
King CountySingle Family - Highly ImpactedCooking Range1New | King CountySingle Family - Highly ImpactedCooking RangeNew | King County | Single Family - Highly Impacted | Cooking Range | 1 | Federal Standard 2012 Cooking Range | New | Cooking Range - Federal Standard 2012 | Federal Standard 2012 Cooking Range | Federal Standard 2012 Cooking Range | per Home | 19 | Chapter 8 of 2009 TSD; Table 8.2.43, pg 8-39; found at: : https://www.regulations.gov/document?D=EERE-2006-STD-0127-0097 | 7.2 | 7.2 | Chapter 6 of 2009 TSD; Table 6.2.1, pg 6-3 and Table 6.2.5, pg 6-7; found at: : https://www.regulations.gov/document?D=EERE-2006-STD-0127-0097 | Chapter 6 of 2009 TSD; Table 6.2.1, pg 6-3 and Table 6.2.5, pg 6-7; found at: : https://www.regulations.gov/document?D=EERE-2006-STD-0127-0097 | 0 | 0 | NA | NA | 523.4587 | 0 | 0 | 523.4587 | 0 | 0 | 0 | Baseline and measure are at the same efficiency level. Source: 2009 TSD, Chapter 8, Table 8.2.12, pg 8-18 and Table 8.2.41, pg 8-38 | Baseline and measure are at the same efficiency level. Assuming no incremental cost. | Baseline and measure are at the same efficiency level. Assuming no incremental cost. | 0 | 0 | No applicable non-energy benefits | No applicable non-energy benefits | 100% | Equipment 100% technically feasible within end use | System | System
King CountyMultifamilyCooking Range1Existing | King CountyMultifamilyCooking RangeExisting | King County | Multifamily | Cooking Range | 1 | Federal Standard 2012 Cooking Range | Existing | Cooking Range - Federal Standard 2012 | Federal Standard 2012 Cooking Range | Federal Standard 2012 Cooking Range | per Home | 19 | Chapter 8 of 2009 TSD; Table 8.2.43, pg 8-39; found at: : https://www.regulations.gov/document?D=EERE-2006-STD-0127-0097 | 7.2 | 7.2 | Chapter 6 of 2009 TSD; Table 6.2.1, pg 6-3 and Table 6.2.5, pg 6-7; found at: : https://www.regulations.gov/document?D=EERE-2006-STD-0127-0097 | Chapter 6 of 2009 TSD; Table 6.2.1, pg 6-3 and Table 6.2.5, pg 6-7; found at: : https://www.regulations.gov/document?D=EERE-2006-STD-0127-0097 | 0 | 0 | NA | NA | 523.4587 | 0 | 0 | 523.4587 | 0 | 0 | 0 | Baseline and measure are at the same efficiency level. Source: 2009 TSD, Chapter 8, Table 8.2.12, pg 8-18 and Table 8.2.41, pg 8-38 | Baseline and measure are at the same efficiency level. Assuming no incremental cost. | Baseline and measure are at the same efficiency level. Assuming no incremental cost. | 0 | 0 | No applicable non-energy benefits | No applicable non-energy benefits | 100% | Equipment 100% technically feasible within end use | System | System
King CountyMultifamilyCooking Range1New | King CountyMultifamilyCooking RangeNew | King County | Multifamily | Cooking Range | 1 | Federal Standard 2012 Cooking Range | New | Cooking Range - Federal Standard 2012 | Federal Standard 2012 Cooking Range | Federal Standard 2012 Cooking Range | per Home | 19 | Chapter 8 of 2009 TSD; Table 8.2.43, pg 8-39; found at: : https://www.regulations.gov/document?D=EERE-2006-STD-0127-0097 | 7.2 | 7.2 | Chapter 6 of 2009 TSD; Table 6.2.1, pg 6-3 and Table 6.2.5, pg 6-7; found at: : https://www.regulations.gov/document?D=EERE-2006-STD-0127-0097 | Chapter 6 of 2009 TSD; Table 6.2.1, pg 6-3 and Table 6.2.5, pg 6-7; found at: : https://www.regulations.gov/document?D=EERE-2006-STD-0127-0097 | 0 | 0 | NA | NA | 523.4587 | 0 | 0 | 523.4587 | 0 | 0 | 0 | Baseline and measure are at the same efficiency level. Source: 2009 TSD, Chapter 8, Table 8.2.12, pg 8-18 and Table 8.2.41, pg 8-38 | Baseline and measure are at the same efficiency level. Assuming no incremental cost. | Baseline and measure are at the same efficiency level. Assuming no incremental cost. | 0 | 0 | No applicable non-energy benefits | No applicable non-energy benefits | 100% | Equipment 100% technically feasible within end use | System | System
King CountyMultifamily - Highly ImpactedCooking Range1Existing | King CountyMultifamily - Highly ImpactedCooking RangeExisting | King County | Multifamily - Highly Impacted | Cooking Range | 1 | Federal Standard 2012 Cooking Range | Existing | Cooking Range - Federal Standard 2012 | Federal Standard 2012 Cooking Range | Federal Standard 2012 Cooking Range | per Home | 19 | Chapter 8 of 2009 TSD; Table 8.2.43, pg 8-39; found at: : https://www.regulations.gov/document?D=EERE-2006-STD-0127-0097 | 7.2 | 7.2 | Chapter 6 of 2009 TSD; Table 6.2.1, pg 6-3 and Table 6.2.5, pg 6-7; found at: : https://www.regulations.gov/document?D=EERE-2006-STD-0127-0097 | Chapter 6 of 2009 TSD; Table 6.2.1, pg 6-3 and Table 6.2.5, pg 6-7; found at: : https://www.regulations.gov/document?D=EERE-2006-STD-0127-0097 | 0 | 0 | NA | NA | 523.4587 | 0 | 0 | 523.4587 | 0 | 0 | 0 | Baseline and measure are at the same efficiency level. Source: 2009 TSD, Chapter 8, Table 8.2.12, pg 8-18 and Table 8.2.41, pg 8-38 | Baseline and measure are at the same efficiency level. Assuming no incremental cost. | Baseline and measure are at the same efficiency level. Assuming no incremental cost. | 0 | 0 | No applicable non-energy benefits | No applicable non-energy benefits | 100% | Equipment 100% technically feasible within end use | System | System
King CountyMultifamily - Highly ImpactedCooking Range1New | King CountyMultifamily - Highly ImpactedCooking RangeNew | King County | Multifamily - Highly Impacted | Cooking Range | 1 | Federal Standard 2012 Cooking Range | New | Cooking Range - Federal Standard 2012 | Federal Standard 2012 Cooking Range | Federal Standard 2012 Cooking Range | per Home | 19 | Chapter 8 of 2009 TSD; Table 8.2.43, pg 8-39; found at: : https://www.regulations.gov/document?D=EERE-2006-STD-0127-0097 | 7.2 | 7.2 | Chapter 6 of 2009 TSD; Table 6.2.1, pg 6-3 and Table 6.2.5, pg 6-7; found at: : https://www.regulations.gov/document?D=EERE-2006-STD-0127-0097 | Chapter 6 of 2009 TSD; Table 6.2.1, pg 6-3 and Table 6.2.5, pg 6-7; found at: : https://www.regulations.gov/document?D=EERE-2006-STD-0127-0097 | 0 | 0 | NA | NA | 523.4587 | 0 | 0 | 523.4587 | 0 | 0 | 0 | Baseline and measure are at the same efficiency level. Source: 2009 TSD, Chapter 8, Table 8.2.12, pg 8-18 and Table 8.2.41, pg 8-38 | Baseline and measure are at the same efficiency level. Assuming no incremental cost. | Baseline and measure are at the same efficiency level. Assuming no incremental cost. | 0 | 0 | No applicable non-energy benefits | No applicable non-energy benefits | 100% | Equipment 100% technically feasible within end use | System | System
King CountyManufacturedCooking Range1Existing | King CountyManufacturedCooking RangeExisting | King County | Manufactured | Cooking Range | 1 | Federal Standard 2012 Cooking Range | Existing | Cooking Range - Federal Standard 2012 | Federal Standard 2012 Cooking Range | Federal Standard 2012 Cooking Range | per Home | 19 | Chapter 8 of 2009 TSD; Table 8.2.43, pg 8-39; found at: : https://www.regulations.gov/document?D=EERE-2006-STD-0127-0097 | 7.2 | 7.2 | Chapter 6 of 2009 TSD; Table 6.2.1, pg 6-3 and Table 6.2.5, pg 6-7; found at: : https://www.regulations.gov/document?D=EERE-2006-STD-0127-0097 | Chapter 6 of 2009 TSD; Table 6.2.1, pg 6-3 and Table 6.2.5, pg 6-7; found at: : https://www.regulations.gov/document?D=EERE-2006-STD-0127-0097 | 0 | 0 | NA | NA | 523.4587 | 0 | 0 | 523.4587 | 0 | 0 | 0 | Baseline and measure are at the same efficiency level. Source: 2009 TSD, Chapter 8, Table 8.2.12, pg 8-18 and Table 8.2.41, pg 8-38 | Baseline and measure are at the same efficiency level. Assuming no incremental cost. | Baseline and measure are at the same efficiency level. Assuming no incremental cost. | 0 | 0 | No applicable non-energy benefits | No applicable non-energy benefits | 100% | Equipment 100% technically feasible within end use | System | System
King CountyManufacturedCooking Range1New | King CountyManufacturedCooking RangeNew | King County | Manufactured | Cooking Range | 1 | Federal Standard 2012 Cooking Range | New | Cooking Range - Federal Standard 2012 | Federal Standard 2012 Cooking Range | Federal Standard 2012 Cooking Range | per Home | 19 | Chapter 8 of 2009 TSD; Table 8.2.43, pg 8-39; found at: : https://www.regulations.gov/document?D=EERE-2006-STD-0127-0097 | 7.2 | 7.2 | Chapter 6 of 2009 TSD; Table 6.2.1, pg 6-3 and Table 6.2.5, pg 6-7; found at: : https://www.regulations.gov/document?D=EERE-2006-STD-0127-0097 | Chapter 6 of 2009 TSD; Table 6.2.1, pg 6-3 and Table 6.2.5, pg 6-7; found at: : https://www.regulations.gov/document?D=EERE-2006-STD-0127-0097 | 0 | 0 | NA | NA | 523.4587 | 0 | 0 | 523.4587 | 0 | 0 | 0 | Baseline and measure are at the same efficiency level. Source: 2009 TSD, Chapter 8, Table 8.2.12, pg 8-18 and Table 8.2.41, pg 8-38 | Baseline and measure are at the same efficiency level. Assuming no incremental cost. | Baseline and measure are at the same efficiency level. Assuming no incremental cost. | 0 | 0 | No applicable non-energy benefits | No applicable non-energy benefits | 100% | Equipment 100% technically feasible within end use | System | System
King CountyManufactured - Highly ImpactedCooking Range1Existing | King CountyManufactured - Highly ImpactedCooking RangeExisting | King County | Manufactured - Highly Impacted | Cooking Range | 1 | Federal Standard 2012 Cooking Range | Existing | Cooking Range - Federal Standard 2012 | Federal Standard 2012 Cooking Range | Federal Standard 2012 Cooking Range | per Home | 19 | Chapter 8 of 2009 TSD; Table 8.2.43, pg 8-39; found at: : https://www.regulations.gov/document?D=EERE-2006-STD-0127-0097 | 7.2 | 7.2 | Chapter 6 of 2009 TSD; Table 6.2.1, pg 6-3 and Table 6.2.5, pg 6-7; found at: : https://www.regulations.gov/document?D=EERE-2006-STD-0127-0097 | Chapter 6 of 2009 TSD; Table 6.2.1, pg 6-3 and Table 6.2.5, pg 6-7; found at: : https://www.regulations.gov/document?D=EERE-2006-STD-0127-0097 | 0 | 0 | NA | NA | 523.4587 | 0 | 0 | 523.4587 | 0 | 0 | 0 | Baseline and measure are at the same efficiency level. Source: 2009 TSD, Chapter 8, Table 8.2.12, pg 8-18 and Table 8.2.41, pg 8-38 | Baseline and measure are at the same efficiency level. Assuming no incremental cost. | Baseline and measure are at the same efficiency level. Assuming no incremental cost. | 0 | 0 | No applicable non-energy benefits | No applicable non-energy benefits | 100% | Equipment 100% technically feasible within end use | System | System
King CountyManufactured - Highly ImpactedCooking Range1New | King CountyManufactured - Highly ImpactedCooking RangeNew | King County | Manufactured - Highly Impacted | Cooking Range | 1 | Federal Standard 2012 Cooking Range | New | Cooking Range - Federal Standard 2012 | Federal Standard 2012 Cooking Range | Federal Standard 2012 Cooking Range | per Home | 19 | Chapter 8 of 2009 TSD; Table 8.2.43, pg 8-39; found at: : https://www.regulations.gov/document?D=EERE-2006-STD-0127-0097 | 7.2 | 7.2 | Chapter 6 of 2009 TSD; Table 6.2.1, pg 6-3 and Table 6.2.5, pg 6-7; found at: : https://www.regulations.gov/document?D=EERE-2006-STD-0127-0097 | Chapter 6 of 2009 TSD; Table 6.2.1, pg 6-3 and Table 6.2.5, pg 6-7; found at: : https://www.regulations.gov/document?D=EERE-2006-STD-0127-0097 | 0 | 0 | NA | NA | 523.4587 | 0 | 0 | 523.4587 | 0 | 0 | 0 | Baseline and measure are at the same efficiency level. Source: 2009 TSD, Chapter 8, Table 8.2.12, pg 8-18 and Table 8.2.41, pg 8-38 | Baseline and measure are at the same efficiency level. Assuming no incremental cost. | Baseline and measure are at the same efficiency level. Assuming no incremental cost. | 0 | 0 | No applicable non-energy benefits | No applicable non-energy benefits | 100% | Equipment 100% technically feasible within end use | System | System
King CountySingle FamilyOther1Existing | King CountySingle FamilyOtherExisting | King County | Single Family | Other | 1 | Standard Other Equipment | Existing | Other - Standard | Standard Other Equipment | Standard Other Equipment | per Home | 10 | Potential study model calibration end use. Setting EUL to 10 years based on Engineering Judgment | 0 | 0 | Potential study model calibration end use and therefore assigned UEC of 0 | Potential study model calibration end use and therefore assigned UEC of 0 | 0 | 0 | NA | NA | 0 | 0 | 0 | 0 | 0 | 0 | 0 | Baseline and measure are identical, default to zero | Baseline and measure are identical, default to zero | Baseline and measure are identical, default to zero | 0 | 0 | No applicable non-energy benefits | No applicable non-energy benefits | 100% | Equipment 100% technically feasible within end use | System | System
King CountySingle FamilyOther1New | King CountySingle FamilyOtherNew | King County | Single Family | Other | 1 | Standard Other Equipment | New | Other - Standard | Standard Other Equipment | Standard Other Equipment | per Home | 10 | Potential study model calibration end use. Setting EUL to 10 years based on Engineering Judgment | 0 | 0 | Potential study model calibration end use and therefore assigned UEC of 0 | Potential study model calibration end use and therefore assigned UEC of 0 | 0 | 0 | NA | NA | 0 | 0 | 0 | 0 | 0 | 0 | 0 | Baseline and measure are identical, default to zero | Baseline and measure are identical, default to zero | Baseline and measure are identical, default to zero | 0 | 0 | No applicable non-energy benefits | No applicable non-energy benefits | 100% | Equipment 100% technically feasible within end use | System | System
King CountySingle Family - Highly ImpactedOther1Existing | King CountySingle Family - Highly ImpactedOtherExisting | King County | Single Family - Highly Impacted | Other | 1 | Standard Other Equipment | Existing | Other - Standard | Standard Other Equipment | Standard Other Equipment | per Home | 10 | Potential study model calibration end use. Setting EUL to 10 years based on Engineering Judgment | 0 | 0 | Potential study model calibration end use and therefore assigned UEC of 0 | Potential study model calibration end use and therefore assigned UEC of 0 | 0 | 0 | NA | NA | 0 | 0 | 0 | 0 | 0 | 0 | 0 | Baseline and measure are identical, default to zero | Baseline and measure are identical, default to zero | Baseline and measure are identical, default to zero | 0 | 0 | No applicable non-energy benefits | No applicable non-energy benefits | 100% | Equipment 100% technically feasible within end use | System | System
King CountySingle Family - Highly ImpactedOther1New | King CountySingle Family - Highly ImpactedOtherNew | King County | Single Family - Highly Impacted | Other | 1 | Standard Other Equipment | New | Other - Standard | Standard Other Equipment | Standard Other Equipment | per Home | 10 | Potential study model calibration end use. Setting EUL to 10 years based on Engineering Judgment | 0 | 0 | Potential study model calibration end use and therefore assigned UEC of 0 | Potential study model calibration end use and therefore assigned UEC of 0 | 0 | 0 | NA | NA | 0 | 0 | 0 | 0 | 0 | 0 | 0 | Baseline and measure are identical, default to zero | Baseline and measure are identical, default to zero | Baseline and measure are identical, default to zero | 0 | 0 | No applicable non-energy benefits | No applicable non-energy benefits | 100% | Equipment 100% technically feasible within end use | System | System
King CountyMultifamilyOther1Existing | King CountyMultifamilyOtherExisting | King County | Multifamily | Other | 1 | Standard Other Equipment | Existing | Other - Standard | Standard Other Equipment | Standard Other Equipment | per Home | 10 | Potential study model calibration end use. Setting EUL to 10 years based on Engineering Judgment | 0 | 0 | Potential study model calibration end use and therefore assigned UEC of 0 | Potential study model calibration end use and therefore assigned UEC of 0 | 0 | 0 | NA | NA | 0 | 0 | 0 | 0 | 0 | 0 | 0 | Baseline and measure are identical, default to zero | Baseline and measure are identical, default to zero | Baseline and measure are identical, default to zero | 0 | 0 | No applicable non-energy benefits | No applicable non-energy benefits | 100% | Equipment 100% technically feasible within end use | System | System
King CountyMultifamilyOther1New | King CountyMultifamilyOtherNew | King County | Multifamily | Other | 1 | Standard Other Equipment | New | Other - Standard | Standard Other Equipment | Standard Other Equipment | per Home | 10 | Potential study model calibration end use. Setting EUL to 10 years based on Engineering Judgment | 0 | 0 | Potential study model calibration end use and therefore assigned UEC of 0 | Potential study model calibration end use and therefore assigned UEC of 0 | 0 | 0 | NA | NA | 0 | 0 | 0 | 0 | 0 | 0 | 0 | Baseline and measure are identical, default to zero | Baseline and measure are identical, default to zero | Baseline and measure are identical, default to zero | 0 | 0 | No applicable non-energy benefits | No applicable non-energy benefits | 100% | Equipment 100% technically feasible within end use | System | System
King CountyMultifamily - Highly ImpactedOther1Existing | King CountyMultifamily - Highly ImpactedOtherExisting | King County | Multifamily - Highly Impacted | Other | 1 | Standard Other Equipment | Existing | Other - Standard | Standard Other Equipment | Standard Other Equipment | per Home | 10 | Potential study model calibration end use. Setting EUL to 10 years based on Engineering Judgment | 0 | 0 | Potential study model calibration end use and therefore assigned UEC of 0 | Potential study model calibration end use and therefore assigned UEC of 0 | 0 | 0 | NA | NA | 0 | 0 | 0 | 0 | 0 | 0 | 0 | Baseline and measure are identical, default to zero | Baseline and measure are identical, default to zero | Baseline and measure are identical, default to zero | 0 | 0 | No applicable non-energy benefits | No applicable non-energy benefits | 100% | Equipment 100% technically feasible within end use | System | System
King CountyMultifamily - Highly ImpactedOther1New | King CountyMultifamily - Highly ImpactedOtherNew | King County | Multifamily - Highly Impacted | Other | 1 | Standard Other Equipment | New | Other - Standard | Standard Other Equipment | Standard Other Equipment | per Home | 10 | Potential study model calibration end use. Setting EUL to 10 years based on Engineering Judgment | 0 | 0 | Potential study model calibration end use and therefore assigned UEC of 0 | Potential study model calibration end use and therefore assigned UEC of 0 | 0 | 0 | NA | NA | 0 | 0 | 0 | 0 | 0 | 0 | 0 | Baseline and measure are identical, default to zero | Baseline and measure are identical, default to zero | Baseline and measure are identical, default to zero | 0 | 0 | No applicable non-energy benefits | No applicable non-energy benefits | 100% | Equipment 100% technically feasible within end use | System | System
King CountyManufacturedOther1Existing | King CountyManufacturedOtherExisting | King County | Manufactured | Other | 1 | Standard Other Equipment | Existing | Other - Standard | Standard Other Equipment | Standard Other Equipment | per Home | 10 | Potential study model calibration end use. Setting EUL to 10 years based on Engineering Judgment | 0 | 0 | Potential study model calibration end use and therefore assigned UEC of 0 | Potential study model calibration end use and therefore assigned UEC of 0 | 0 | 0 | NA | NA | 0 | 0 | 0 | 0 | 0 | 0 | 0 | Baseline and measure are identical, default to zero | Baseline and measure are identical, default to zero | Baseline and measure are identical, default to zero | 0 | 0 | No applicable non-energy benefits | No applicable non-energy benefits | 100% | Equipment 100% technically feasible within end use | System | System
King CountyManufacturedOther1New | King CountyManufacturedOtherNew | King County | Manufactured | Other | 1 | Standard Other Equipment | New | Other - Standard | Standard Other Equipment | Standard Other Equipment | per Home | 10 | Potential study model calibration end use. Setting EUL to 10 years based on Engineering Judgment | 0 | 0 | Potential study model calibration end use and therefore assigned UEC of 0 | Potential study model calibration end use and therefore assigned UEC of 0 | 0 | 0 | NA | NA | 0 | 0 | 0 | 0 | 0 | 0 | 0 | Baseline and measure are identical, default to zero | Baseline and measure are identical, default to zero | Baseline and measure are identical, default to zero | 0 | 0 | No applicable non-energy benefits | No applicable non-energy benefits | 100% | Equipment 100% technically feasible within end use | System | System
King CountyManufactured - Highly ImpactedOther1Existing | King CountyManufactured - Highly ImpactedOtherExisting | King County | Manufactured - Highly Impacted | Other | 1 | Standard Other Equipment | Existing | Other - Standard | Standard Other Equipment | Standard Other Equipment | per Home | 10 | Potential study model calibration end use. Setting EUL to 10 years based on Engineering Judgment | 0 | 0 | Potential study model calibration end use and therefore assigned UEC of 0 | Potential study model calibration end use and therefore assigned UEC of 0 | 0 | 0 | NA | NA | 0 | 0 | 0 | 0 | 0 | 0 | 0 | Baseline and measure are identical, default to zero | Baseline and measure are identical, default to zero | Baseline and measure are identical, default to zero | 0 | 0 | No applicable non-energy benefits | No applicable non-energy benefits | 100% | Equipment 100% technically feasible within end use | System | System
King CountyManufactured - Highly ImpactedOther1New | King CountyManufactured - Highly ImpactedOtherNew | King County | Manufactured - Highly Impacted | Other | 1 | Standard Other Equipment | New | Other - Standard | Standard Other Equipment | Standard Other Equipment | per Home | 10 | Potential study model calibration end use. Setting EUL to 10 years based on Engineering Judgment | 0 | 0 | Potential study model calibration end use and therefore assigned UEC of 0 | Potential study model calibration end use and therefore assigned UEC of 0 | 0 | 0 | NA | NA | 0 | 0 | 0 | 0 | 0 | 0 | 0 | Baseline and measure are identical, default to zero | Baseline and measure are identical, default to zero | Baseline and measure are identical, default to zero | 0 | 0 | No applicable non-energy benefits | No applicable non-energy benefits | 100% | Equipment 100% technically feasible within end use | System | System
King CountySingle FamilyDryer1Existing | King CountySingle FamilyDryerExisting | King County | Single Family | Dryer | 1 | Below Standard Dryer - CEF/EF 1.57/1.82 (Gas Dryer) | Existing | Dryer - Below Standard | Below Standard Dryer - CEF/EF 1.57/1.82 (Gas Dryer) | Below Standard Dryer - CEF/EF 1.57/1.82 (Gas Dryer) | per Home | 6 | Assuming half the measure life for below standard equipment. | 46.7761 | 46.7761 | Savings methodology based on New York Standard Approach for Estimating Energy, v9 | Savings methodology based on New York Standard Approach for Estimating Energy, v9 | 0 | 0 | NA | NA | 0 | 0 | 0 | 0 | 0 | 0 | 0 | Baseline and measure are at the same efficiency level. Assuming no incremental cost. | No cost | No cost | 0 | 0 | No applicable non-energy benefits | No applicable non-energy benefits | 100% | Equipment 100% technically feasible within end use | System | System
King CountySingle FamilyDryer1New | King CountySingle FamilyDryerNew | King County | Single Family | Dryer | 1 | Below Standard Dryer - CEF/EF 1.57/1.82 (Gas Dryer) | New | Dryer - Below Standard | Below Standard Dryer - CEF/EF 1.57/1.82 (Gas Dryer) | Below Standard Dryer - CEF/EF 1.57/1.82 (Gas Dryer) | per Home | 6 | Assuming half the measure life for below standard equipment. | 46.7761 | 46.7761 | Savings methodology based on New York Standard Approach for Estimating Energy, v9 | Savings methodology based on New York Standard Approach for Estimating Energy, v9 | 0 | 0 | NA | NA | 0 | 0 | 0 | 0 | 0 | 0 | 0 | Baseline and measure are at the same efficiency level. Assuming no incremental cost. | No cost | No cost | 0 | 0 | No applicable non-energy benefits | No applicable non-energy benefits | 100% | Equipment 100% technically feasible within end use | System | System
King CountySingle Family - Highly ImpactedDryer1Existing | King CountySingle Family - Highly ImpactedDryerExisting | King County | Single Family - Highly Impacted | Dryer | 1 | Below Standard Dryer - CEF/EF 1.57/1.82 (Gas Dryer) | Existing | Dryer - Below Standard | Below Standard Dryer - CEF/EF 1.57/1.82 (Gas Dryer) | Below Standard Dryer - CEF/EF 1.57/1.82 (Gas Dryer) | per Home | 6 | Assuming half the measure life for below standard equipment. | 46.7761 | 46.7761 | Savings methodology based on New York Standard Approach for Estimating Energy, v9 | Savings methodology based on New York Standard Approach for Estimating Energy, v9 | 0 | 0 | NA | NA | 0 | 0 | 0 | 0 | 0 | 0 | 0 | Baseline and measure are at the same efficiency level. Assuming no incremental cost. | No cost | No cost | 0 | 0 | No applicable non-energy benefits | No applicable non-energy benefits | 100% | Equipment 100% technically feasible within end use | System | System
King CountySingle Family - Highly ImpactedDryer1New | King CountySingle Family - Highly ImpactedDryerNew | King County | Single Family - Highly Impacted | Dryer | 1 | Below Standard Dryer - CEF/EF 1.57/1.82 (Gas Dryer) | New | Dryer - Below Standard | Below Standard Dryer - CEF/EF 1.57/1.82 (Gas Dryer) | Below Standard Dryer - CEF/EF 1.57/1.82 (Gas Dryer) | per Home | 6 | Assuming half the measure life for below standard equipment. | 46.7761 | 46.7761 | Savings methodology based on New York Standard Approach for Estimating Energy, v9 | Savings methodology based on New York Standard Approach for Estimating Energy, v9 | 0 | 0 | NA | NA | 0 | 0 | 0 | 0 | 0 | 0 | 0 | Baseline and measure are at the same efficiency level. Assuming no incremental cost. | No cost | No cost | 0 | 0 | No applicable non-energy benefits | No applicable non-energy benefits | 100% | Equipment 100% technically feasible within end use | System | System
King CountyMultifamilyDryer1Existing | King CountyMultifamilyDryerExisting | King County | Multifamily | Dryer | 1 | Below Standard Dryer - CEF/EF 1.57/1.82 (Gas Dryer) | Existing | Dryer - Below Standard | Below Standard Dryer - CEF/EF 1.57/1.82 (Gas Dryer) | Below Standard Dryer - CEF/EF 1.57/1.82 (Gas Dryer) | per Home | 6 | Assuming half the measure life for below standard equipment. | 46.7761 | 46.7761 | Savings methodology based on New York Standard Approach for Estimating Energy, v9 | Savings methodology based on New York Standard Approach for Estimating Energy, v9 | 0 | 0 | NA | NA | 0 | 0 | 0 | 0 | 0 | 0 | 0 | Baseline and measure are at the same efficiency level. Assuming no incremental cost. | No cost | No cost | 0 | 0 | No applicable non-energy benefits | No applicable non-energy benefits | 100% | Equipment 100% technically feasible within end use | System | System
King CountyMultifamilyDryer1New | King CountyMultifamilyDryerNew | King County | Multifamily | Dryer | 1 | Below Standard Dryer - CEF/EF 1.57/1.82 (Gas Dryer) | New | Dryer - Below Standard | Below Standard Dryer - CEF/EF 1.57/1.82 (Gas Dryer) | Below Standard Dryer - CEF/EF 1.57/1.82 (Gas Dryer) | per Home | 6 | Assuming half the measure life for below standard equipment. | 46.7761 | 46.7761 | Savings methodology based on New York Standard Approach for Estimating Energy, v9 | Savings methodology based on New York Standard Approach for Estimating Energy, v9 | 0 | 0 | NA | NA | 0 | 0 | 0 | 0 | 0 | 0 | 0 | Baseline and measure are at the same efficiency level. Assuming no incremental cost. | No cost | No cost | 0 | 0 | No applicable non-energy benefits | No applicable non-energy benefits | 100% | Equipment 100% technically feasible within end use | System | System
King CountyMultifamily - Highly ImpactedDryer1Existing | King CountyMultifamily - Highly ImpactedDryerExisting | King County | Multifamily - Highly Impacted | Dryer | 1 | Below Standard Dryer - CEF/EF 1.57/1.82 (Gas Dryer) | Existing | Dryer - Below Standard | Below Standard Dryer - CEF/EF 1.57/1.82 (Gas Dryer) | Below Standard Dryer - CEF/EF 1.57/1.82 (Gas Dryer) | per Home | 6 | Assuming half the measure life for below standard equipment. | 46.7761 | 46.7761 | Savings methodology based on New York Standard Approach for Estimating Energy, v9 | Savings methodology based on New York Standard Approach for Estimating Energy, v9 | 0 | 0 | NA | NA | 0 | 0 | 0 | 0 | 0 | 0 | 0 | Baseline and measure are at the same efficiency level. Assuming no incremental cost. | No cost | No cost | 0 | 0 | No applicable non-energy benefits | No applicable non-energy benefits | 100% | Equipment 100% technically feasible within end use | System | System
King CountyMultifamily - Highly ImpactedDryer1New | King CountyMultifamily - Highly ImpactedDryerNew | King County | Multifamily - Highly Impacted | Dryer | 1 | Below Standard Dryer - CEF/EF 1.57/1.82 (Gas Dryer) | New | Dryer - Below Standard | Below Standard Dryer - CEF/EF 1.57/1.82 (Gas Dryer) | Below Standard Dryer - CEF/EF 1.57/1.82 (Gas Dryer) | per Home | 6 | Assuming half the measure life for below standard equipment. | 46.7761 | 46.7761 | Savings methodology based on New York Standard Approach for Estimating Energy, v9 | Savings methodology based on New York Standard Approach for Estimating Energy, v9 | 0 | 0 | NA | NA | 0 | 0 | 0 | 0 | 0 | 0 | 0 | Baseline and measure are at the same efficiency level. Assuming no incremental cost. | No cost | No cost | 0 | 0 | No applicable non-energy benefits | No applicable non-energy benefits | 100% | Equipment 100% technically feasible within end use | System | System
King CountyManufacturedDryer1Existing | King CountyManufacturedDryerExisting | King County | Manufactured | Dryer | 1 | Below Standard Dryer - CEF/EF 1.57/1.82 (Gas Dryer) | Existing | Dryer - Below Standard | Below Standard Dryer - CEF/EF 1.57/1.82 (Gas Dryer) | Below Standard Dryer - CEF/EF 1.57/1.82 (Gas Dryer) | per Home | 6 | Assuming half the measure life for below standard equipment. | 46.7761 | 46.7761 | Savings methodology based on New York Standard Approach for Estimating Energy, v9 | Savings methodology based on New York Standard Approach for Estimating Energy, v9 | 0 | 0 | NA | NA | 0 | 0 | 0 | 0 | 0 | 0 | 0 | Baseline and measure are at the same efficiency level. Assuming no incremental cost. | No cost | No cost | 0 | 0 | No applicable non-energy benefits | No applicable non-energy benefits | 100% | Equipment 100% technically feasible within end use | System | System
King CountyManufacturedDryer1New | King CountyManufacturedDryerNew | King County | Manufactured | Dryer | 1 | Below Standard Dryer - CEF/EF 1.57/1.82 (Gas Dryer) | New | Dryer - Below Standard | Below Standard Dryer - CEF/EF 1.57/1.82 (Gas Dryer) | Below Standard Dryer - CEF/EF 1.57/1.82 (Gas Dryer) | per Home | 6 | Assuming half the measure life for below standard equipment. | 46.7761 | 46.7761 | Savings methodology based on New York Standard Approach for Estimating Energy, v9 | Savings methodology based on New York Standard Approach for Estimating Energy, v9 | 0 | 0 | NA | NA | 0 | 0 | 0 | 0 | 0 | 0 | 0 | Baseline and measure are at the same efficiency level. Assuming no incremental cost. | No cost | No cost | 0 | 0 | No applicable non-energy benefits | No applicable non-energy benefits | 100% | Equipment 100% technically feasible within end use | System | System
King CountyManufactured - Highly ImpactedDryer1Existing | King CountyManufactured - Highly ImpactedDryerExisting | King County | Manufactured - Highly Impacted | Dryer | 1 | Below Standard Dryer - CEF/EF 1.57/1.82 (Gas Dryer) | Existing | Dryer - Below Standard | Below Standard Dryer - CEF/EF 1.57/1.82 (Gas Dryer) | Below Standard Dryer - CEF/EF 1.57/1.82 (Gas Dryer) | per Home | 6 | Assuming half the measure life for below standard equipment. | 46.7761 | 46.7761 | Savings methodology based on New York Standard Approach for Estimating Energy, v9 | Savings methodology based on New York Standard Approach for Estimating Energy, v9 | 0 | 0 | NA | NA | 0 | 0 | 0 | 0 | 0 | 0 | 0 | Baseline and measure are at the same efficiency level. Assuming no incremental cost. | No cost | No cost | 0 | 0 | No applicable non-energy benefits | No applicable non-energy benefits | 100% | Equipment 100% technically feasible within end use | System | System
King CountyManufactured - Highly ImpactedDryer1New | King CountyManufactured - Highly ImpactedDryerNew | King County | Manufactured - Highly Impacted | Dryer | 1 | Below Standard Dryer - CEF/EF 1.57/1.82 (Gas Dryer) | New | Dryer - Below Standard | Below Standard Dryer - CEF/EF 1.57/1.82 (Gas Dryer) | Below Standard Dryer - CEF/EF 1.57/1.82 (Gas Dryer) | per Home | 6 | Assuming half the measure life for below standard equipment. | 46.7761 | 46.7761 | Savings methodology based on New York Standard Approach for Estimating Energy, v9 | Savings methodology based on New York Standard Approach for Estimating Energy, v9 | 0 | 0 | NA | NA | 0 | 0 | 0 | 0 | 0 | 0 | 0 | Baseline and measure are at the same efficiency level. Assuming no incremental cost. | No cost | No cost | 0 | 0 | No applicable non-energy benefits | No applicable non-energy benefits | 100% | Equipment 100% technically feasible within end use | System | System
King CountySingle FamilyDryer2Existing | King CountySingle FamilyDryerExisting | King County | Single Family | Dryer | 2 | Federal Standard 2015 Dryer - CEF/EF 2.84/3.30 (Gas Dryer) | Existing | Dryer - Federal Standard 2015 | Federal Standard 2015 Dryer - CEF/EF 2.84/3.30 (Gas Dryer) | Federal Standard 2015 Dryer - CEF/EF 2.84/3.30 (Gas Dryer) | per Home | 12 | RTF; ResClothesDryers_v4_2 | 25.7977 | 25.7977 | Savings methodology based on New York Standard Approach for Estimating Energy, v9 | Savings methodology based on New York Standard Approach for Estimating Energy, v9 | 0 | 0 | NA | NA | 0 | 0 | 0 | 0 | 0 | 0 | 0 | Baseline and measure are at the same efficiency level. Assuming no incremental cost. | No cost | No cost | 0 | 0 | No applicable non-energy benefits | No applicable non-energy benefits | 100% | Equipment 100% technically feasible within end use | System | System
King CountySingle FamilyDryer2New | King CountySingle FamilyDryerNew | King County | Single Family | Dryer | 2 | Federal Standard 2015 Dryer - CEF/EF 2.84/3.30 (Gas Dryer) | New | Dryer - Federal Standard 2015 | Federal Standard 2015 Dryer - CEF/EF 2.84/3.30 (Gas Dryer) | Federal Standard 2015 Dryer - CEF/EF 2.84/3.30 (Gas Dryer) | per Home | 12 | RTF; ResClothesDryers_v4_2 | 25.7977 | 25.7977 | Savings methodology based on New York Standard Approach for Estimating Energy, v9 | Savings methodology based on New York Standard Approach for Estimating Energy, v9 | 0 | 0 | NA | NA | 0 | 0 | 0 | 0 | 0 | 0 | 0 | Baseline and measure are at the same efficiency level. Assuming no incremental cost. | No cost | No cost | 0 | 0 | No applicable non-energy benefits | No applicable non-energy benefits | 100% | Equipment 100% technically feasible within end use | System | System
King CountySingle Family - Highly ImpactedDryer2Existing | King CountySingle Family - Highly ImpactedDryerExisting | King County | Single Family - Highly Impacted | Dryer | 2 | Federal Standard 2015 Dryer - CEF/EF 2.84/3.30 (Gas Dryer) | Existing | Dryer - Federal Standard 2015 | Federal Standard 2015 Dryer - CEF/EF 2.84/3.30 (Gas Dryer) | Federal Standard 2015 Dryer - CEF/EF 2.84/3.30 (Gas Dryer) | per Home | 12 | RTF; ResClothesDryers_v4_2 | 25.7977 | 25.7977 | Savings methodology based on New York Standard Approach for Estimating Energy, v9 | Savings methodology based on New York Standard Approach for Estimating Energy, v9 | 0 | 0 | NA | NA | 0 | 0 | 0 | 0 | 0 | 0 | 0 | Baseline and measure are at the same efficiency level. Assuming no incremental cost. | No cost | No cost | 0 | 0 | No applicable non-energy benefits | No applicable non-energy benefits | 100% | Equipment 100% technically feasible within end use | System | System
King CountySingle Family - Highly ImpactedDryer2New | King CountySingle Family - Highly ImpactedDryerNew | King County | Single Family - Highly Impacted | Dryer | 2 | Federal Standard 2015 Dryer - CEF/EF 2.84/3.30 (Gas Dryer) | New | Dryer - Federal Standard 2015 | Federal Standard 2015 Dryer - CEF/EF 2.84/3.30 (Gas Dryer) | Federal Standard 2015 Dryer - CEF/EF 2.84/3.30 (Gas Dryer) | per Home | 12 | RTF; ResClothesDryers_v4_2 | 25.7977 | 25.7977 | Savings methodology based on New York Standard Approach for Estimating Energy, v9 | Savings methodology based on New York Standard Approach for Estimating Energy, v9 | 0 | 0 | NA | NA | 0 | 0 | 0 | 0 | 0 | 0 | 0 | Baseline and measure are at the same efficiency level. Assuming no incremental cost. | No cost | No cost | 0 | 0 | No applicable non-energy benefits | No applicable non-energy benefits | 100% | Equipment 100% technically feasible within end use | System | System
King CountyMultifamilyDryer2Existing | King CountyMultifamilyDryerExisting | King County | Multifamily | Dryer | 2 | Federal Standard 2015 Dryer - CEF/EF 2.84/3.30 (Gas Dryer) | Existing | Dryer - Federal Standard 2015 | Federal Standard 2015 Dryer - CEF/EF 2.84/3.30 (Gas Dryer) | Federal Standard 2015 Dryer - CEF/EF 2.84/3.30 (Gas Dryer) | per Home | 12 | RTF; ResClothesDryers_v4_2 | 25.7977 | 25.7977 | Savings methodology based on New York Standard Approach for Estimating Energy, v9 | Savings methodology based on New York Standard Approach for Estimating Energy, v9 | 0 | 0 | NA | NA | 0 | 0 | 0 | 0 | 0 | 0 | 0 | Baseline and measure are at the same efficiency level. Assuming no incremental cost. | No cost | No cost | 0 | 0 | No applicable non-energy benefits | No applicable non-energy benefits | 100% | Equipment 100% technically feasible within end use | System | System
King CountyMultifamilyDryer2New | King CountyMultifamilyDryerNew | King County | Multifamily | Dryer | 2 | Federal Standard 2015 Dryer - CEF/EF 2.84/3.30 (Gas Dryer) | New | Dryer - Federal Standard 2015 | Federal Standard 2015 Dryer - CEF/EF 2.84/3.30 (Gas Dryer) | Federal Standard 2015 Dryer - CEF/EF 2.84/3.30 (Gas Dryer) | per Home | 12 | RTF; ResClothesDryers_v4_2 | 25.7977 | 25.7977 | Savings methodology based on New York Standard Approach for Estimating Energy, v9 | Savings methodology based on New York Standard Approach for Estimating Energy, v9 | 0 | 0 | NA | NA | 0 | 0 | 0 | 0 | 0 | 0 | 0 | Baseline and measure are at the same efficiency level. Assuming no incremental cost. | No cost | No cost | 0 | 0 | No applicable non-energy benefits | No applicable non-energy benefits | 100% | Equipment 100% technically feasible within end use | System | System
King CountyMultifamily - Highly ImpactedDryer2Existing | King CountyMultifamily - Highly ImpactedDryerExisting | King County | Multifamily - Highly Impacted | Dryer | 2 | Federal Standard 2015 Dryer - CEF/EF 2.84/3.30 (Gas Dryer) | Existing | Dryer - Federal Standard 2015 | Federal Standard 2015 Dryer - CEF/EF 2.84/3.30 (Gas Dryer) | Federal Standard 2015 Dryer - CEF/EF 2.84/3.30 (Gas Dryer) | per Home | 12 | RTF; ResClothesDryers_v4_2 | 25.7977 | 25.7977 | Savings methodology based on New York Standard Approach for Estimating Energy, v9 | Savings methodology based on New York Standard Approach for Estimating Energy, v9 | 0 | 0 | NA | NA | 0 | 0 | 0 | 0 | 0 | 0 | 0 | Baseline and measure are at the same efficiency level. Assuming no incremental cost. | No cost | No cost | 0 | 0 | No applicable non-energy benefits | No applicable non-energy benefits | 100% | Equipment 100% technically feasible within end use | System | System
King CountyMultifamily - Highly ImpactedDryer2New | King CountyMultifamily - Highly ImpactedDryerNew | King County | Multifamily - Highly Impacted | Dryer | 2 | Federal Standard 2015 Dryer - CEF/EF 2.84/3.30 (Gas Dryer) | New | Dryer - Federal Standard 2015 | Federal Standard 2015 Dryer - CEF/EF 2.84/3.30 (Gas Dryer) | Federal Standard 2015 Dryer - CEF/EF 2.84/3.30 (Gas Dryer) | per Home | 12 | RTF; ResClothesDryers_v4_2 | 25.7977 | 25.7977 | Savings methodology based on New York Standard Approach for Estimating Energy, v9 | Savings methodology based on New York Standard Approach for Estimating Energy, v9 | 0 | 0 | NA | NA | 0 | 0 | 0 | 0 | 0 | 0 | 0 | Baseline and measure are at the same efficiency level. Assuming no incremental cost. | No cost | No cost | 0 | 0 | No applicable non-energy benefits | No applicable non-energy benefits | 100% | Equipment 100% technically feasible within end use | System | System
King CountyManufacturedDryer2Existing | King CountyManufacturedDryerExisting | King County | Manufactured | Dryer | 2 | Federal Standard 2015 Dryer - CEF/EF 2.84/3.30 (Gas Dryer) | Existing | Dryer - Federal Standard 2015 | Federal Standard 2015 Dryer - CEF/EF 2.84/3.30 (Gas Dryer) | Federal Standard 2015 Dryer - CEF/EF 2.84/3.30 (Gas Dryer) | per Home | 12 | RTF; ResClothesDryers_v4_2 | 25.7977 | 25.7977 | Savings methodology based on New York Standard Approach for Estimating Energy, v9 | Savings methodology based on New York Standard Approach for Estimating Energy, v9 | 0 | 0 | NA | NA | 0 | 0 | 0 | 0 | 0 | 0 | 0 | Baseline and measure are at the same efficiency level. Assuming no incremental cost. | No cost | No cost | 0 | 0 | No applicable non-energy benefits | No applicable non-energy benefits | 100% | Equipment 100% technically feasible within end use | System | System
King CountyManufacturedDryer2New | King CountyManufacturedDryerNew | King County | Manufactured | Dryer | 2 | Federal Standard 2015 Dryer - CEF/EF 2.84/3.30 (Gas Dryer) | New | Dryer - Federal Standard 2015 | Federal Standard 2015 Dryer - CEF/EF 2.84/3.30 (Gas Dryer) | Federal Standard 2015 Dryer - CEF/EF 2.84/3.30 (Gas Dryer) | per Home | 12 | RTF; ResClothesDryers_v4_2 | 25.7977 | 25.7977 | Savings methodology based on New York Standard Approach for Estimating Energy, v9 | Savings methodology based on New York Standard Approach for Estimating Energy, v9 | 0 | 0 | NA | NA | 0 | 0 | 0 | 0 | 0 | 0 | 0 | Baseline and measure are at the same efficiency level. Assuming no incremental cost. | No cost | No cost | 0 | 0 | No applicable non-energy benefits | No applicable non-energy benefits | 100% | Equipment 100% technically feasible within end use | System | System
King CountyManufactured - Highly ImpactedDryer2Existing | King CountyManufactured - Highly ImpactedDryerExisting | King County | Manufactured - Highly Impacted | Dryer | 2 | Federal Standard 2015 Dryer - CEF/EF 2.84/3.30 (Gas Dryer) | Existing | Dryer - Federal Standard 2015 | Federal Standard 2015 Dryer - CEF/EF 2.84/3.30 (Gas Dryer) | Federal Standard 2015 Dryer - CEF/EF 2.84/3.30 (Gas Dryer) | per Home | 12 | RTF; ResClothesDryers_v4_2 | 25.7977 | 25.7977 | Savings methodology based on New York Standard Approach for Estimating Energy, v9 | Savings methodology based on New York Standard Approach for Estimating Energy, v9 | 0 | 0 | NA | NA | 0 | 0 | 0 | 0 | 0 | 0 | 0 | Baseline and measure are at the same efficiency level. Assuming no incremental cost. | No cost | No cost | 0 | 0 | No applicable non-energy benefits | No applicable non-energy benefits | 100% | Equipment 100% technically feasible within end use | System | System
King CountyManufactured - Highly ImpactedDryer2New | King CountyManufactured - Highly ImpactedDryerNew | King County | Manufactured - Highly Impacted | Dryer | 2 | Federal Standard 2015 Dryer - CEF/EF 2.84/3.30 (Gas Dryer) | New | Dryer - Federal Standard 2015 | Federal Standard 2015 Dryer - CEF/EF 2.84/3.30 (Gas Dryer) | Federal Standard 2015 Dryer - CEF/EF 2.84/3.30 (Gas Dryer) | per Home | 12 | RTF; ResClothesDryers_v4_2 | 25.7977 | 25.7977 | Savings methodology based on New York Standard Approach for Estimating Energy, v9 | Savings methodology based on New York Standard Approach for Estimating Energy, v9 | 0 | 0 | NA | NA | 0 | 0 | 0 | 0 | 0 | 0 | 0 | Baseline and measure are at the same efficiency level. Assuming no incremental cost. | No cost | No cost | 0 | 0 | No applicable non-energy benefits | No applicable non-energy benefits | 100% | Equipment 100% technically feasible within end use | System | System
King CountySingle FamilyDryer3Existing | King CountySingle FamilyDryerExisting | King County | Single Family | Dryer | 3 | Market Standard Dryer | Existing | Dryer - Market Standard | Market Standard Dryer | Market Standard Dryer | per Home | 12 | RTF; ResClothesDryers_v4_2 | 25.1305 | 25.1305 | RTF; ResClothesDryers_v4_2 | RTF; ResClothesDryers_v4_2 | 0 | 0 | NA | NA | 0 | 0 | 0 | 23.4373 | 0 | 0 | 0 | RTF; ResClothesDryers_v4_2 | No cost | No cost | 0 | 0 | No applicable non-energy benefits | No applicable non-energy benefits | 100% | Equipment 100% technically feasible within end use | System | System
King CountySingle FamilyDryer3New | King CountySingle FamilyDryerNew | King County | Single Family | Dryer | 3 | Market Standard Dryer | New | Dryer - Market Standard | Market Standard Dryer | Market Standard Dryer | per Home | 12 | RTF; ResClothesDryers_v4_2 | 25.1305 | 25.1305 | RTF; ResClothesDryers_v4_2 | RTF; ResClothesDryers_v4_2 | 0 | 0 | NA | NA | 0 | 0 | 0 | 23.4373 | 0 | 0 | 0 | RTF; ResClothesDryers_v4_2 | No cost | No cost | 0 | 0 | No applicable non-energy benefits | No applicable non-energy benefits | 100% | Equipment 100% technically feasible within end use | System | System
King CountySingle Family - Highly ImpactedDryer3Existing | King CountySingle Family - Highly ImpactedDryerExisting | King County | Single Family - Highly Impacted | Dryer | 3 | Market Standard Dryer | Existing | Dryer - Market Standard | Market Standard Dryer | Market Standard Dryer | per Home | 12 | RTF; ResClothesDryers_v4_2 | 25.1305 | 25.1305 | RTF; ResClothesDryers_v4_2 | RTF; ResClothesDryers_v4_2 | 0 | 0 | NA | NA | 0 | 0 | 0 | 23.4373 | 0 | 0 | 0 | RTF; ResClothesDryers_v4_2 | No cost | No cost | 0 | 0 | No applicable non-energy benefits | No applicable non-energy benefits | 100% | Equipment 100% technically feasible within end use | System | System
King CountySingle Family - Highly ImpactedDryer3New | King CountySingle Family - Highly ImpactedDryerNew | King County | Single Family - Highly Impacted | Dryer | 3 | Market Standard Dryer | New | Dryer - Market Standard | Market Standard Dryer | Market Standard Dryer | per Home | 12 | RTF; ResClothesDryers_v4_2 | 25.1305 | 25.1305 | RTF; ResClothesDryers_v4_2 | RTF; ResClothesDryers_v4_2 | 0 | 0 | NA | NA | 0 | 0 | 0 | 23.4373 | 0 | 0 | 0 | RTF; ResClothesDryers_v4_2 | No cost | No cost | 0 | 0 | No applicable non-energy benefits | No applicable non-energy benefits | 100% | Equipment 100% technically feasible within end use | System | System
King CountyMultifamilyDryer3Existing | King CountyMultifamilyDryerExisting | King County | Multifamily | Dryer | 3 | Market Standard Dryer | Existing | Dryer - Market Standard | Market Standard Dryer | Market Standard Dryer | per Home | 12 | RTF; ResClothesDryers_v4_2 | 25.1305 | 25.1305 | RTF; ResClothesDryers_v4_2 | RTF; ResClothesDryers_v4_2 | 0 | 0 | NA | NA | 0 | 0 | 0 | 23.4373 | 0 | 0 | 0 | RTF; ResClothesDryers_v4_2 | No cost | No cost | 0 | 0 | No applicable non-energy benefits | No applicable non-energy benefits | 100% | Equipment 100% technically feasible within end use | System | System
King CountyMultifamilyDryer3New | King CountyMultifamilyDryerNew | King County | Multifamily | Dryer | 3 | Market Standard Dryer | New | Dryer - Market Standard | Market Standard Dryer | Market Standard Dryer | per Home | 12 | RTF; ResClothesDryers_v4_2 | 25.1305 | 25.1305 | RTF; ResClothesDryers_v4_2 | RTF; ResClothesDryers_v4_2 | 0 | 0 | NA | NA | 0 | 0 | 0 | 23.4373 | 0 | 0 | 0 | RTF; ResClothesDryers_v4_2 | No cost | No cost | 0 | 0 | No applicable non-energy benefits | No applicable non-energy benefits | 100% | Equipment 100% technically feasible within end use | System | System
King CountyMultifamily - Highly ImpactedDryer3Existing | King CountyMultifamily - Highly ImpactedDryerExisting | King County | Multifamily - Highly Impacted | Dryer | 3 | Market Standard Dryer | Existing | Dryer - Market Standard | Market Standard Dryer | Market Standard Dryer | per Home | 12 | RTF; ResClothesDryers_v4_2 | 25.1305 | 25.1305 | RTF; ResClothesDryers_v4_2 | RTF; ResClothesDryers_v4_2 | 0 | 0 | NA | NA | 0 | 0 | 0 | 23.4373 | 0 | 0 | 0 | RTF; ResClothesDryers_v4_2 | No cost | No cost | 0 | 0 | No applicable non-energy benefits | No applicable non-energy benefits | 100% | Equipment 100% technically feasible within end use | System | System
King CountyMultifamily - Highly ImpactedDryer3New | King CountyMultifamily - Highly ImpactedDryerNew | King County | Multifamily - Highly Impacted | Dryer | 3 | Market Standard Dryer | New | Dryer - Market Standard | Market Standard Dryer | Market Standard Dryer | per Home | 12 | RTF; ResClothesDryers_v4_2 | 25.1305 | 25.1305 | RTF; ResClothesDryers_v4_2 | RTF; ResClothesDryers_v4_2 | 0 | 0 | NA | NA | 0 | 0 | 0 | 23.4373 | 0 | 0 | 0 | RTF; ResClothesDryers_v4_2 | No cost | No cost | 0 | 0 | No applicable non-energy benefits | No applicable non-energy benefits | 100% | Equipment 100% technically feasible within end use | System | System
King CountyManufacturedDryer3Existing | King CountyManufacturedDryerExisting | King County | Manufactured | Dryer | 3 | Market Standard Dryer | Existing | Dryer - Market Standard | Market Standard Dryer | Market Standard Dryer | per Home | 12 | RTF; ResClothesDryers_v4_2 | 25.1305 | 25.1305 | RTF; ResClothesDryers_v4_2 | RTF; ResClothesDryers_v4_2 | 0 | 0 | NA | NA | 0 | 0 | 0 | 23.4373 | 0 | 0 | 0 | RTF; ResClothesDryers_v4_2 | No cost | No cost | 0 | 0 | No applicable non-energy benefits | No applicable non-energy benefits | 100% | Equipment 100% technically feasible within end use | System | System
King CountyManufacturedDryer3New | King CountyManufacturedDryerNew | King County | Manufactured | Dryer | 3 | Market Standard Dryer | New | Dryer - Market Standard | Market Standard Dryer | Market Standard Dryer | per Home | 12 | RTF; ResClothesDryers_v4_2 | 25.1305 | 25.1305 | RTF; ResClothesDryers_v4_2 | RTF; ResClothesDryers_v4_2 | 0 | 0 | NA | NA | 0 | 0 | 0 | 23.4373 | 0 | 0 | 0 | RTF; ResClothesDryers_v4_2 | No cost | No cost | 0 | 0 | No applicable non-energy benefits | No applicable non-energy benefits | 100% | Equipment 100% technically feasible within end use | System | System
King CountyManufactured - Highly ImpactedDryer3Existing | King CountyManufactured - Highly ImpactedDryerExisting | King County | Manufactured - Highly Impacted | Dryer | 3 | Market Standard Dryer | Existing | Dryer - Market Standard | Market Standard Dryer | Market Standard Dryer | per Home | 12 | RTF; ResClothesDryers_v4_2 | 25.1305 | 25.1305 | RTF; ResClothesDryers_v4_2 | RTF; ResClothesDryers_v4_2 | 0 | 0 | NA | NA | 0 | 0 | 0 | 23.4373 | 0 | 0 | 0 | RTF; ResClothesDryers_v4_2 | No cost | No cost | 0 | 0 | No applicable non-energy benefits | No applicable non-energy benefits | 100% | Equipment 100% technically feasible within end use | System | System
King CountyManufactured - Highly ImpactedDryer3New | King CountyManufactured - Highly ImpactedDryerNew | King County | Manufactured - Highly Impacted | Dryer | 3 | Market Standard Dryer | New | Dryer - Market Standard | Market Standard Dryer | Market Standard Dryer | per Home | 12 | RTF; ResClothesDryers_v4_2 | 25.1305 | 25.1305 | RTF; ResClothesDryers_v4_2 | RTF; ResClothesDryers_v4_2 | 0 | 0 | NA | NA | 0 | 0 | 0 | 23.4373 | 0 | 0 | 0 | RTF; ResClothesDryers_v4_2 | No cost | No cost | 0 | 0 | No applicable non-energy benefits | No applicable non-energy benefits | 100% | Equipment 100% technically feasible within end use | System | System
King CountySingle FamilyDryer4Existing | King CountySingle FamilyDryerExisting | King County | Single Family | Dryer | 4 | ENERGY STAR Dryer - CEF 3.48 (Gas Dryer) | Existing | Dryer - ENERGY STAR | ENERGY STAR Dryer - CEF 3.48 (Gas Dryer) | Federal Standard 2015 Dryer - CEF/EF 2.84/3.30 (Gas Dryer) | per Home | 12 | RTF; ResClothesDryers_v4_2 | 25.7977 | 24.4633 | RTF; ResClothesDryers_v4_2 | Savings methodology based on New York Standard Approach for Estimating Energy, v9 | 0 | 0 | NA | NA | 0 | 0 | 0 | 43.4498 | 0 | 0 | 0 | RTF; ResClothesDryers_v4_2 | No cost | No cost | 0 | 0 | No applicable non-energy benefits | No applicable non-energy benefits | 100% | Equipment 100% technically feasible within end use | System | System
King CountySingle FamilyDryer4New | King CountySingle FamilyDryerNew | King County | Single Family | Dryer | 4 | ENERGY STAR Dryer - CEF 3.48 (Gas Dryer) | New | Dryer - ENERGY STAR | ENERGY STAR Dryer - CEF 3.48 (Gas Dryer) | Federal Standard 2015 Dryer - CEF/EF 2.84/3.30 (Gas Dryer) | per Home | 12 | RTF; ResClothesDryers_v4_2 | 25.7977 | 24.4633 | RTF; ResClothesDryers_v4_2 | Savings methodology based on New York Standard Approach for Estimating Energy, v9 | 0 | 0 | NA | NA | 0 | 0 | 0 | 43.4498 | 0 | 0 | 0 | RTF; ResClothesDryers_v4_2 | No cost | No cost | 0 | 0 | No applicable non-energy benefits | No applicable non-energy benefits | 100% | Equipment 100% technically feasible within end use | System | System
King CountySingle Family - Highly ImpactedDryer4Existing | King CountySingle Family - Highly ImpactedDryerExisting | King County | Single Family - Highly Impacted | Dryer | 4 | ENERGY STAR Dryer - CEF 3.48 (Gas Dryer) | Existing | Dryer - ENERGY STAR | ENERGY STAR Dryer - CEF 3.48 (Gas Dryer) | Federal Standard 2015 Dryer - CEF/EF 2.84/3.30 (Gas Dryer) | per Home | 12 | RTF; ResClothesDryers_v4_2 | 25.7977 | 24.4633 | RTF; ResClothesDryers_v4_2 | Savings methodology based on New York Standard Approach for Estimating Energy, v9 | 0 | 0 | NA | NA | 0 | 0 | 0 | 43.4498 | 0 | 0 | 0 | RTF; ResClothesDryers_v4_2 | No cost | No cost | 0 | 0 | No applicable non-energy benefits | No applicable non-energy benefits | 100% | Equipment 100% technically feasible within end use | System | System
King CountySingle Family - Highly ImpactedDryer4New | King CountySingle Family - Highly ImpactedDryerNew | King County | Single Family - Highly Impacted | Dryer | 4 | ENERGY STAR Dryer - CEF 3.48 (Gas Dryer) | New | Dryer - ENERGY STAR | ENERGY STAR Dryer - CEF 3.48 (Gas Dryer) | Federal Standard 2015 Dryer - CEF/EF 2.84/3.30 (Gas Dryer) | per Home | 12 | RTF; ResClothesDryers_v4_2 | 25.7977 | 24.4633 | RTF; ResClothesDryers_v4_2 | Savings methodology based on New York Standard Approach for Estimating Energy, v9 | 0 | 0 | NA | NA | 0 | 0 | 0 | 43.4498 | 0 | 0 | 0 | RTF; ResClothesDryers_v4_2 | No cost | No cost | 0 | 0 | No applicable non-energy benefits | No applicable non-energy benefits | 100% | Equipment 100% technically feasible within end use | System | System
King CountyMultifamilyDryer4Existing | King CountyMultifamilyDryerExisting | King County | Multifamily | Dryer | 4 | ENERGY STAR Dryer - CEF 3.48 (Gas Dryer) | Existing | Dryer - ENERGY STAR | ENERGY STAR Dryer - CEF 3.48 (Gas Dryer) | Federal Standard 2015 Dryer - CEF/EF 2.84/3.30 (Gas Dryer) | per Home | 12 | RTF; ResClothesDryers_v4_2 | 25.7977 | 24.4633 | RTF; ResClothesDryers_v4_2 | Savings methodology based on New York Standard Approach for Estimating Energy, v9 | 0 | 0 | NA | NA | 0 | 0 | 0 | 43.4498 | 0 | 0 | 0 | RTF; ResClothesDryers_v4_2 | No cost | No cost | 0 | 0 | No applicable non-energy benefits | No applicable non-energy benefits | 100% | Equipment 100% technically feasible within end use | System | System
King CountyMultifamilyDryer4New | King CountyMultifamilyDryerNew | King County | Multifamily | Dryer | 4 | ENERGY STAR Dryer - CEF 3.48 (Gas Dryer) | New | Dryer - ENERGY STAR | ENERGY STAR Dryer - CEF 3.48 (Gas Dryer) | Federal Standard 2015 Dryer - CEF/EF 2.84/3.30 (Gas Dryer) | per Home | 12 | RTF; ResClothesDryers_v4_2 | 25.7977 | 24.4633 | RTF; ResClothesDryers_v4_2 | Savings methodology based on New York Standard Approach for Estimating Energy, v9 | 0 | 0 | NA | NA | 0 | 0 | 0 | 43.4498 | 0 | 0 | 0 | RTF; ResClothesDryers_v4_2 | No cost | No cost | 0 | 0 | No applicable non-energy benefits | No applicable non-energy benefits | 100% | Equipment 100% technically feasible within end use | System | System
King CountyMultifamily - Highly ImpactedDryer4Existing | King CountyMultifamily - Highly ImpactedDryerExisting | King County | Multifamily - Highly Impacted | Dryer | 4 | ENERGY STAR Dryer - CEF 3.48 (Gas Dryer) | Existing | Dryer - ENERGY STAR | ENERGY STAR Dryer - CEF 3.48 (Gas Dryer) | Federal Standard 2015 Dryer - CEF/EF 2.84/3.30 (Gas Dryer) | per Home | 12 | RTF; ResClothesDryers_v4_2 | 25.7977 | 24.4633 | RTF; ResClothesDryers_v4_2 | Savings methodology based on New York Standard Approach for Estimating Energy, v9 | 0 | 0 | NA | NA | 0 | 0 | 0 | 43.4498 | 0 | 0 | 0 | RTF; ResClothesDryers_v4_2 | No cost | No cost | 0 | 0 | No applicable non-energy benefits | No applicable non-energy benefits | 100% | Equipment 100% technically feasible within end use | System | System
King CountyMultifamily - Highly ImpactedDryer4New | King CountyMultifamily - Highly ImpactedDryerNew | King County | Multifamily - Highly Impacted | Dryer | 4 | ENERGY STAR Dryer - CEF 3.48 (Gas Dryer) | New | Dryer - ENERGY STAR | ENERGY STAR Dryer - CEF 3.48 (Gas Dryer) | Federal Standard 2015 Dryer - CEF/EF 2.84/3.30 (Gas Dryer) | per Home | 12 | RTF; ResClothesDryers_v4_2 | 25.7977 | 24.4633 | RTF; ResClothesDryers_v4_2 | Savings methodology based on New York Standard Approach for Estimating Energy, v9 | 0 | 0 | NA | NA | 0 | 0 | 0 | 43.4498 | 0 | 0 | 0 | RTF; ResClothesDryers_v4_2 | No cost | No cost | 0 | 0 | No applicable non-energy benefits | No applicable non-energy benefits | 100% | Equipment 100% technically feasible within end use | System | System
King CountyManufacturedDryer4Existing | King CountyManufacturedDryerExisting | King County | Manufactured | Dryer | 4 | ENERGY STAR Dryer - CEF 3.48 (Gas Dryer) | Existing | Dryer - ENERGY STAR | ENERGY STAR Dryer - CEF 3.48 (Gas Dryer) | Federal Standard 2015 Dryer - CEF/EF 2.84/3.30 (Gas Dryer) | per Home | 12 | RTF; ResClothesDryers_v4_2 | 25.7977 | 24.4633 | RTF; ResClothesDryers_v4_2 | Savings methodology based on New York Standard Approach for Estimating Energy, v9 | 0 | 0 | NA | NA | 0 | 0 | 0 | 43.4498 | 0 | 0 | 0 | RTF; ResClothesDryers_v4_2 | No cost | No cost | 0 | 0 | No applicable non-energy benefits | No applicable non-energy benefits | 100% | Equipment 100% technically feasible within end use | System | System
King CountyManufacturedDryer4New | King CountyManufacturedDryerNew | King County | Manufactured | Dryer | 4 | ENERGY STAR Dryer - CEF 3.48 (Gas Dryer) | New | Dryer - ENERGY STAR | ENERGY STAR Dryer - CEF 3.48 (Gas Dryer) | Federal Standard 2015 Dryer - CEF/EF 2.84/3.30 (Gas Dryer) | per Home | 12 | RTF; ResClothesDryers_v4_2 | 25.7977 | 24.4633 | RTF; ResClothesDryers_v4_2 | Savings methodology based on New York Standard Approach for Estimating Energy, v9 | 0 | 0 | NA | NA | 0 | 0 | 0 | 43.4498 | 0 | 0 | 0 | RTF; ResClothesDryers_v4_2 | No cost | No cost | 0 | 0 | No applicable non-energy benefits | No applicable non-energy benefits | 100% | Equipment 100% technically feasible within end use | System | System
King CountyManufactured - Highly ImpactedDryer4Existing | King CountyManufactured - Highly ImpactedDryerExisting | King County | Manufactured - Highly Impacted | Dryer | 4 | ENERGY STAR Dryer - CEF 3.48 (Gas Dryer) | Existing | Dryer - ENERGY STAR | ENERGY STAR Dryer - CEF 3.48 (Gas Dryer) | Federal Standard 2015 Dryer - CEF/EF 2.84/3.30 (Gas Dryer) | per Home | 12 | RTF; ResClothesDryers_v4_2 | 25.7977 | 24.4633 | RTF; ResClothesDryers_v4_2 | Savings methodology based on New York Standard Approach for Estimating Energy, v9 | 0 | 0 | NA | NA | 0 | 0 | 0 | 43.4498 | 0 | 0 | 0 | RTF; ResClothesDryers_v4_2 | No cost | No cost | 0 | 0 | No applicable non-energy benefits | No applicable non-energy benefits | 100% | Equipment 100% technically feasible within end use | System | System
King CountyManufactured - Highly ImpactedDryer4New | King CountyManufactured - Highly ImpactedDryerNew | King County | Manufactured - Highly Impacted | Dryer | 4 | ENERGY STAR Dryer - CEF 3.48 (Gas Dryer) | New | Dryer - ENERGY STAR | ENERGY STAR Dryer - CEF 3.48 (Gas Dryer) | Federal Standard 2015 Dryer - CEF/EF 2.84/3.30 (Gas Dryer) | per Home | 12 | RTF; ResClothesDryers_v4_2 | 25.7977 | 24.4633 | RTF; ResClothesDryers_v4_2 | Savings methodology based on New York Standard Approach for Estimating Energy, v9 | 0 | 0 | NA | NA | 0 | 0 | 0 | 43.4498 | 0 | 0 | 0 | RTF; ResClothesDryers_v4_2 | No cost | No cost | 0 | 0 | No applicable non-energy benefits | No applicable non-energy benefits | 100% | Equipment 100% technically feasible within end use | System | System
King CountySingle FamilyDryer5Existing | King CountySingle FamilyDryerExisting | King County | Single Family | Dryer | 5 | Advanced Efficiency Dryer - CEF 3.8 (Gas Dryer) | Existing | Dryer - Advanced Efficiency | Advanced Efficiency Dryer - CEF 3.8 (Gas Dryer) | Federal Standard 2015 Dryer - CEF/EF 2.84/3.30 (Gas Dryer) | per Home | 12 | RTF; ResClothesDryers_v4_2 | 25.7977 | 22.4033 | RTF; ResClothesDryers_v4_2 | Savings methodology based on New York Standard Approach for Estimating Energy, v9 | 0 | 0 | NA | NA | 0 | 0 | 0 | 43.4498 | 0 | 0 | 0 | RTF; ResClothesDryers_v4_2 | No cost | No cost | 0 | 0 | No applicable non-energy benefits | No applicable non-energy benefits | 100% | Equipment 100% technically feasible within end use | System | System
King CountySingle FamilyDryer5New | King CountySingle FamilyDryerNew | King County | Single Family | Dryer | 5 | Advanced Efficiency Dryer - CEF 3.8 (Gas Dryer) | New | Dryer - Advanced Efficiency | Advanced Efficiency Dryer - CEF 3.8 (Gas Dryer) | Federal Standard 2015 Dryer - CEF/EF 2.84/3.30 (Gas Dryer) | per Home | 12 | RTF; ResClothesDryers_v4_2 | 25.7977 | 22.4033 | RTF; ResClothesDryers_v4_2 | Savings methodology based on New York Standard Approach for Estimating Energy, v9 | 0 | 0 | NA | NA | 0 | 0 | 0 | 43.4498 | 0 | 0 | 0 | RTF; ResClothesDryers_v4_2 | No cost | No cost | 0 | 0 | No applicable non-energy benefits | No applicable non-energy benefits | 100% | Equipment 100% technically feasible within end use | System | System
King CountySingle Family - Highly ImpactedDryer5Existing | King CountySingle Family - Highly ImpactedDryerExisting | King County | Single Family - Highly Impacted | Dryer | 5 | Advanced Efficiency Dryer - CEF 3.8 (Gas Dryer) | Existing | Dryer - Advanced Efficiency | Advanced Efficiency Dryer - CEF 3.8 (Gas Dryer) | Federal Standard 2015 Dryer - CEF/EF 2.84/3.30 (Gas Dryer) | per Home | 12 | RTF; ResClothesDryers_v4_2 | 25.7977 | 22.4033 | RTF; ResClothesDryers_v4_2 | Savings methodology based on New York Standard Approach for Estimating Energy, v9 | 0 | 0 | NA | NA | 0 | 0 | 0 | 43.4498 | 0 | 0 | 0 | RTF; ResClothesDryers_v4_2 | No cost | No cost | 0 | 0 | No applicable non-energy benefits | No applicable non-energy benefits | 100% | Equipment 100% technically feasible within end use | System | System
King CountySingle Family - Highly ImpactedDryer5New | King CountySingle Family - Highly ImpactedDryerNew | King County | Single Family - Highly Impacted | Dryer | 5 | Advanced Efficiency Dryer - CEF 3.8 (Gas Dryer) | New | Dryer - Advanced Efficiency | Advanced Efficiency Dryer - CEF 3.8 (Gas Dryer) | Federal Standard 2015 Dryer - CEF/EF 2.84/3.30 (Gas Dryer) | per Home | 12 | RTF; ResClothesDryers_v4_2 | 25.7977 | 22.4033 | RTF; ResClothesDryers_v4_2 | Savings methodology based on New York Standard Approach for Estimating Energy, v9 | 0 | 0 | NA | NA | 0 | 0 | 0 | 43.4498 | 0 | 0 | 0 | RTF; ResClothesDryers_v4_2 | No cost | No cost | 0 | 0 | No applicable non-energy benefits | No applicable non-energy benefits | 100% | Equipment 100% technically feasible within end use | System | System
King CountyMultifamilyDryer5Existing | King CountyMultifamilyDryerExisting | King County | Multifamily | Dryer | 5 | Advanced Efficiency Dryer - CEF 3.8 (Gas Dryer) | Existing | Dryer - Advanced Efficiency | Advanced Efficiency Dryer - CEF 3.8 (Gas Dryer) | Federal Standard 2015 Dryer - CEF/EF 2.84/3.30 (Gas Dryer) | per Home | 12 | RTF; ResClothesDryers_v4_2 | 25.7977 | 22.4033 | RTF; ResClothesDryers_v4_2 | Savings methodology based on New York Standard Approach for Estimating Energy, v9 | 0 | 0 | NA | NA | 0 | 0 | 0 | 43.4498 | 0 | 0 | 0 | RTF; ResClothesDryers_v4_2 | No cost | No cost | 0 | 0 | No applicable non-energy benefits | No applicable non-energy benefits | 100% | Equipment 100% technically feasible within end use | System | System
King CountyMultifamilyDryer5New | King CountyMultifamilyDryerNew | King County | Multifamily | Dryer | 5 | Advanced Efficiency Dryer - CEF 3.8 (Gas Dryer) | New | Dryer - Advanced Efficiency | Advanced Efficiency Dryer - CEF 3.8 (Gas Dryer) | Federal Standard 2015 Dryer - CEF/EF 2.84/3.30 (Gas Dryer) | per Home | 12 | RTF; ResClothesDryers_v4_2 | 25.7977 | 22.4033 | RTF; ResClothesDryers_v4_2 | Savings methodology based on New York Standard Approach for Estimating Energy, v9 | 0 | 0 | NA | NA | 0 | 0 | 0 | 43.4498 | 0 | 0 | 0 | RTF; ResClothesDryers_v4_2 | No cost | No cost | 0 | 0 | No applicable non-energy benefits | No applicable non-energy benefits | 100% | Equipment 100% technically feasible within end use | System | System
King CountyMultifamily - Highly ImpactedDryer5Existing | King CountyMultifamily - Highly ImpactedDryerExisting | King County | Multifamily - Highly Impacted | Dryer | 5 | Advanced Efficiency Dryer - CEF 3.8 (Gas Dryer) | Existing | Dryer - Advanced Efficiency | Advanced Efficiency Dryer - CEF 3.8 (Gas Dryer) | Federal Standard 2015 Dryer - CEF/EF 2.84/3.30 (Gas Dryer) | per Home | 12 | RTF; ResClothesDryers_v4_2 | 25.7977 | 22.4033 | RTF; ResClothesDryers_v4_2 | Savings methodology based on New York Standard Approach for Estimating Energy, v9 | 0 | 0 | NA | NA | 0 | 0 | 0 | 43.4498 | 0 | 0 | 0 | RTF; ResClothesDryers_v4_2 | No cost | No cost | 0 | 0 | No applicable non-energy benefits | No applicable non-energy benefits | 100% | Equipment 100% technically feasible within end use | System | System
King CountyMultifamily - Highly ImpactedDryer5New | King CountyMultifamily - Highly ImpactedDryerNew | King County | Multifamily - Highly Impacted | Dryer | 5 | Advanced Efficiency Dryer - CEF 3.8 (Gas Dryer) | New | Dryer - Advanced Efficiency | Advanced Efficiency Dryer - CEF 3.8 (Gas Dryer) | Federal Standard 2015 Dryer - CEF/EF 2.84/3.30 (Gas Dryer) | per Home | 12 | RTF; ResClothesDryers_v4_2 | 25.7977 | 22.4033 | RTF; ResClothesDryers_v4_2 | Savings methodology based on New York Standard Approach for Estimating Energy, v9 | 0 | 0 | NA | NA | 0 | 0 | 0 | 43.4498 | 0 | 0 | 0 | RTF; ResClothesDryers_v4_2 | No cost | No cost | 0 | 0 | No applicable non-energy benefits | No applicable non-energy benefits | 100% | Equipment 100% technically feasible within end use | System | System
King CountyManufacturedDryer5Existing | King CountyManufacturedDryerExisting | King County | Manufactured | Dryer | 5 | Advanced Efficiency Dryer - CEF 3.8 (Gas Dryer) | Existing | Dryer - Advanced Efficiency | Advanced Efficiency Dryer - CEF 3.8 (Gas Dryer) | Federal Standard 2015 Dryer - CEF/EF 2.84/3.30 (Gas Dryer) | per Home | 12 | RTF; ResClothesDryers_v4_2 | 25.7977 | 22.4033 | RTF; ResClothesDryers_v4_2 | Savings methodology based on New York Standard Approach for Estimating Energy, v9 | 0 | 0 | NA | NA | 0 | 0 | 0 | 43.4498 | 0 | 0 | 0 | RTF; ResClothesDryers_v4_2 | No cost | No cost | 0 | 0 | No applicable non-energy benefits | No applicable non-energy benefits | 100% | Equipment 100% technically feasible within end use | System | System
King CountyManufacturedDryer5New | King CountyManufacturedDryerNew | King County | Manufactured | Dryer | 5 | Advanced Efficiency Dryer - CEF 3.8 (Gas Dryer) | New | Dryer - Advanced Efficiency | Advanced Efficiency Dryer - CEF 3.8 (Gas Dryer) | Federal Standard 2015 Dryer - CEF/EF 2.84/3.30 (Gas Dryer) | per Home | 12 | RTF; ResClothesDryers_v4_2 | 25.7977 | 22.4033 | RTF; ResClothesDryers_v4_2 | Savings methodology based on New York Standard Approach for Estimating Energy, v9 | 0 | 0 | NA | NA | 0 | 0 | 0 | 43.4498 | 0 | 0 | 0 | RTF; ResClothesDryers_v4_2 | No cost | No cost | 0 | 0 | No applicable non-energy benefits | No applicable non-energy benefits | 100% | Equipment 100% technically feasible within end use | System | System
King CountyManufactured - Highly ImpactedDryer5Existing | King CountyManufactured - Highly ImpactedDryerExisting | King County | Manufactured - Highly Impacted | Dryer | 5 | Advanced Efficiency Dryer - CEF 3.8 (Gas Dryer) | Existing | Dryer - Advanced Efficiency | Advanced Efficiency Dryer - CEF 3.8 (Gas Dryer) | Federal Standard 2015 Dryer - CEF/EF 2.84/3.30 (Gas Dryer) | per Home | 12 | RTF; ResClothesDryers_v4_2 | 25.7977 | 22.4033 | RTF; ResClothesDryers_v4_2 | Savings methodology based on New York Standard Approach for Estimating Energy, v9 | 0 | 0 | NA | NA | 0 | 0 | 0 | 43.4498 | 0 | 0 | 0 | RTF; ResClothesDryers_v4_2 | No cost | No cost | 0 | 0 | No applicable non-energy benefits | No applicable non-energy benefits | 100% | Equipment 100% technically feasible within end use | System | System
King CountyManufactured - Highly ImpactedDryer5New | King CountyManufactured - Highly ImpactedDryerNew | King County | Manufactured - Highly Impacted | Dryer | 5 | Advanced Efficiency Dryer - CEF 3.8 (Gas Dryer) | New | Dryer - Advanced Efficiency | Advanced Efficiency Dryer - CEF 3.8 (Gas Dryer) | Federal Standard 2015 Dryer - CEF/EF 2.84/3.30 (Gas Dryer) | per Home | 12 | RTF; ResClothesDryers_v4_2 | 25.7977 | 22.4033 | RTF; ResClothesDryers_v4_2 | Savings methodology based on New York Standard Approach for Estimating Energy, v9 | 0 | 0 | NA | NA | 0 | 0 | 0 | 43.4498 | 0 | 0 | 0 | RTF; ResClothesDryers_v4_2 | No cost | No cost | 0 | 0 | No applicable non-energy benefits | No applicable non-energy benefits | 100% | Equipment 100% technically feasible within end use | System | System
King CountySingle FamilyHeat Central Gas Boiler1Existing | King CountySingle FamilyHeat Central Gas BoilerExisting | King County | Single Family | Heat Central Gas Boiler | 1 | Below Standard Boiler - 78% AFUE (Low Income) | Existing | Boiler - Below Standard | Below Standard Boiler - 78% AFUE (Low Income) | Below Standard Boiler - 78% AFUE (Low Income) | per Home | 13 | Assuming half the measure life for below standard equipment. Based on RTF Commercal Gas Boilersv1.2; Used residential data; Median lifetime as estimated in the DOE Technical Support Document for Consumer (Residential) Boilers | 675.4 | 675.4 | Using measure description efficiency metrics to adjust loads from RTF/2021P workbooks to consumptions. | Using measure description efficiency metrics to adjust loads from RTF/2021P workbooks to consumptions. | 0 | 0 | NA | NA | 0 | 0 | 0 | 0 | 0 | 0 | 0 | Baseline is same as efficient condition. | Baseline is same as efficient condition. | Baseline is same as efficient condition. | 0 | 0 | No applicable non-energy benefits | No applicable non-energy benefits | 100% | Equipment 100% technically feasible within end use | System | System
King CountySingle FamilyHeat Central Gas Boiler1New | King CountySingle FamilyHeat Central Gas BoilerNew | King County | Single Family | Heat Central Gas Boiler | 1 | Below Standard Boiler - 78% AFUE (Low Income) | New | Boiler - Below Standard | Below Standard Boiler - 78% AFUE (Low Income) | Below Standard Boiler - 78% AFUE (Low Income) | per Home | 13 | Assuming half the measure life for below standard equipment. Based on RTF Commercal Gas Boilersv1.2; Used residential data; Median lifetime as estimated in the DOE Technical Support Document for Consumer (Residential) Boilers | 439.01 | 439.01 | Using measure description efficiency metrics to adjust loads from RTF/2021P workbooks to consumptions. | Using measure description efficiency metrics to adjust loads from RTF/2021P workbooks to consumptions. | 0 | 0 | NA | NA | 0 | 0 | 0 | 0 | 0 | 0 | 0 | Baseline is same as efficient condition. | Baseline is same as efficient condition. | Baseline is same as efficient condition. | 0 | 0 | No applicable non-energy benefits | No applicable non-energy benefits | 100% | Equipment 100% technically feasible within end use | System | System
King CountySingle Family - Highly ImpactedHeat Central Gas Boiler1Existing | King CountySingle Family - Highly ImpactedHeat Central Gas BoilerExisting | King County | Single Family - Highly Impacted | Heat Central Gas Boiler | 1 | Below Standard Boiler - 78% AFUE (Low Income) | Existing | Boiler - Below Standard | Below Standard Boiler - 78% AFUE (Low Income) | Below Standard Boiler - 78% AFUE (Low Income) | per Home | 13 | Assuming half the measure life for below standard equipment. Based on RTF Commercal Gas Boilersv1.2; Used residential data; Median lifetime as estimated in the DOE Technical Support Document for Consumer (Residential) Boilers | 485.8391 | 485.8391 | Using measure description efficiency metrics to adjust loads from RTF/2021P workbooks to consumptions. | Using measure description efficiency metrics to adjust loads from RTF/2021P workbooks to consumptions. | 0 | 0 | NA | NA | 0 | 0 | 0 | 0 | 0 | 0 | 0 | Baseline is same as efficient condition. | Baseline is same as efficient condition. | Baseline is same as efficient condition. | 0 | 0 | No applicable non-energy benefits | No applicable non-energy benefits | 100% | Equipment 100% technically feasible within end use | System | System
King CountySingle Family - Highly ImpactedHeat Central Gas Boiler1New | King CountySingle Family - Highly ImpactedHeat Central Gas BoilerNew | King County | Single Family - Highly Impacted | Heat Central Gas Boiler | 1 | Below Standard Boiler - 78% AFUE (Low Income) | New | Boiler - Below Standard | Below Standard Boiler - 78% AFUE (Low Income) | Below Standard Boiler - 78% AFUE (Low Income) | per Home | 13 | Assuming half the measure life for below standard equipment. Based on RTF Commercal Gas Boilersv1.2; Used residential data; Median lifetime as estimated in the DOE Technical Support Document for Consumer (Residential) Boilers | 315.7954 | 315.7954 | Using measure description efficiency metrics to adjust loads from RTF/2021P workbooks to consumptions. | Using measure description efficiency metrics to adjust loads from RTF/2021P workbooks to consumptions. | 0 | 0 | NA | NA | 0 | 0 | 0 | 0 | 0 | 0 | 0 | Baseline is same as efficient condition. | Baseline is same as efficient condition. | Baseline is same as efficient condition. | 0 | 0 | No applicable non-energy benefits | No applicable non-energy benefits | 100% | Equipment 100% technically feasible within end use | System | System
King CountyMultifamilyHeat Central Gas Boiler1Existing | King CountyMultifamilyHeat Central Gas BoilerExisting | King County | Multifamily | Heat Central Gas Boiler | 1 | Below Standard Boiler - 78% AFUE (Low Income) | Existing | Boiler - Below Standard | Below Standard Boiler - 78% AFUE (Low Income) | Below Standard Boiler - 78% AFUE (Low Income) | per Home | 13 | Assuming half the measure life for below standard equipment. Based on RTF Commercal Gas Boilersv1.2; Used residential data; Median lifetime as estimated in the DOE Technical Support Document for Consumer (Residential) Boilers | 445.3883 | 445.3883 | Using measure description efficiency metrics to adjust loads from RTF/2021P workbooks to consumptions. | Using measure description efficiency metrics to adjust loads from RTF/2021P workbooks to consumptions. | 0 | 0 | NA | NA | 0 | 0 | 0 | 0 | 0 | 0 | 0 | Baseline is same as efficient condition. | Baseline is same as efficient condition. | Baseline is same as efficient condition. | 0 | 0 | No applicable non-energy benefits | No applicable non-energy benefits | 100% | Equipment 100% technically feasible within end use | System | System
King CountyMultifamilyHeat Central Gas Boiler1New | King CountyMultifamilyHeat Central Gas BoilerNew | King County | Multifamily | Heat Central Gas Boiler | 1 | Below Standard Boiler - 78% AFUE (Low Income) | New | Boiler - Below Standard | Below Standard Boiler - 78% AFUE (Low Income) | Below Standard Boiler - 78% AFUE (Low Income) | per Home | 13 | Assuming half the measure life for below standard equipment. Based on RTF Commercal Gas Boilersv1.2; Used residential data; Median lifetime as estimated in the DOE Technical Support Document for Consumer (Residential) Boilers | 289.5024 | 289.5024 | Using measure description efficiency metrics to adjust loads from RTF/2021P workbooks to consumptions. | Using measure description efficiency metrics to adjust loads from RTF/2021P workbooks to consumptions. | 0 | 0 | NA | NA | 0 | 0 | 0 | 0 | 0 | 0 | 0 | Baseline is same as efficient condition. | Baseline is same as efficient condition. | Baseline is same as efficient condition. | 0 | 0 | No applicable non-energy benefits | No applicable non-energy benefits | 100% | Equipment 100% technically feasible within end use | System | System
King CountyMultifamily - Highly ImpactedHeat Central Gas Boiler1Existing | King CountyMultifamily - Highly ImpactedHeat Central Gas BoilerExisting | King County | Multifamily - Highly Impacted | Heat Central Gas Boiler | 1 | Below Standard Boiler - 78% AFUE (Low Income) | Existing | Boiler - Below Standard | Below Standard Boiler - 78% AFUE (Low Income) | Below Standard Boiler - 78% AFUE (Low Income) | per Home | 13 | Assuming half the measure life for below standard equipment. Based on RTF Commercal Gas Boilersv1.2; Used residential data; Median lifetime as estimated in the DOE Technical Support Document for Consumer (Residential) Boilers | 378.0246 | 378.0246 | Using measure description efficiency metrics to adjust loads from RTF/2021P workbooks to consumptions. | Using measure description efficiency metrics to adjust loads from RTF/2021P workbooks to consumptions. | 0 | 0 | NA | NA | 0 | 0 | 0 | 0 | 0 | 0 | 0 | Baseline is same as efficient condition. | Baseline is same as efficient condition. | Baseline is same as efficient condition. | 0 | 0 | No applicable non-energy benefits | No applicable non-energy benefits | 100% | Equipment 100% technically feasible within end use | System | System
King CountyMultifamily - Highly ImpactedHeat Central Gas Boiler1New | King CountyMultifamily - Highly ImpactedHeat Central Gas BoilerNew | King County | Multifamily - Highly Impacted | Heat Central Gas Boiler | 1 | Below Standard Boiler - 78% AFUE (Low Income) | New | Boiler - Below Standard | Below Standard Boiler - 78% AFUE (Low Income) | Below Standard Boiler - 78% AFUE (Low Income) | per Home | 13 | Assuming half the measure life for below standard equipment. Based on RTF Commercal Gas Boilersv1.2; Used residential data; Median lifetime as estimated in the DOE Technical Support Document for Consumer (Residential) Boilers | 245.716 | 245.716 | Using measure description efficiency metrics to adjust loads from RTF/2021P workbooks to consumptions. | Using measure description efficiency metrics to adjust loads from RTF/2021P workbooks to consumptions. | 0 | 0 | NA | NA | 0 | 0 | 0 | 0 | 0 | 0 | 0 | Baseline is same as efficient condition. | Baseline is same as efficient condition. | Baseline is same as efficient condition. | 0 | 0 | No applicable non-energy benefits | No applicable non-energy benefits | 100% | Equipment 100% technically feasible within end use | System | System
King CountyManufacturedHeat Central Gas Boiler1Existing | King CountyManufacturedHeat Central Gas BoilerExisting | King County | Manufactured | Heat Central Gas Boiler | 1 | Below Standard Boiler - 78% AFUE (Low Income) | Existing | Boiler - Below Standard | Below Standard Boiler - 78% AFUE (Low Income) | Below Standard Boiler - 78% AFUE (Low Income) | per Home | 13 | Assuming half the measure life for below standard equipment. Based on RTF Commercal Gas Boilersv1.2; Used residential data; Median lifetime as estimated in the DOE Technical Support Document for Consumer (Residential) Boilers | 609.8567 | 609.8567 | Using measure description efficiency metrics to adjust loads from RTF/2021P workbooks to consumptions. | Using measure description efficiency metrics to adjust loads from RTF/2021P workbooks to consumptions. | 0 | 0 | NA | NA | 0 | 0 | 0 | 0 | 0 | 0 | 0 | Baseline is same as efficient condition. | Baseline is same as efficient condition. | Baseline is same as efficient condition. | 0 | 0 | No applicable non-energy benefits | No applicable non-energy benefits | 100% | Equipment 100% technically feasible within end use | System | System
King CountyManufacturedHeat Central Gas Boiler1New | King CountyManufacturedHeat Central Gas BoilerNew | King County | Manufactured | Heat Central Gas Boiler | 1 | Below Standard Boiler - 78% AFUE (Low Income) | New | Boiler - Below Standard | Below Standard Boiler - 78% AFUE (Low Income) | Below Standard Boiler - 78% AFUE (Low Income) | per Home | 13 | Assuming half the measure life for below standard equipment. Based on RTF Commercal Gas Boilersv1.2; Used residential data; Median lifetime as estimated in the DOE Technical Support Document for Consumer (Residential) Boilers | 396.4069 | 396.4069 | Using measure description efficiency metrics to adjust loads from RTF/2021P workbooks to consumptions. | Using measure description efficiency metrics to adjust loads from RTF/2021P workbooks to consumptions. | 0 | 0 | NA | NA | 0 | 0 | 0 | 0 | 0 | 0 | 0 | Baseline is same as efficient condition. | Baseline is same as efficient condition. | Baseline is same as efficient condition. | 0 | 0 | No applicable non-energy benefits | No applicable non-energy benefits | 100% | Equipment 100% technically feasible within end use | System | System
King CountyManufactured - Highly ImpactedHeat Central Gas Boiler1Existing | King CountyManufactured - Highly ImpactedHeat Central Gas BoilerExisting | King County | Manufactured - Highly Impacted | Heat Central Gas Boiler | 1 | Below Standard Boiler - 78% AFUE (Low Income) | Existing | Boiler - Below Standard | Below Standard Boiler - 78% AFUE (Low Income) | Below Standard Boiler - 78% AFUE (Low Income) | per Home | 13 | Assuming half the measure life for below standard equipment. Based on RTF Commercal Gas Boilersv1.2; Used residential data; Median lifetime as estimated in the DOE Technical Support Document for Consumer (Residential) Boilers | 472.8126 | 472.8126 | Using measure description efficiency metrics to adjust loads from RTF/2021P workbooks to consumptions. | Using measure description efficiency metrics to adjust loads from RTF/2021P workbooks to consumptions. | 0 | 0 | NA | NA | 0 | 0 | 0 | 0 | 0 | 0 | 0 | Baseline is same as efficient condition. | Baseline is same as efficient condition. | Baseline is same as efficient condition. | 0 | 0 | No applicable non-energy benefits | No applicable non-energy benefits | 100% | Equipment 100% technically feasible within end use | System | System
King CountyManufactured - Highly ImpactedHeat Central Gas Boiler1New | King CountyManufactured - Highly ImpactedHeat Central Gas BoilerNew | King County | Manufactured - Highly Impacted | Heat Central Gas Boiler | 1 | Below Standard Boiler - 78% AFUE (Low Income) | New | Boiler - Below Standard | Below Standard Boiler - 78% AFUE (Low Income) | Below Standard Boiler - 78% AFUE (Low Income) | per Home | 13 | Assuming half the measure life for below standard equipment. Based on RTF Commercal Gas Boilersv1.2; Used residential data; Median lifetime as estimated in the DOE Technical Support Document for Consumer (Residential) Boilers | 307.3282 | 307.3282 | Using measure description efficiency metrics to adjust loads from RTF/2021P workbooks to consumptions. | Using measure description efficiency metrics to adjust loads from RTF/2021P workbooks to consumptions. | 0 | 0 | NA | NA | 0 | 0 | 0 | 0 | 0 | 0 | 0 | Baseline is same as efficient condition. | Baseline is same as efficient condition. | Baseline is same as efficient condition. | 0 | 0 | No applicable non-energy benefits | No applicable non-energy benefits | 100% | Equipment 100% technically feasible within end use | System | System
King CountySingle FamilyHeat Central Gas Boiler2Existing | King CountySingle FamilyHeat Central Gas BoilerExisting | King County | Single Family | Heat Central Gas Boiler | 2 | Federal Standard 2022 Boiler - 84% AFUE | Existing | Boiler - Federal Standard 2022 | Federal Standard 2022 Boiler - 84% AFUE | Federal Standard 2022 Boiler - 84% AFUE | per Home | 25 | Based on RTF Commercal Gas Boilersv1.2; Used residential data; Median lifetime as estimated in the DOE Technical Support Document for Consumer (Residential) Boilers | 627.1571 | 627.1571 | Using measure description efficiency metrics to adjust loads from RTF/2021P workbooks to consumptions. | Using measure description efficiency metrics to adjust loads from RTF/2021P workbooks to consumptions. | 0 | 0 | NA | NA | 1953.0315 | 3961.4944 | 0 | 1953.0315 | 3961.4944 | 0 | 0 | Baseline is same as efficient condition. | Baseline is same as efficient condition. | Baseline is same as efficient condition. | 0 | 0 | No applicable non-energy benefits | No applicable non-energy benefits | 100% | Equipment 100% technically feasible within end use | System | System
King CountySingle FamilyHeat Central Gas Boiler2New | King CountySingle FamilyHeat Central Gas BoilerNew | King County | Single Family | Heat Central Gas Boiler | 2 | Federal Standard 2022 Boiler - 84% AFUE | New | Boiler - Federal Standard 2022 | Federal Standard 2022 Boiler - 84% AFUE | Federal Standard 2022 Boiler - 84% AFUE | per Home | 25 | Based on RTF Commercal Gas Boilersv1.2; Used residential data; Median lifetime as estimated in the DOE Technical Support Document for Consumer (Residential) Boilers | 407.6521 | 407.6521 | Using measure description efficiency metrics to adjust loads from RTF/2021P workbooks to consumptions. | Using measure description efficiency metrics to adjust loads from RTF/2021P workbooks to consumptions. | 0 | 0 | NA | NA | 1953.0315 | 3961.4944 | 0 | 1953.0315 | 3961.4944 | 0 | 0 | Baseline is same as efficient condition. | Baseline is same as efficient condition. | Baseline is same as efficient condition. | 0 | 0 | No applicable non-energy benefits | No applicable non-energy benefits | 100% | Equipment 100% technically feasible within end use | System | System
King CountySingle Family - Highly ImpactedHeat Central Gas Boiler2Existing | King CountySingle Family - Highly ImpactedHeat Central Gas BoilerExisting | King County | Single Family - Highly Impacted | Heat Central Gas Boiler | 2 | Federal Standard 2022 Boiler - 84% AFUE | Existing | Boiler - Federal Standard 2022 | Federal Standard 2022 Boiler - 84% AFUE | Federal Standard 2022 Boiler - 84% AFUE | per Home | 25 | Based on RTF Commercal Gas Boilersv1.2; Used residential data; Median lifetime as estimated in the DOE Technical Support Document for Consumer (Residential) Boilers | 451.1363 | 451.1363 | Using measure description efficiency metrics to adjust loads from RTF/2021P workbooks to consumptions. | Using measure description efficiency metrics to adjust loads from RTF/2021P workbooks to consumptions. | 0 | 0 | NA | NA | 1404.8848 | 2849.6434 | 0 | 1404.8848 | 2849.6434 | 0 | 0 | Baseline is same as efficient condition. | Baseline is same as efficient condition. | Baseline is same as efficient condition. | 0 | 0 | No applicable non-energy benefits | No applicable non-energy benefits | 100% | Equipment 100% technically feasible within end use | System | System
King CountySingle Family - Highly ImpactedHeat Central Gas Boiler2New | King CountySingle Family - Highly ImpactedHeat Central Gas BoilerNew | King County | Single Family - Highly Impacted | Heat Central Gas Boiler | 2 | Federal Standard 2022 Boiler - 84% AFUE | New | Boiler - Federal Standard 2022 | Federal Standard 2022 Boiler - 84% AFUE | Federal Standard 2022 Boiler - 84% AFUE | per Home | 25 | Based on RTF Commercal Gas Boilersv1.2; Used residential data; Median lifetime as estimated in the DOE Technical Support Document for Consumer (Residential) Boilers | 293.2386 | 293.2386 | Using measure description efficiency metrics to adjust loads from RTF/2021P workbooks to consumptions. | Using measure description efficiency metrics to adjust loads from RTF/2021P workbooks to consumptions. | 0 | 0 | NA | NA | 1404.8848 | 2849.6434 | 0 | 1404.8848 | 2849.6434 | 0 | 0 | Baseline is same as efficient condition. | Baseline is same as efficient condition. | Baseline is same as efficient condition. | 0 | 0 | No applicable non-energy benefits | No applicable non-energy benefits | 100% | Equipment 100% technically feasible within end use | System | System
King CountyMultifamilyHeat Central Gas Boiler2Existing | King CountyMultifamilyHeat Central Gas BoilerExisting | King County | Multifamily | Heat Central Gas Boiler | 2 | Federal Standard 2022 Boiler - 84% AFUE | Existing | Boiler - Federal Standard 2022 | Federal Standard 2022 Boiler - 84% AFUE | Federal Standard 2022 Boiler - 84% AFUE | per Home | 25 | Based on RTF Commercal Gas Boilersv1.2; Used residential data; Median lifetime as estimated in the DOE Technical Support Document for Consumer (Residential) Boilers | 413.5749 | 413.5749 | Using measure description efficiency metrics to adjust loads from RTF/2021P workbooks to consumptions. | Using measure description efficiency metrics to adjust loads from RTF/2021P workbooks to consumptions. | 0 | 0 | NA | NA | 854.4624 | 1733.1763 | 0 | 854.4624 | 1733.1763 | 0 | 0 | Baseline is same as efficient condition. | Baseline is same as efficient condition. | Baseline is same as efficient condition. | 0 | 0 | No applicable non-energy benefits | No applicable non-energy benefits | 100% | Equipment 100% technically feasible within end use | System | System
King CountyMultifamilyHeat Central Gas Boiler2New | King CountyMultifamilyHeat Central Gas BoilerNew | King County | Multifamily | Heat Central Gas Boiler | 2 | Federal Standard 2022 Boiler - 84% AFUE | New | Boiler - Federal Standard 2022 | Federal Standard 2022 Boiler - 84% AFUE | Federal Standard 2022 Boiler - 84% AFUE | per Home | 25 | Based on RTF Commercal Gas Boilersv1.2; Used residential data; Median lifetime as estimated in the DOE Technical Support Document for Consumer (Residential) Boilers | 268.8237 | 268.8237 | Using measure description efficiency metrics to adjust loads from RTF/2021P workbooks to consumptions. | Using measure description efficiency metrics to adjust loads from RTF/2021P workbooks to consumptions. | 0 | 0 | NA | NA | 854.4624 | 1733.1763 | 0 | 854.4624 | 1733.1763 | 0 | 0 | Baseline is same as efficient condition. | Baseline is same as efficient condition. | Baseline is same as efficient condition. | 0 | 0 | No applicable non-energy benefits | No applicable non-energy benefits | 100% | Equipment 100% technically feasible within end use | System | System
King CountyMultifamily - Highly ImpactedHeat Central Gas Boiler2Existing | King CountyMultifamily - Highly ImpactedHeat Central Gas BoilerExisting | King County | Multifamily - Highly Impacted | Heat Central Gas Boiler | 2 | Federal Standard 2022 Boiler - 84% AFUE | Existing | Boiler - Federal Standard 2022 | Federal Standard 2022 Boiler - 84% AFUE | Federal Standard 2022 Boiler - 84% AFUE | per Home | 25 | Based on RTF Commercal Gas Boilersv1.2; Used residential data; Median lifetime as estimated in the DOE Technical Support Document for Consumer (Residential) Boilers | 351.0228 | 351.0228 | Using measure description efficiency metrics to adjust loads from RTF/2021P workbooks to consumptions. | Using measure description efficiency metrics to adjust loads from RTF/2021P workbooks to consumptions. | 0 | 0 | NA | NA | 725.2273 | 1471.0382 | 0 | 725.2273 | 1471.0382 | 0 | 0 | Baseline is same as efficient condition. | Baseline is same as efficient condition. | Baseline is same as efficient condition. | 0 | 0 | No applicable non-energy benefits | No applicable non-energy benefits | 100% | Equipment 100% technically feasible within end use | System | System
King CountyMultifamily - Highly ImpactedHeat Central Gas Boiler2New | King CountyMultifamily - Highly ImpactedHeat Central Gas BoilerNew | King County | Multifamily - Highly Impacted | Heat Central Gas Boiler | 2 | Federal Standard 2022 Boiler - 84% AFUE | New | Boiler - Federal Standard 2022 | Federal Standard 2022 Boiler - 84% AFUE | Federal Standard 2022 Boiler - 84% AFUE | per Home | 25 | Based on RTF Commercal Gas Boilersv1.2; Used residential data; Median lifetime as estimated in the DOE Technical Support Document for Consumer (Residential) Boilers | 228.1648 | 228.1648 | Using measure description efficiency metrics to adjust loads from RTF/2021P workbooks to consumptions. | Using measure description efficiency metrics to adjust loads from RTF/2021P workbooks to consumptions. | 0 | 0 | NA | NA | 725.2273 | 1471.0382 | 0 | 725.2273 | 1471.0382 | 0 | 0 | Baseline is same as efficient condition. | Baseline is same as efficient condition. | Baseline is same as efficient condition. | 0 | 0 | No applicable non-energy benefits | No applicable non-energy benefits | 100% | Equipment 100% technically feasible within end use | System | System
King CountyManufacturedHeat Central Gas Boiler2Existing | King CountyManufacturedHeat Central Gas BoilerExisting | King County | Manufactured | Heat Central Gas Boiler | 2 | Federal Standard 2022 Boiler - 84% AFUE | Existing | Boiler - Federal Standard 2022 | Federal Standard 2022 Boiler - 84% AFUE | Federal Standard 2022 Boiler - 84% AFUE | per Home | 25 | Based on RTF Commercal Gas Boilersv1.2; Used residential data; Median lifetime as estimated in the DOE Technical Support Document for Consumer (Residential) Boilers | 566.2955 | 566.2955 | Using measure description efficiency metrics to adjust loads from RTF/2021P workbooks to consumptions. | Using measure description efficiency metrics to adjust loads from RTF/2021P workbooks to consumptions. | 0 | 0 | NA | NA | 1452.6206 | 2946.4698 | 0 | 1452.6206 | 2946.4698 | 0 | 0 | Baseline is same as efficient condition. | Baseline is same as efficient condition. | Baseline is same as efficient condition. | 0 | 0 | No applicable non-energy benefits | No applicable non-energy benefits | 100% | Equipment 100% technically feasible within end use | System | System
King CountyManufacturedHeat Central Gas Boiler2New | King CountyManufacturedHeat Central Gas BoilerNew | King County | Manufactured | Heat Central Gas Boiler | 2 | Federal Standard 2022 Boiler - 84% AFUE | New | Boiler - Federal Standard 2022 | Federal Standard 2022 Boiler - 84% AFUE | Federal Standard 2022 Boiler - 84% AFUE | per Home | 25 | Based on RTF Commercal Gas Boilersv1.2; Used residential data; Median lifetime as estimated in the DOE Technical Support Document for Consumer (Residential) Boilers | 368.0921 | 368.0921 | Using measure description efficiency metrics to adjust loads from RTF/2021P workbooks to consumptions. | Using measure description efficiency metrics to adjust loads from RTF/2021P workbooks to consumptions. | 0 | 0 | NA | NA | 1452.6206 | 2946.4698 | 0 | 1452.6206 | 2946.4698 | 0 | 0 | Baseline is same as efficient condition. | Baseline is same as efficient condition. | Baseline is same as efficient condition. | 0 | 0 | No applicable non-energy benefits | No applicable non-energy benefits | 100% | Equipment 100% technically feasible within end use | System | System
King CountyManufactured - Highly ImpactedHeat Central Gas Boiler2Existing | King CountyManufactured - Highly ImpactedHeat Central Gas BoilerExisting | King County | Manufactured - Highly Impacted | Heat Central Gas Boiler | 2 | Federal Standard 2022 Boiler - 84% AFUE | Existing | Boiler - Federal Standard 2022 | Federal Standard 2022 Boiler - 84% AFUE | Federal Standard 2022 Boiler - 84% AFUE | per Home | 25 | Based on RTF Commercal Gas Boilersv1.2; Used residential data; Median lifetime as estimated in the DOE Technical Support Document for Consumer (Residential) Boilers | 439.0403 | 439.0403 | Using measure description efficiency metrics to adjust loads from RTF/2021P workbooks to consumptions. | Using measure description efficiency metrics to adjust loads from RTF/2021P workbooks to consumptions. | 0 | 0 | NA | NA | 1126.1947 | 2284.3532 | 0 | 1126.1947 | 2284.3532 | 0 | 0 | Baseline is same as efficient condition. | Baseline is same as efficient condition. | Baseline is same as efficient condition. | 0 | 0 | No applicable non-energy benefits | No applicable non-energy benefits | 100% | Equipment 100% technically feasible within end use | System | System
King CountyManufactured - Highly ImpactedHeat Central Gas Boiler2New | King CountyManufactured - Highly ImpactedHeat Central Gas BoilerNew | King County | Manufactured - Highly Impacted | Heat Central Gas Boiler | 2 | Federal Standard 2022 Boiler - 84% AFUE | New | Boiler - Federal Standard 2022 | Federal Standard 2022 Boiler - 84% AFUE | Federal Standard 2022 Boiler - 84% AFUE | per Home | 25 | Based on RTF Commercal Gas Boilersv1.2; Used residential data; Median lifetime as estimated in the DOE Technical Support Document for Consumer (Residential) Boilers | 285.3762 | 285.3762 | Using measure description efficiency metrics to adjust loads from RTF/2021P workbooks to consumptions. | Using measure description efficiency metrics to adjust loads from RTF/2021P workbooks to consumptions. | 0 | 0 | NA | NA | 1126.1947 | 2284.3532 | 0 | 1126.1947 | 2284.3532 | 0 | 0 | Baseline is same as efficient condition. | Baseline is same as efficient condition. | Baseline is same as efficient condition. | 0 | 0 | No applicable non-energy benefits | No applicable non-energy benefits | 100% | Equipment 100% technically feasible within end use | System | System
King CountySingle FamilyHeat Central Gas Boiler3Existing | King CountySingle FamilyHeat Central Gas BoilerExisting | King County | Single Family | Heat Central Gas Boiler | 3 | Market Standard Boiler | Existing | Boiler - Market Standard | Market Standard Boiler | Market Standard Boiler | per Home | 25 | Based on RTF Commercal Gas Boilersv1.2; Used residential data; Median lifetime as estimated in the DOE Technical Support Document for Consumer (Residential) Boilers | 598.65 | 598.65 | Using measure description efficiency metrics to adjust loads from RTF/2021P workbooks to consumptions. | Using measure description efficiency metrics to adjust loads from RTF/2021P workbooks to consumptions. | 0 | 0 | NA | NA | 0 | 0 | 0 | 0 | 0 | 0 | 0 | Baseline is same as efficient condition. | Baseline is same as efficient condition. | Baseline is same as efficient condition. | 0 | 0 | No applicable non-energy benefits | No applicable non-energy benefits | 100% | Equipment 100% technically feasible within end use | System | System
King CountySingle FamilyHeat Central Gas Boiler3New | King CountySingle FamilyHeat Central Gas BoilerNew | King County | Single Family | Heat Central Gas Boiler | 3 | Market Standard Boiler | New | Boiler - Market Standard | Market Standard Boiler | Market Standard Boiler | per Home | 25 | Based on RTF Commercal Gas Boilersv1.2; Used residential data; Median lifetime as estimated in the DOE Technical Support Document for Consumer (Residential) Boilers | 389.1225 | 389.1225 | Using measure description efficiency metrics to adjust loads from RTF/2021P workbooks to consumptions. | Using measure description efficiency metrics to adjust loads from RTF/2021P workbooks to consumptions. | 0 | 0 | NA | NA | 0 | 0 | 0 | 0 | 0 | 0 | 0 | Baseline is same as efficient condition. | Baseline is same as efficient condition. | Baseline is same as efficient condition. | 0 | 0 | No applicable non-energy benefits | No applicable non-energy benefits | 100% | Equipment 100% technically feasible within end use | System | System
King CountySingle Family - Highly ImpactedHeat Central Gas Boiler3Existing | King CountySingle Family - Highly ImpactedHeat Central Gas BoilerExisting | King County | Single Family - Highly Impacted | Heat Central Gas Boiler | 3 | Market Standard Boiler | Existing | Boiler - Market Standard | Market Standard Boiler | Market Standard Boiler | per Home | 25 | Based on RTF Commercal Gas Boilersv1.2; Used residential data; Median lifetime as estimated in the DOE Technical Support Document for Consumer (Residential) Boilers | 430.6301 | 430.6301 | Using measure description efficiency metrics to adjust loads from RTF/2021P workbooks to consumptions. | Using measure description efficiency metrics to adjust loads from RTF/2021P workbooks to consumptions. | 0 | 0 | NA | NA | 0 | 0 | 0 | 0 | 0 | 0 | 0 | Baseline is same as efficient condition. | Baseline is same as efficient condition. | Baseline is same as efficient condition. | 0 | 0 | No applicable non-energy benefits | No applicable non-energy benefits | 100% | Equipment 100% technically feasible within end use | System | System
King CountySingle Family - Highly ImpactedHeat Central Gas Boiler3New | King CountySingle Family - Highly ImpactedHeat Central Gas BoilerNew | King County | Single Family - Highly Impacted | Heat Central Gas Boiler | 3 | Market Standard Boiler | New | Boiler - Market Standard | Market Standard Boiler | Market Standard Boiler | per Home | 25 | Based on RTF Commercal Gas Boilersv1.2; Used residential data; Median lifetime as estimated in the DOE Technical Support Document for Consumer (Residential) Boilers | 279.9096 | 279.9096 | Using measure description efficiency metrics to adjust loads from RTF/2021P workbooks to consumptions. | Using measure description efficiency metrics to adjust loads from RTF/2021P workbooks to consumptions. | 0 | 0 | NA | NA | 0 | 0 | 0 | 0 | 0 | 0 | 0 | Baseline is same as efficient condition. | Baseline is same as efficient condition. | Baseline is same as efficient condition. | 0 | 0 | No applicable non-energy benefits | No applicable non-energy benefits | 100% | Equipment 100% technically feasible within end use | System | System
King CountyMultifamilyHeat Central Gas Boiler3Existing | King CountyMultifamilyHeat Central Gas BoilerExisting | King County | Multifamily | Heat Central Gas Boiler | 3 | Market Standard Boiler | Existing | Boiler - Market Standard | Market Standard Boiler | Market Standard Boiler | per Home | 25 | Based on RTF Commercal Gas Boilersv1.2; Used residential data; Median lifetime as estimated in the DOE Technical Support Document for Consumer (Residential) Boilers | 394.776 | 394.776 | Using measure description efficiency metrics to adjust loads from RTF/2021P workbooks to consumptions. | Using measure description efficiency metrics to adjust loads from RTF/2021P workbooks to consumptions. | 0 | 0 | NA | NA | 0 | 0 | 0 | 0 | 0 | 0 | 0 | Baseline is same as efficient condition. | Baseline is same as efficient condition. | Baseline is same as efficient condition. | 0 | 0 | No applicable non-energy benefits | No applicable non-energy benefits | 100% | Equipment 100% technically feasible within end use | System | System
King CountyMultifamilyHeat Central Gas Boiler3New | King CountyMultifamilyHeat Central Gas BoilerNew | King County | Multifamily | Heat Central Gas Boiler | 3 | Market Standard Boiler | New | Boiler - Market Standard | Market Standard Boiler | Market Standard Boiler | per Home | 25 | Based on RTF Commercal Gas Boilersv1.2; Used residential data; Median lifetime as estimated in the DOE Technical Support Document for Consumer (Residential) Boilers | 256.6044 | 256.6044 | Using measure description efficiency metrics to adjust loads from RTF/2021P workbooks to consumptions. | Using measure description efficiency metrics to adjust loads from RTF/2021P workbooks to consumptions. | 0 | 0 | NA | NA | 0 | 0 | 0 | 0 | 0 | 0 | 0 | Baseline is same as efficient condition. | Baseline is same as efficient condition. | Baseline is same as efficient condition. | 0 | 0 | No applicable non-energy benefits | No applicable non-energy benefits | 100% | Equipment 100% technically feasible within end use | System | System
King CountyMultifamily - Highly ImpactedHeat Central Gas Boiler3Existing | King CountyMultifamily - Highly ImpactedHeat Central Gas BoilerExisting | King County | Multifamily - Highly Impacted | Heat Central Gas Boiler | 3 | Market Standard Boiler | Existing | Boiler - Market Standard | Market Standard Boiler | Market Standard Boiler | per Home | 25 | Based on RTF Commercal Gas Boilersv1.2; Used residential data; Median lifetime as estimated in the DOE Technical Support Document for Consumer (Residential) Boilers | 335.0673 | 335.0673 | Using measure description efficiency metrics to adjust loads from RTF/2021P workbooks to consumptions. | Using measure description efficiency metrics to adjust loads from RTF/2021P workbooks to consumptions. | 0 | 0 | NA | NA | 0 | 0 | 0 | 0 | 0 | 0 | 0 | Baseline is same as efficient condition. | Baseline is same as efficient condition. | Baseline is same as efficient condition. | 0 | 0 | No applicable non-energy benefits | No applicable non-energy benefits | 100% | Equipment 100% technically feasible within end use | System | System
King CountyMultifamily - Highly ImpactedHeat Central Gas Boiler3New | King CountyMultifamily - Highly ImpactedHeat Central Gas BoilerNew | King County | Multifamily - Highly Impacted | Heat Central Gas Boiler | 3 | Market Standard Boiler | New | Boiler - Market Standard | Market Standard Boiler | Market Standard Boiler | per Home | 25 | Based on RTF Commercal Gas Boilersv1.2; Used residential data; Median lifetime as estimated in the DOE Technical Support Document for Consumer (Residential) Boilers | 217.7937 | 217.7937 | Using measure description efficiency metrics to adjust loads from RTF/2021P workbooks to consumptions. | Using measure description efficiency metrics to adjust loads from RTF/2021P workbooks to consumptions. | 0 | 0 | NA | NA | 0 | 0 | 0 | 0 | 0 | 0 | 0 | Baseline is same as efficient condition. | Baseline is same as efficient condition. | Baseline is same as efficient condition. | 0 | 0 | No applicable non-energy benefits | No applicable non-energy benefits | 100% | Equipment 100% technically feasible within end use | System | System
King CountyManufacturedHeat Central Gas Boiler3Existing | King CountyManufacturedHeat Central Gas BoilerExisting | King County | Manufactured | Heat Central Gas Boiler | 3 | Market Standard Boiler | Existing | Boiler - Market Standard | Market Standard Boiler | Market Standard Boiler | per Home | 25 | Based on RTF Commercal Gas Boilersv1.2; Used residential data; Median lifetime as estimated in the DOE Technical Support Document for Consumer (Residential) Boilers | 540.5548 | 540.5548 | Using measure description efficiency metrics to adjust loads from RTF/2021P workbooks to consumptions. | Using measure description efficiency metrics to adjust loads from RTF/2021P workbooks to consumptions. | 0 | 0 | NA | NA | 0 | 0 | 0 | 0 | 0 | 0 | 0 | Baseline is same as efficient condition. | Baseline is same as efficient condition. | Baseline is same as efficient condition. | 0 | 0 | No applicable non-energy benefits | No applicable non-energy benefits | 100% | Equipment 100% technically feasible within end use | System | System
King CountyManufacturedHeat Central Gas Boiler3New | King CountyManufacturedHeat Central Gas BoilerNew | King County | Manufactured | Heat Central Gas Boiler | 3 | Market Standard Boiler | New | Boiler - Market Standard | Market Standard Boiler | Market Standard Boiler | per Home | 25 | Based on RTF Commercal Gas Boilersv1.2; Used residential data; Median lifetime as estimated in the DOE Technical Support Document for Consumer (Residential) Boilers | 351.3606 | 351.3606 | Using measure description efficiency metrics to adjust loads from RTF/2021P workbooks to consumptions. | Using measure description efficiency metrics to adjust loads from RTF/2021P workbooks to consumptions. | 0 | 0 | NA | NA | 0 | 0 | 0 | 0 | 0 | 0 | 0 | Baseline is same as efficient condition. | Baseline is same as efficient condition. | Baseline is same as efficient condition. | 0 | 0 | No applicable non-energy benefits | No applicable non-energy benefits | 100% | Equipment 100% technically feasible within end use | System | System
King CountyManufactured - Highly ImpactedHeat Central Gas Boiler3Existing | King CountyManufactured - Highly ImpactedHeat Central Gas BoilerExisting | King County | Manufactured - Highly Impacted | Heat Central Gas Boiler | 3 | Market Standard Boiler | Existing | Boiler - Market Standard | Market Standard Boiler | Market Standard Boiler | per Home | 25 | Based on RTF Commercal Gas Boilersv1.2; Used residential data; Median lifetime as estimated in the DOE Technical Support Document for Consumer (Residential) Boilers | 419.0839 | 419.0839 | Using measure description efficiency metrics to adjust loads from RTF/2021P workbooks to consumptions. | Using measure description efficiency metrics to adjust loads from RTF/2021P workbooks to consumptions. | 0 | 0 | NA | NA | 0 | 0 | 0 | 0 | 0 | 0 | 0 | Baseline is same as efficient condition. | Baseline is same as efficient condition. | Baseline is same as efficient condition. | 0 | 0 | No applicable non-energy benefits | No applicable non-energy benefits | 100% | Equipment 100% technically feasible within end use | System | System
King CountyManufactured - Highly ImpactedHeat Central Gas Boiler3New | King CountyManufactured - Highly ImpactedHeat Central Gas BoilerNew | King County | Manufactured - Highly Impacted | Heat Central Gas Boiler | 3 | Market Standard Boiler | New | Boiler - Market Standard | Market Standard Boiler | Market Standard Boiler | per Home | 25 | Based on RTF Commercal Gas Boilersv1.2; Used residential data; Median lifetime as estimated in the DOE Technical Support Document for Consumer (Residential) Boilers | 272.4046 | 272.4046 | Using measure description efficiency metrics to adjust loads from RTF/2021P workbooks to consumptions. | Using measure description efficiency metrics to adjust loads from RTF/2021P workbooks to consumptions. | 0 | 0 | NA | NA | 0 | 0 | 0 | 0 | 0 | 0 | 0 | Baseline is same as efficient condition. | Baseline is same as efficient condition. | Baseline is same as efficient condition. | 0 | 0 | No applicable non-energy benefits | No applicable non-energy benefits | 100% | Equipment 100% technically feasible within end use | System | System
King CountySingle FamilyHeat Central Gas Boiler4Existing | King CountySingle FamilyHeat Central Gas BoilerExisting | King County | Single Family | Heat Central Gas Boiler | 4 | Advanced Efficiency Boiler - 93% AFUE | Existing | Boiler - Advanced Efficiency | Advanced Efficiency Boiler - 93% AFUE | Federal Standard 2022 Boiler - 84% AFUE | per Home | 25 | Based on RTF Commercal Gas Boilersv1.2; Used residential data; Median lifetime as estimated in the DOE Technical Support Document for Consumer (Residential) Boilers | 627.1571 | 566.4645 | Using measure description efficiency metrics to adjust loads from RTF/2021P workbooks to consumptions. | Using measure description efficiency metrics to adjust loads from RTF/2021P workbooks to consumptions. | 0 | 0 | NA | NA | 1953.0315 | 3961.4944 | 0 | 3124.019 | 4062.1947 | 0 | 0 | Equipment cost derived from table 8.2.7, average capacity derived from table 7B.2.12 and 7B.2.14, Technical Support Document: Residential Boilers, December 22, 2015. https://www.regulations.gov/document?D=EERE-2012-BT-STD-0047-0070 | Labor cost derived from table 8.2.5, average capacity derived from table 7B.2.12 and 7B.2.14, Technical Support Document: Residential Boilers, December 22, 2015. https://www.regulations.gov/document?D=EERE-2012-BT-STD-0047-0070 | Assuming no incremental O&M cost | 0 | 17.6988 | PSE NEI data | No applicable non-energy benefits | 100% | Equipment 100% technically feasible within end use | System | System
King CountySingle FamilyHeat Central Gas Boiler4New | King CountySingle FamilyHeat Central Gas BoilerNew | King County | Single Family | Heat Central Gas Boiler | 4 | Advanced Efficiency Boiler - 93% AFUE | New | Boiler - Advanced Efficiency | Advanced Efficiency Boiler - 93% AFUE | Federal Standard 2022 Boiler - 84% AFUE | per Home | 25 | Based on RTF Commercal Gas Boilersv1.2; Used residential data; Median lifetime as estimated in the DOE Technical Support Document for Consumer (Residential) Boilers | 407.6521 | 368.2019 | Using measure description efficiency metrics to adjust loads from RTF/2021P workbooks to consumptions. | Using measure description efficiency metrics to adjust loads from RTF/2021P workbooks to consumptions. | 0 | 0 | NA | NA | 1953.0315 | 3961.4944 | 0 | 3124.019 | 4062.1947 | 0 | 0 | Equipment cost derived from table 8.2.7, average capacity derived from table 7B.2.12 and 7B.2.14, Technical Support Document: Residential Boilers, December 22, 2015. https://www.regulations.gov/document?D=EERE-2012-BT-STD-0047-0070 | Labor cost derived from table 8.2.5, average capacity derived from table 7B.2.12 and 7B.2.14, Technical Support Document: Residential Boilers, December 22, 2015. https://www.regulations.gov/document?D=EERE-2012-BT-STD-0047-0070 | Assuming no incremental O&M cost | 0 | 11.5042 | PSE NEI data | No applicable non-energy benefits | 100% | Equipment 100% technically feasible within end use | System | System
King CountySingle Family - Highly ImpactedHeat Central Gas Boiler4Existing | King CountySingle Family - Highly ImpactedHeat Central Gas BoilerExisting | King County | Single Family - Highly Impacted | Heat Central Gas Boiler | 4 | Advanced Efficiency Boiler - 93% AFUE | Existing | Boiler - Advanced Efficiency | Advanced Efficiency Boiler - 93% AFUE | Federal Standard 2022 Boiler - 84% AFUE | per Home | 25 | Based on RTF Commercal Gas Boilersv1.2; Used residential data; Median lifetime as estimated in the DOE Technical Support Document for Consumer (Residential) Boilers | 451.1363 | 407.478 | Using measure description efficiency metrics to adjust loads from RTF/2021P workbooks to consumptions. | Using measure description efficiency metrics to adjust loads from RTF/2021P workbooks to consumptions. | 0 | 0 | NA | NA | 1404.8848 | 2849.6434 | 0 | 2247.2176 | 2922.0807 | 0 | 0 | Equipment cost derived from table 8.2.7, average capacity derived from table 7B.2.12 and 7B.2.14, Technical Support Document: Residential Boilers, December 22, 2015. https://www.regulations.gov/document?D=EERE-2012-BT-STD-0047-0070 | Labor cost derived from table 8.2.5, average capacity derived from table 7B.2.12 and 7B.2.14, Technical Support Document: Residential Boilers, December 22, 2015. https://www.regulations.gov/document?D=EERE-2012-BT-STD-0047-0070 | Assuming no incremental O&M cost | 0 | 12.7313 | PSE NEI data | No applicable non-energy benefits | 100% | Equipment 100% technically feasible within end use | System | System
King CountySingle Family - Highly ImpactedHeat Central Gas Boiler4New | King CountySingle Family - Highly ImpactedHeat Central Gas BoilerNew | King County | Single Family - Highly Impacted | Heat Central Gas Boiler | 4 | Advanced Efficiency Boiler - 93% AFUE | New | Boiler - Advanced Efficiency | Advanced Efficiency Boiler - 93% AFUE | Federal Standard 2022 Boiler - 84% AFUE | per Home | 25 | Based on RTF Commercal Gas Boilersv1.2; Used residential data; Median lifetime as estimated in the DOE Technical Support Document for Consumer (Residential) Boilers | 293.2386 | 264.8607 | Using measure description efficiency metrics to adjust loads from RTF/2021P workbooks to consumptions. | Using measure description efficiency metrics to adjust loads from RTF/2021P workbooks to consumptions. | 0 | 0 | NA | NA | 1404.8848 | 2849.6434 | 0 | 2247.2176 | 2922.0807 | 0 | 0 | Equipment cost derived from table 8.2.7, average capacity derived from table 7B.2.12 and 7B.2.14, Technical Support Document: Residential Boilers, December 22, 2015. https://www.regulations.gov/document?D=EERE-2012-BT-STD-0047-0070 | Labor cost derived from table 8.2.5, average capacity derived from table 7B.2.12 and 7B.2.14, Technical Support Document: Residential Boilers, December 22, 2015. https://www.regulations.gov/document?D=EERE-2012-BT-STD-0047-0070 | Assuming no incremental O&M cost | 0 | 8.2754 | PSE NEI data | No applicable non-energy benefits | 100% | Equipment 100% technically feasible within end use | System | System
King CountyMultifamilyHeat Central Gas Boiler4Existing | King CountyMultifamilyHeat Central Gas BoilerExisting | King County | Multifamily | Heat Central Gas Boiler | 4 | Advanced Efficiency Boiler - 93% AFUE | Existing | Boiler - Advanced Efficiency | Advanced Efficiency Boiler - 93% AFUE | Federal Standard 2022 Boiler - 84% AFUE | per Home | 25 | Based on RTF Commercal Gas Boilersv1.2; Used residential data; Median lifetime as estimated in the DOE Technical Support Document for Consumer (Residential) Boilers | 413.5749 | 373.5515 | Using measure description efficiency metrics to adjust loads from RTF/2021P workbooks to consumptions. | Using measure description efficiency metrics to adjust loads from RTF/2021P workbooks to consumptions. | 0 | 0 | NA | NA | 854.4624 | 1733.1763 | 0 | 1366.776 | 1777.2332 | 0 | 0 | Equipment cost derived from table 8.2.7, average capacity derived from table 7B.2.12 and 7B.2.14, Technical Support Document: Residential Boilers, December 22, 2015. https://www.regulations.gov/document?D=EERE-2012-BT-STD-0047-0070 | Labor cost derived from table 8.2.5, average capacity derived from table 7B.2.12 and 7B.2.14, Technical Support Document: Residential Boilers, December 22, 2015. https://www.regulations.gov/document?D=EERE-2012-BT-STD-0047-0070 | Assuming no incremental O&M cost | 0 | 11.6713 | PSE NEI data | No applicable non-energy benefits | 100% | Equipment 100% technically feasible within end use | System | System
King CountyMultifamilyHeat Central Gas Boiler4New | King CountyMultifamilyHeat Central Gas BoilerNew | King County | Multifamily | Heat Central Gas Boiler | 4 | Advanced Efficiency Boiler - 93% AFUE | New | Boiler - Advanced Efficiency | Advanced Efficiency Boiler - 93% AFUE | Federal Standard 2022 Boiler - 84% AFUE | per Home | 25 | Based on RTF Commercal Gas Boilersv1.2; Used residential data; Median lifetime as estimated in the DOE Technical Support Document for Consumer (Residential) Boilers | 268.8237 | 242.8085 | Using measure description efficiency metrics to adjust loads from RTF/2021P workbooks to consumptions. | Using measure description efficiency metrics to adjust loads from RTF/2021P workbooks to consumptions. | 0 | 0 | NA | NA | 854.4624 | 1733.1763 | 0 | 1366.776 | 1777.2332 | 0 | 0 | Equipment cost derived from table 8.2.7, average capacity derived from table 7B.2.12 and 7B.2.14, Technical Support Document: Residential Boilers, December 22, 2015. https://www.regulations.gov/document?D=EERE-2012-BT-STD-0047-0070 | Labor cost derived from table 8.2.5, average capacity derived from table 7B.2.12 and 7B.2.14, Technical Support Document: Residential Boilers, December 22, 2015. https://www.regulations.gov/document?D=EERE-2012-BT-STD-0047-0070 | Assuming no incremental O&M cost | 0 | 7.5864 | PSE NEI data | No applicable non-energy benefits | 100% | Equipment 100% technically feasible within end use | System | System
King CountyMultifamily - Highly ImpactedHeat Central Gas Boiler4Existing | King CountyMultifamily - Highly ImpactedHeat Central Gas BoilerExisting | King County | Multifamily - Highly Impacted | Heat Central Gas Boiler | 4 | Advanced Efficiency Boiler - 93% AFUE | Existing | Boiler - Advanced Efficiency | Advanced Efficiency Boiler - 93% AFUE | Federal Standard 2022 Boiler - 84% AFUE | per Home | 25 | Based on RTF Commercal Gas Boilersv1.2; Used residential data; Median lifetime as estimated in the DOE Technical Support Document for Consumer (Residential) Boilers | 351.0228 | 317.0529 | Using measure description efficiency metrics to adjust loads from RTF/2021P workbooks to consumptions. | Using measure description efficiency metrics to adjust loads from RTF/2021P workbooks to consumptions. | 0 | 0 | NA | NA | 725.2273 | 1471.0382 | 0 | 1160.0549 | 1508.4316 | 0 | 0 | Equipment cost derived from table 8.2.7, average capacity derived from table 7B.2.12 and 7B.2.14, Technical Support Document: Residential Boilers, December 22, 2015. https://www.regulations.gov/document?D=EERE-2012-BT-STD-0047-0070 | Labor cost derived from table 8.2.5, average capacity derived from table 7B.2.12 and 7B.2.14, Technical Support Document: Residential Boilers, December 22, 2015. https://www.regulations.gov/document?D=EERE-2012-BT-STD-0047-0070 | Assuming no incremental O&M cost | 0 | 9.9061 | PSE NEI data | No applicable non-energy benefits | 100% | Equipment 100% technically feasible within end use | System | System
King CountyMultifamily - Highly ImpactedHeat Central Gas Boiler4New | King CountyMultifamily - Highly ImpactedHeat Central Gas BoilerNew | King County | Multifamily - Highly Impacted | Heat Central Gas Boiler | 4 | Advanced Efficiency Boiler - 93% AFUE | New | Boiler - Advanced Efficiency | Advanced Efficiency Boiler - 93% AFUE | Federal Standard 2022 Boiler - 84% AFUE | per Home | 25 | Based on RTF Commercal Gas Boilersv1.2; Used residential data; Median lifetime as estimated in the DOE Technical Support Document for Consumer (Residential) Boilers | 228.1648 | 206.0844 | Using measure description efficiency metrics to adjust loads from RTF/2021P workbooks to consumptions. | Using measure description efficiency metrics to adjust loads from RTF/2021P workbooks to consumptions. | 0 | 0 | NA | NA | 725.2273 | 1471.0382 | 0 | 1160.0549 | 1508.4316 | 0 | 0 | Equipment cost derived from table 8.2.7, average capacity derived from table 7B.2.12 and 7B.2.14, Technical Support Document: Residential Boilers, December 22, 2015. https://www.regulations.gov/document?D=EERE-2012-BT-STD-0047-0070 | Labor cost derived from table 8.2.5, average capacity derived from table 7B.2.12 and 7B.2.14, Technical Support Document: Residential Boilers, December 22, 2015. https://www.regulations.gov/document?D=EERE-2012-BT-STD-0047-0070 | Assuming no incremental O&M cost | 0 | 6.439 | PSE NEI data | No applicable non-energy benefits | 100% | Equipment 100% technically feasible within end use | System | System
King CountyManufacturedHeat Central Gas Boiler4Existing | King CountyManufacturedHeat Central Gas BoilerExisting | King County | Manufactured | Heat Central Gas Boiler | 4 | Advanced Efficiency Boiler - 93% AFUE | Existing | Boiler - Advanced Efficiency | Advanced Efficiency Boiler - 93% AFUE | Federal Standard 2022 Boiler - 84% AFUE | per Home | 25 | Based on RTF Commercal Gas Boilersv1.2; Used residential data; Median lifetime as estimated in the DOE Technical Support Document for Consumer (Residential) Boilers | 566.2955 | 511.4927 | Using measure description efficiency metrics to adjust loads from RTF/2021P workbooks to consumptions. | Using measure description efficiency metrics to adjust loads from RTF/2021P workbooks to consumptions. | 0 | 0 | NA | NA | 1452.6206 | 2946.4698 | 0 | 2323.5745 | 3021.3684 | 0 | 0 | Equipment cost derived from table 8.2.7, average capacity derived from table 7B.2.12 and 7B.2.14, Technical Support Document: Residential Boilers, December 22, 2015. https://www.regulations.gov/document?D=EERE-2012-BT-STD-0047-0070 | Labor cost derived from table 8.2.5, average capacity derived from table 7B.2.12 and 7B.2.14, Technical Support Document: Residential Boilers, December 22, 2015. https://www.regulations.gov/document?D=EERE-2012-BT-STD-0047-0070 | Assuming no incremental O&M cost | 0 | 15.9812 | PSE NEI data | No applicable non-energy benefits | 100% | Equipment 100% technically feasible within end use | System | System
King CountyManufacturedHeat Central Gas Boiler4New | King CountyManufacturedHeat Central Gas BoilerNew | King County | Manufactured | Heat Central Gas Boiler | 4 | Advanced Efficiency Boiler - 93% AFUE | New | Boiler - Advanced Efficiency | Advanced Efficiency Boiler - 93% AFUE | Federal Standard 2022 Boiler - 84% AFUE | per Home | 25 | Based on RTF Commercal Gas Boilersv1.2; Used residential data; Median lifetime as estimated in the DOE Technical Support Document for Consumer (Residential) Boilers | 368.0921 | 332.4703 | Using measure description efficiency metrics to adjust loads from RTF/2021P workbooks to consumptions. | Using measure description efficiency metrics to adjust loads from RTF/2021P workbooks to consumptions. | 0 | 0 | NA | NA | 1452.6206 | 2946.4698 | 0 | 2323.5745 | 3021.3684 | 0 | 0 | Equipment cost derived from table 8.2.7, average capacity derived from table 7B.2.12 and 7B.2.14, Technical Support Document: Residential Boilers, December 22, 2015. https://www.regulations.gov/document?D=EERE-2012-BT-STD-0047-0070 | Labor cost derived from table 8.2.5, average capacity derived from table 7B.2.12 and 7B.2.14, Technical Support Document: Residential Boilers, December 22, 2015. https://www.regulations.gov/document?D=EERE-2012-BT-STD-0047-0070 | Assuming no incremental O&M cost | 0 | 10.3878 | PSE NEI data | No applicable non-energy benefits | 100% | Equipment 100% technically feasible within end use | System | System
King CountyManufactured - Highly ImpactedHeat Central Gas Boiler4Existing | King CountyManufactured - Highly ImpactedHeat Central Gas BoilerExisting | King County | Manufactured - Highly Impacted | Heat Central Gas Boiler | 4 | Advanced Efficiency Boiler - 93% AFUE | Existing | Boiler - Advanced Efficiency | Advanced Efficiency Boiler - 93% AFUE | Federal Standard 2022 Boiler - 84% AFUE | per Home | 25 | Based on RTF Commercal Gas Boilersv1.2; Used residential data; Median lifetime as estimated in the DOE Technical Support Document for Consumer (Residential) Boilers | 439.0403 | 396.5525 | Using measure description efficiency metrics to adjust loads from RTF/2021P workbooks to consumptions. | Using measure description efficiency metrics to adjust loads from RTF/2021P workbooks to consumptions. | 0 | 0 | NA | NA | 1126.1947 | 2284.3532 | 0 | 1801.432 | 2342.421 | 0 | 0 | Equipment cost derived from table 8.2.7, average capacity derived from table 7B.2.12 and 7B.2.14, Technical Support Document: Residential Boilers, December 22, 2015. https://www.regulations.gov/document?D=EERE-2012-BT-STD-0047-0070 | Labor cost derived from table 8.2.5, average capacity derived from table 7B.2.12 and 7B.2.14, Technical Support Document: Residential Boilers, December 22, 2015. https://www.regulations.gov/document?D=EERE-2012-BT-STD-0047-0070 | Assuming no incremental O&M cost | 0 | 12.39 | PSE NEI data | No applicable non-energy benefits | 100% | Equipment 100% technically feasible within end use | System | System
King CountyManufactured - Highly ImpactedHeat Central Gas Boiler4New | King CountyManufactured - Highly ImpactedHeat Central Gas BoilerNew | King County | Manufactured - Highly Impacted | Heat Central Gas Boiler | 4 | Advanced Efficiency Boiler - 93% AFUE | New | Boiler - Advanced Efficiency | Advanced Efficiency Boiler - 93% AFUE | Federal Standard 2022 Boiler - 84% AFUE | per Home | 25 | Based on RTF Commercal Gas Boilersv1.2; Used residential data; Median lifetime as estimated in the DOE Technical Support Document for Consumer (Residential) Boilers | 285.3762 | 257.7591 | Using measure description efficiency metrics to adjust loads from RTF/2021P workbooks to consumptions. | Using measure description efficiency metrics to adjust loads from RTF/2021P workbooks to consumptions. | 0 | 0 | NA | NA | 1126.1947 | 2284.3532 | 0 | 1801.432 | 2342.421 | 0 | 0 | Equipment cost derived from table 8.2.7, average capacity derived from table 7B.2.12 and 7B.2.14, Technical Support Document: Residential Boilers, December 22, 2015. https://www.regulations.gov/document?D=EERE-2012-BT-STD-0047-0070 | Labor cost derived from table 8.2.5, average capacity derived from table 7B.2.12 and 7B.2.14, Technical Support Document: Residential Boilers, December 22, 2015. https://www.regulations.gov/document?D=EERE-2012-BT-STD-0047-0070 | Assuming no incremental O&M cost | 0 | 8.0535 | PSE NEI data | No applicable non-energy benefits | 100% | Equipment 100% technically feasible within end use | System | System
King CountySingle FamilyHeat Central Gas Boiler5Existing | King CountySingle FamilyHeat Central Gas BoilerExisting | King County | Single Family | Heat Central Gas Boiler | 5 | Premium Efficiency Boiler - 95% AFUE | Existing | Boiler - Premium Efficiency | Premium Efficiency Boiler - 95% AFUE | Federal Standard 2022 Boiler - 84% AFUE | per Home | 25 | Based on RTF Commercal Gas Boilersv1.2; Used residential data; Median lifetime as estimated in the DOE Technical Support Document for Consumer (Residential) Boilers | 627.1571 | 554.5389 | Using measure description efficiency metrics to adjust loads from RTF/2021P workbooks to consumptions. | Using measure description efficiency metrics to adjust loads from RTF/2021P workbooks to consumptions. | 0 | 0 | NA | NA | 1953.0315 | 3961.4944 | 0 | 3442.7493 | 4062.1947 | 0 | 0 | Equipment cost derived from table 8.2.7, average capacity derived from table 7B.2.12 and 7B.2.14, Technical Support Document: Residential Boilers, December 22, 2015. https://www.regulations.gov/document?D=EERE-2012-BT-STD-0047-0070 | Labor cost derived from table 8.2.5, average capacity derived from table 7B.2.12 and 7B.2.14, Technical Support Document: Residential Boilers, December 22, 2015. https://www.regulations.gov/document?D=EERE-2012-BT-STD-0047-0070 | Assuming no incremental O&M cost | 0 | 21.1764 | PSE NEI data | No applicable non-energy benefits | 100% | Equipment 100% technically feasible within end use | System | System
King CountySingle FamilyHeat Central Gas Boiler5New | King CountySingle FamilyHeat Central Gas BoilerNew | King County | Single Family | Heat Central Gas Boiler | 5 | Premium Efficiency Boiler - 95% AFUE | New | Boiler - Premium Efficiency | Premium Efficiency Boiler - 95% AFUE | Federal Standard 2022 Boiler - 84% AFUE | per Home | 25 | Based on RTF Commercal Gas Boilersv1.2; Used residential data; Median lifetime as estimated in the DOE Technical Support Document for Consumer (Residential) Boilers | 407.6521 | 360.4503 | Using measure description efficiency metrics to adjust loads from RTF/2021P workbooks to consumptions. | Using measure description efficiency metrics to adjust loads from RTF/2021P workbooks to consumptions. | 0 | 0 | NA | NA | 1953.0315 | 3961.4944 | 0 | 3442.7493 | 4062.1947 | 0 | 0 | Equipment cost derived from table 8.2.7, average capacity derived from table 7B.2.12 and 7B.2.14, Technical Support Document: Residential Boilers, December 22, 2015. https://www.regulations.gov/document?D=EERE-2012-BT-STD-0047-0070 | Labor cost derived from table 8.2.5, average capacity derived from table 7B.2.12 and 7B.2.14, Technical Support Document: Residential Boilers, December 22, 2015. https://www.regulations.gov/document?D=EERE-2012-BT-STD-0047-0070 | Assuming no incremental O&M cost | 0 | 13.7647 | PSE NEI data | No applicable non-energy benefits | 100% | Equipment 100% technically feasible within end use | System | System
King CountySingle Family - Highly ImpactedHeat Central Gas Boiler5Existing | King CountySingle Family - Highly ImpactedHeat Central Gas BoilerExisting | King County | Single Family - Highly Impacted | Heat Central Gas Boiler | 5 | Premium Efficiency Boiler - 95% AFUE | Existing | Boiler - Premium Efficiency | Premium Efficiency Boiler - 95% AFUE | Federal Standard 2022 Boiler - 84% AFUE | per Home | 25 | Based on RTF Commercal Gas Boilersv1.2; Used residential data; Median lifetime as estimated in the DOE Technical Support Document for Consumer (Residential) Boilers | 451.1363 | 398.8995 | Using measure description efficiency metrics to adjust loads from RTF/2021P workbooks to consumptions. | Using measure description efficiency metrics to adjust loads from RTF/2021P workbooks to consumptions. | 0 | 0 | NA | NA | 1404.8848 | 2849.6434 | 0 | 2476.4916 | 2922.0807 | 0 | 0 | Equipment cost derived from table 8.2.7, average capacity derived from table 7B.2.12 and 7B.2.14, Technical Support Document: Residential Boilers, December 22, 2015. https://www.regulations.gov/document?D=EERE-2012-BT-STD-0047-0070 | Labor cost derived from table 8.2.5, average capacity derived from table 7B.2.12 and 7B.2.14, Technical Support Document: Residential Boilers, December 22, 2015. https://www.regulations.gov/document?D=EERE-2012-BT-STD-0047-0070 | Assuming no incremental O&M cost | 0 | 15.2329 | PSE NEI data | No applicable non-energy benefits | 100% | Equipment 100% technically feasible within end use | System | System
King CountySingle Family - Highly ImpactedHeat Central Gas Boiler5New | King CountySingle Family - Highly ImpactedHeat Central Gas BoilerNew | King County | Single Family - Highly Impacted | Heat Central Gas Boiler | 5 | Premium Efficiency Boiler - 95% AFUE | New | Boiler - Premium Efficiency | Premium Efficiency Boiler - 95% AFUE | Federal Standard 2022 Boiler - 84% AFUE | per Home | 25 | Based on RTF Commercal Gas Boilersv1.2; Used residential data; Median lifetime as estimated in the DOE Technical Support Document for Consumer (Residential) Boilers | 293.2386 | 259.2847 | Using measure description efficiency metrics to adjust loads from RTF/2021P workbooks to consumptions. | Using measure description efficiency metrics to adjust loads from RTF/2021P workbooks to consumptions. | 0 | 0 | NA | NA | 1404.8848 | 2849.6434 | 0 | 2476.4916 | 2922.0807 | 0 | 0 | Equipment cost derived from table 8.2.7, average capacity derived from table 7B.2.12 and 7B.2.14, Technical Support Document: Residential Boilers, December 22, 2015. https://www.regulations.gov/document?D=EERE-2012-BT-STD-0047-0070 | Labor cost derived from table 8.2.5, average capacity derived from table 7B.2.12 and 7B.2.14, Technical Support Document: Residential Boilers, December 22, 2015. https://www.regulations.gov/document?D=EERE-2012-BT-STD-0047-0070 | Assuming no incremental O&M cost | 0 | 9.9014 | PSE NEI data | No applicable non-energy benefits | 100% | Equipment 100% technically feasible within end use | System | System
King CountyMultifamilyHeat Central Gas Boiler5Existing | King CountyMultifamilyHeat Central Gas BoilerExisting | King County | Multifamily | Heat Central Gas Boiler | 5 | Premium Efficiency Boiler - 95% AFUE | Existing | Boiler - Premium Efficiency | Premium Efficiency Boiler - 95% AFUE | Federal Standard 2022 Boiler - 84% AFUE | per Home | 25 | Based on RTF Commercal Gas Boilersv1.2; Used residential data; Median lifetime as estimated in the DOE Technical Support Document for Consumer (Residential) Boilers | 413.5749 | 365.6873 | Using measure description efficiency metrics to adjust loads from RTF/2021P workbooks to consumptions. | Using measure description efficiency metrics to adjust loads from RTF/2021P workbooks to consumptions. | 0 | 0 | NA | NA | 854.4624 | 1733.1763 | 0 | 1506.2223 | 1777.2332 | 0 | 0 | Equipment cost derived from table 8.2.7, average capacity derived from table 7B.2.12 and 7B.2.14, Technical Support Document: Residential Boilers, December 22, 2015. https://www.regulations.gov/document?D=EERE-2012-BT-STD-0047-0070 | Labor cost derived from table 8.2.5, average capacity derived from table 7B.2.12 and 7B.2.14, Technical Support Document: Residential Boilers, December 22, 2015. https://www.regulations.gov/document?D=EERE-2012-BT-STD-0047-0070 | Assuming no incremental O&M cost | 0 | 13.9646 | PSE NEI data | No applicable non-energy benefits | 100% | Equipment 100% technically feasible within end use | System | System
King CountyMultifamilyHeat Central Gas Boiler5New | King CountyMultifamilyHeat Central Gas BoilerNew | King County | Multifamily | Heat Central Gas Boiler | 5 | Premium Efficiency Boiler - 95% AFUE | New | Boiler - Premium Efficiency | Premium Efficiency Boiler - 95% AFUE | Federal Standard 2022 Boiler - 84% AFUE | per Home | 25 | Based on RTF Commercal Gas Boilersv1.2; Used residential data; Median lifetime as estimated in the DOE Technical Support Document for Consumer (Residential) Boilers | 268.8237 | 237.6967 | Using measure description efficiency metrics to adjust loads from RTF/2021P workbooks to consumptions. | Using measure description efficiency metrics to adjust loads from RTF/2021P workbooks to consumptions. | 0 | 0 | NA | NA | 854.4624 | 1733.1763 | 0 | 1506.2223 | 1777.2332 | 0 | 0 | Equipment cost derived from table 8.2.7, average capacity derived from table 7B.2.12 and 7B.2.14, Technical Support Document: Residential Boilers, December 22, 2015. https://www.regulations.gov/document?D=EERE-2012-BT-STD-0047-0070 | Labor cost derived from table 8.2.5, average capacity derived from table 7B.2.12 and 7B.2.14, Technical Support Document: Residential Boilers, December 22, 2015. https://www.regulations.gov/document?D=EERE-2012-BT-STD-0047-0070 | Assuming no incremental O&M cost | 0 | 9.077 | PSE NEI data | No applicable non-energy benefits | 100% | Equipment 100% technically feasible within end use | System | System
King CountyMultifamily - Highly ImpactedHeat Central Gas Boiler5Existing | King CountyMultifamily - Highly ImpactedHeat Central Gas BoilerExisting | King County | Multifamily - Highly Impacted | Heat Central Gas Boiler | 5 | Premium Efficiency Boiler - 95% AFUE | Existing | Boiler - Premium Efficiency | Premium Efficiency Boiler - 95% AFUE | Federal Standard 2022 Boiler - 84% AFUE | per Home | 25 | Based on RTF Commercal Gas Boilersv1.2; Used residential data; Median lifetime as estimated in the DOE Technical Support Document for Consumer (Residential) Boilers | 351.0228 | 310.3781 | Using measure description efficiency metrics to adjust loads from RTF/2021P workbooks to consumptions. | Using measure description efficiency metrics to adjust loads from RTF/2021P workbooks to consumptions. | 0 | 0 | NA | NA | 725.2273 | 1471.0382 | 0 | 1278.4104 | 1508.4316 | 0 | 0 | Equipment cost derived from table 8.2.7, average capacity derived from table 7B.2.12 and 7B.2.14, Technical Support Document: Residential Boilers, December 22, 2015. https://www.regulations.gov/document?D=EERE-2012-BT-STD-0047-0070 | Labor cost derived from table 8.2.5, average capacity derived from table 7B.2.12 and 7B.2.14, Technical Support Document: Residential Boilers, December 22, 2015. https://www.regulations.gov/document?D=EERE-2012-BT-STD-0047-0070 | Assuming no incremental O&M cost | 0 | 11.8525 | PSE NEI data | No applicable non-energy benefits | 100% | Equipment 100% technically feasible within end use | System | System
King CountyMultifamily - Highly ImpactedHeat Central Gas Boiler5New | King CountyMultifamily - Highly ImpactedHeat Central Gas BoilerNew | King County | Multifamily - Highly Impacted | Heat Central Gas Boiler | 5 | Premium Efficiency Boiler - 95% AFUE | New | Boiler - Premium Efficiency | Premium Efficiency Boiler - 95% AFUE | Federal Standard 2022 Boiler - 84% AFUE | per Home | 25 | Based on RTF Commercal Gas Boilersv1.2; Used residential data; Median lifetime as estimated in the DOE Technical Support Document for Consumer (Residential) Boilers | 228.1648 | 201.7458 | Using measure description efficiency metrics to adjust loads from RTF/2021P workbooks to consumptions. | Using measure description efficiency metrics to adjust loads from RTF/2021P workbooks to consumptions. | 0 | 0 | NA | NA | 725.2273 | 1471.0382 | 0 | 1278.4104 | 1508.4316 | 0 | 0 | Equipment cost derived from table 8.2.7, average capacity derived from table 7B.2.12 and 7B.2.14, Technical Support Document: Residential Boilers, December 22, 2015. https://www.regulations.gov/document?D=EERE-2012-BT-STD-0047-0070 | Labor cost derived from table 8.2.5, average capacity derived from table 7B.2.12 and 7B.2.14, Technical Support Document: Residential Boilers, December 22, 2015. https://www.regulations.gov/document?D=EERE-2012-BT-STD-0047-0070 | Assuming no incremental O&M cost | 0 | 7.7041 | PSE NEI data | No applicable non-energy benefits | 100% | Equipment 100% technically feasible within end use | System | System
King CountyManufacturedHeat Central Gas Boiler5Existing | King CountyManufacturedHeat Central Gas BoilerExisting | King County | Manufactured | Heat Central Gas Boiler | 5 | Premium Efficiency Boiler - 95% AFUE | Existing | Boiler - Premium Efficiency | Premium Efficiency Boiler - 95% AFUE | Federal Standard 2022 Boiler - 84% AFUE | per Home | 25 | Based on RTF Commercal Gas Boilersv1.2; Used residential data; Median lifetime as estimated in the DOE Technical Support Document for Consumer (Residential) Boilers | 566.2955 | 500.7245 | Using measure description efficiency metrics to adjust loads from RTF/2021P workbooks to consumptions. | Using measure description efficiency metrics to adjust loads from RTF/2021P workbooks to consumptions. | 0 | 0 | NA | NA | 1452.6206 | 2946.4698 | 0 | 2560.6389 | 3021.3684 | 0 | 0 | Equipment cost derived from table 8.2.7, average capacity derived from table 7B.2.12 and 7B.2.14, Technical Support Document: Residential Boilers, December 22, 2015. https://www.regulations.gov/document?D=EERE-2012-BT-STD-0047-0070 | Labor cost derived from table 8.2.5, average capacity derived from table 7B.2.12 and 7B.2.14, Technical Support Document: Residential Boilers, December 22, 2015. https://www.regulations.gov/document?D=EERE-2012-BT-STD-0047-0070 | Assuming no incremental O&M cost | 0 | 19.1214 | PSE NEI data | No applicable non-energy benefits | 100% | Equipment 100% technically feasible within end use | System | System
King CountyManufacturedHeat Central Gas Boiler5New | King CountyManufacturedHeat Central Gas BoilerNew | King County | Manufactured | Heat Central Gas Boiler | 5 | Premium Efficiency Boiler - 95% AFUE | New | Boiler - Premium Efficiency | Premium Efficiency Boiler - 95% AFUE | Federal Standard 2022 Boiler - 84% AFUE | per Home | 25 | Based on RTF Commercal Gas Boilersv1.2; Used residential data; Median lifetime as estimated in the DOE Technical Support Document for Consumer (Residential) Boilers | 368.0921 | 325.4709 | Using measure description efficiency metrics to adjust loads from RTF/2021P workbooks to consumptions. | Using measure description efficiency metrics to adjust loads from RTF/2021P workbooks to consumptions. | 0 | 0 | NA | NA | 1452.6206 | 2946.4698 | 0 | 2560.6389 | 3021.3684 | 0 | 0 | Equipment cost derived from table 8.2.7, average capacity derived from table 7B.2.12 and 7B.2.14, Technical Support Document: Residential Boilers, December 22, 2015. https://www.regulations.gov/document?D=EERE-2012-BT-STD-0047-0070 | Labor cost derived from table 8.2.5, average capacity derived from table 7B.2.12 and 7B.2.14, Technical Support Document: Residential Boilers, December 22, 2015. https://www.regulations.gov/document?D=EERE-2012-BT-STD-0047-0070 | Assuming no incremental O&M cost | 0 | 12.4289 | PSE NEI data | No applicable non-energy benefits | 100% | Equipment 100% technically feasible within end use | System | System
King CountyManufactured - Highly ImpactedHeat Central Gas Boiler5Existing | King CountyManufactured - Highly ImpactedHeat Central Gas BoilerExisting | King County | Manufactured - Highly Impacted | Heat Central Gas Boiler | 5 | Premium Efficiency Boiler - 95% AFUE | Existing | Boiler - Premium Efficiency | Premium Efficiency Boiler - 95% AFUE | Federal Standard 2022 Boiler - 84% AFUE | per Home | 25 | Based on RTF Commercal Gas Boilersv1.2; Used residential data; Median lifetime as estimated in the DOE Technical Support Document for Consumer (Residential) Boilers | 439.0403 | 388.2041 | Using measure description efficiency metrics to adjust loads from RTF/2021P workbooks to consumptions. | Using measure description efficiency metrics to adjust loads from RTF/2021P workbooks to consumptions. | 0 | 0 | NA | NA | 1126.1947 | 2284.3532 | 0 | 1985.2244 | 2342.421 | 0 | 0 | Equipment cost derived from table 8.2.7, average capacity derived from table 7B.2.12 and 7B.2.14, Technical Support Document: Residential Boilers, December 22, 2015. https://www.regulations.gov/document?D=EERE-2012-BT-STD-0047-0070 | Labor cost derived from table 8.2.5, average capacity derived from table 7B.2.12 and 7B.2.14, Technical Support Document: Residential Boilers, December 22, 2015. https://www.regulations.gov/document?D=EERE-2012-BT-STD-0047-0070 | Assuming no incremental O&M cost | 0 | 14.8245 | PSE NEI data | No applicable non-energy benefits | 100% | Equipment 100% technically feasible within end use | System | System
King CountyManufactured - Highly ImpactedHeat Central Gas Boiler5New | King CountyManufactured - Highly ImpactedHeat Central Gas BoilerNew | King County | Manufactured - Highly Impacted | Heat Central Gas Boiler | 5 | Premium Efficiency Boiler - 95% AFUE | New | Boiler - Premium Efficiency | Premium Efficiency Boiler - 95% AFUE | Federal Standard 2022 Boiler - 84% AFUE | per Home | 25 | Based on RTF Commercal Gas Boilersv1.2; Used residential data; Median lifetime as estimated in the DOE Technical Support Document for Consumer (Residential) Boilers | 285.3762 | 252.3326 | Using measure description efficiency metrics to adjust loads from RTF/2021P workbooks to consumptions. | Using measure description efficiency metrics to adjust loads from RTF/2021P workbooks to consumptions. | 0 | 0 | NA | NA | 1126.1947 | 2284.3532 | 0 | 1985.2244 | 2342.421 | 0 | 0 | Equipment cost derived from table 8.2.7, average capacity derived from table 7B.2.12 and 7B.2.14, Technical Support Document: Residential Boilers, December 22, 2015. https://www.regulations.gov/document?D=EERE-2012-BT-STD-0047-0070 | Labor cost derived from table 8.2.5, average capacity derived from table 7B.2.12 and 7B.2.14, Technical Support Document: Residential Boilers, December 22, 2015. https://www.regulations.gov/document?D=EERE-2012-BT-STD-0047-0070 | Assuming no incremental O&M cost | 0 | 9.6359 | PSE NEI data | No applicable non-energy benefits | 100% | Equipment 100% technically feasible within end use | System | System
King CountySingle FamilyHeat Central Gas Furnace1Existing | King CountySingle FamilyHeat Central Gas FurnaceExisting | King County | Single Family | Heat Central Gas Furnace | 1 | Below Standard Furnace - 76% AFUE (Low Income) | Existing | Furnace - Below Standard | Below Standard Furnace - 76% AFUE (Low Income) | Below Standard Furnace - 76% AFUE (Low Income) | per Home | 10 | Assuming half the measure life for below standard equipment. Based on PSE Approved Furnace 2022 Business Case | 534.2104 | 534.2104 | Using measure description efficiency metrics to adjust loads from RTF/2021P workbooks to consumptions. | Using measure description efficiency metrics to adjust loads from RTF/2021P workbooks to consumptions. | 0 | 0 | NA | NA | 0 | 0 | 0 | 0 | 0 | 0 | 0 | Baseline is equal to efficient case. | Baseline is equal to efficient case. | Baseline is equal to efficient case. | 0 | 0 | No applicable non-energy benefits | No applicable non-energy benefits | 100% | Equipment 100% technically feasible within end use | System | System
King CountySingle FamilyHeat Central Gas Furnace1New | King CountySingle FamilyHeat Central Gas FurnaceNew | King County | Single Family | Heat Central Gas Furnace | 1 | Below Standard Furnace - 76% AFUE (Low Income) | New | Furnace - Below Standard | Below Standard Furnace - 76% AFUE (Low Income) | Below Standard Furnace - 76% AFUE (Low Income) | per Home | 10 | Assuming half the measure life for below standard equipment. Based on PSE Approved Furnace 2022 Business Case | 347.2367 | 347.2367 | Using measure description efficiency metrics to adjust loads from RTF/2021P workbooks to consumptions. | Using measure description efficiency metrics to adjust loads from RTF/2021P workbooks to consumptions. | 0 | 0 | NA | NA | 0 | 0 | 0 | 0 | 0 | 0 | 0 | Baseline is equal to efficient case. | Baseline is equal to efficient case. | Baseline is equal to efficient case. | 0 | 0 | No applicable non-energy benefits | No applicable non-energy benefits | 100% | Equipment 100% technically feasible within end use | System | System
King CountySingle Family - Highly ImpactedHeat Central Gas Furnace1Existing | King CountySingle Family - Highly ImpactedHeat Central Gas FurnaceExisting | King County | Single Family - Highly Impacted | Heat Central Gas Furnace | 1 | Below Standard Furnace - 76% AFUE (Low Income) | Existing | Furnace - Below Standard | Below Standard Furnace - 76% AFUE (Low Income) | Below Standard Furnace - 76% AFUE (Low Income) | per Home | 10 | Assuming half the measure life for below standard equipment. Based on PSE Approved Furnace 2022 Business Case | 384.2765 | 384.2765 | Using measure description efficiency metrics to adjust loads from RTF/2021P workbooks to consumptions. | Using measure description efficiency metrics to adjust loads from RTF/2021P workbooks to consumptions. | 0 | 0 | NA | NA | 0 | 0 | 0 | 0 | 0 | 0 | 0 | Baseline is equal to efficient case. | Baseline is equal to efficient case. | Baseline is equal to efficient case. | 0 | 0 | No applicable non-energy benefits | No applicable non-energy benefits | 100% | Equipment 100% technically feasible within end use | System | System
King CountySingle Family - Highly ImpactedHeat Central Gas Furnace1New | King CountySingle Family - Highly ImpactedHeat Central Gas FurnaceNew | King County | Single Family - Highly Impacted | Heat Central Gas Furnace | 1 | Below Standard Furnace - 76% AFUE (Low Income) | New | Furnace - Below Standard | Below Standard Furnace - 76% AFUE (Low Income) | Below Standard Furnace - 76% AFUE (Low Income) | per Home | 10 | Assuming half the measure life for below standard equipment. Based on PSE Approved Furnace 2022 Business Case | 249.7797 | 249.7797 | Using measure description efficiency metrics to adjust loads from RTF/2021P workbooks to consumptions. | Using measure description efficiency metrics to adjust loads from RTF/2021P workbooks to consumptions. | 0 | 0 | NA | NA | 0 | 0 | 0 | 0 | 0 | 0 | 0 | Baseline is equal to efficient case. | Baseline is equal to efficient case. | Baseline is equal to efficient case. | 0 | 0 | No applicable non-energy benefits | No applicable non-energy benefits | 100% | Equipment 100% technically feasible within end use | System | System
King CountyMultifamilyHeat Central Gas Furnace1Existing | King CountyMultifamilyHeat Central Gas FurnaceExisting | King County | Multifamily | Heat Central Gas Furnace | 1 | Below Standard Furnace - 76% AFUE (Low Income) | Existing | Furnace - Below Standard | Below Standard Furnace - 76% AFUE (Low Income) | Below Standard Furnace - 76% AFUE (Low Income) | per Home | 10 | Assuming half the measure life for below standard equipment. Based on PSE Approved Furnace 2022 Business Case | 352.2817 | 352.2817 | Using measure description efficiency metrics to adjust loads from RTF/2021P workbooks to consumptions. | Using measure description efficiency metrics to adjust loads from RTF/2021P workbooks to consumptions. | 0 | 0 | NA | NA | 0 | 0 | 0 | 0 | 0 | 0 | 0 | Baseline is equal to efficient case. | Baseline is equal to efficient case. | Baseline is equal to efficient case. | 0 | 0 | No applicable non-energy benefits | No applicable non-energy benefits | 100% | Equipment 100% technically feasible within end use | System | System
King CountyMultifamilyHeat Central Gas Furnace1New | King CountyMultifamilyHeat Central Gas FurnaceNew | King County | Multifamily | Heat Central Gas Furnace | 1 | Below Standard Furnace - 76% AFUE (Low Income) | New | Furnace - Below Standard | Below Standard Furnace - 76% AFUE (Low Income) | Below Standard Furnace - 76% AFUE (Low Income) | per Home | 10 | Assuming half the measure life for below standard equipment. Based on PSE Approved Furnace 2022 Business Case | 228.9831 | 228.9831 | Using measure description efficiency metrics to adjust loads from RTF/2021P workbooks to consumptions. | Using measure description efficiency metrics to adjust loads from RTF/2021P workbooks to consumptions. | 0 | 0 | NA | NA | 0 | 0 | 0 | 0 | 0 | 0 | 0 | Baseline is equal to efficient case. | Baseline is equal to efficient case. | Baseline is equal to efficient case. | 0 | 0 | No applicable non-energy benefits | No applicable non-energy benefits | 100% | Equipment 100% technically feasible within end use | System | System
King CountyMultifamily - Highly ImpactedHeat Central Gas Furnace1Existing | King CountyMultifamily - Highly ImpactedHeat Central Gas FurnaceExisting | King County | Multifamily - Highly Impacted | Heat Central Gas Furnace | 1 | Below Standard Furnace - 76% AFUE (Low Income) | Existing | Furnace - Below Standard | Below Standard Furnace - 76% AFUE (Low Income) | Below Standard Furnace - 76% AFUE (Low Income) | per Home | 10 | Assuming half the measure life for below standard equipment. Based on PSE Approved Furnace 2022 Business Case | 299.0001 | 299.0001 | Using measure description efficiency metrics to adjust loads from RTF/2021P workbooks to consumptions. | Using measure description efficiency metrics to adjust loads from RTF/2021P workbooks to consumptions. | 0 | 0 | NA | NA | 0 | 0 | 0 | 0 | 0 | 0 | 0 | Baseline is equal to efficient case. | Baseline is equal to efficient case. | Baseline is equal to efficient case. | 0 | 0 | No applicable non-energy benefits | No applicable non-energy benefits | 100% | Equipment 100% technically feasible within end use | System | System
King CountyMultifamily - Highly ImpactedHeat Central Gas Furnace1New | King CountyMultifamily - Highly ImpactedHeat Central Gas FurnaceNew | King County | Multifamily - Highly Impacted | Heat Central Gas Furnace | 1 | Below Standard Furnace - 76% AFUE (Low Income) | New | Furnace - Below Standard | Below Standard Furnace - 76% AFUE (Low Income) | Below Standard Furnace - 76% AFUE (Low Income) | per Home | 10 | Assuming half the measure life for below standard equipment. Based on PSE Approved Furnace 2022 Business Case | 194.3501 | 194.3501 | Using measure description efficiency metrics to adjust loads from RTF/2021P workbooks to consumptions. | Using measure description efficiency metrics to adjust loads from RTF/2021P workbooks to consumptions. | 0 | 0 | NA | NA | 0 | 0 | 0 | 0 | 0 | 0 | 0 | Baseline is equal to efficient case. | Baseline is equal to efficient case. | Baseline is equal to efficient case. | 0 | 0 | No applicable non-energy benefits | No applicable non-energy benefits | 100% | Equipment 100% technically feasible within end use | System | System
King CountyManufacturedHeat Central Gas Furnace1Existing | King CountyManufacturedHeat Central Gas FurnaceExisting | King County | Manufactured | Heat Central Gas Furnace | 1 | Below Standard Furnace - 76% AFUE (Low Income) | Existing | Furnace - Below Standard | Below Standard Furnace - 76% AFUE (Low Income) | Below Standard Furnace - 76% AFUE (Low Income) | per Home | 10 | Assuming half the measure life for below standard equipment. Based on PSE Approved Furnace 2022 Business Case | 482.3687 | 482.3687 | Using measure description efficiency metrics to adjust loads from RTF/2021P workbooks to consumptions. | Using measure description efficiency metrics to adjust loads from RTF/2021P workbooks to consumptions. | 0 | 0 | NA | NA | 0 | 0 | 0 | 0 | 0 | 0 | 0 | Baseline is equal to efficient case. | Baseline is equal to efficient case. | Baseline is equal to efficient case. | 0 | 0 | No applicable non-energy benefits | No applicable non-energy benefits | 100% | Equipment 100% technically feasible within end use | System | System
King CountyManufacturedHeat Central Gas Furnace1New | King CountyManufacturedHeat Central Gas FurnaceNew | King County | Manufactured | Heat Central Gas Furnace | 1 | Below Standard Furnace - 76% AFUE (Low Income) | New | Furnace - Below Standard | Below Standard Furnace - 76% AFUE (Low Income) | Below Standard Furnace - 76% AFUE (Low Income) | per Home | 10 | Assuming half the measure life for below standard equipment. Based on PSE Approved Furnace 2022 Business Case | 313.5396 | 313.5396 | Using measure description efficiency metrics to adjust loads from RTF/2021P workbooks to consumptions. | Using measure description efficiency metrics to adjust loads from RTF/2021P workbooks to consumptions. | 0 | 0 | NA | NA | 0 | 0 | 0 | 0 | 0 | 0 | 0 | Baseline is equal to efficient case. | Baseline is equal to efficient case. | Baseline is equal to efficient case. | 0 | 0 | No applicable non-energy benefits | No applicable non-energy benefits | 100% | Equipment 100% technically feasible within end use | System | System
King CountyManufactured - Highly ImpactedHeat Central Gas Furnace1Existing | King CountyManufactured - Highly ImpactedHeat Central Gas FurnaceExisting | King County | Manufactured - Highly Impacted | Heat Central Gas Furnace | 1 | Below Standard Furnace - 76% AFUE (Low Income) | Existing | Furnace - Below Standard | Below Standard Furnace - 76% AFUE (Low Income) | Below Standard Furnace - 76% AFUE (Low Income) | per Home | 10 | Assuming half the measure life for below standard equipment. Based on PSE Approved Furnace 2022 Business Case | 373.9731 | 373.9731 | Using measure description efficiency metrics to adjust loads from RTF/2021P workbooks to consumptions. | Using measure description efficiency metrics to adjust loads from RTF/2021P workbooks to consumptions. | 0 | 0 | NA | NA | 0 | 0 | 0 | 0 | 0 | 0 | 0 | Baseline is equal to efficient case. | Baseline is equal to efficient case. | Baseline is equal to efficient case. | 0 | 0 | No applicable non-energy benefits | No applicable non-energy benefits | 100% | Equipment 100% technically feasible within end use | System | System
King CountyManufactured - Highly ImpactedHeat Central Gas Furnace1New | King CountyManufactured - Highly ImpactedHeat Central Gas FurnaceNew | King County | Manufactured - Highly Impacted | Heat Central Gas Furnace | 1 | Below Standard Furnace - 76% AFUE (Low Income) | New | Furnace - Below Standard | Below Standard Furnace - 76% AFUE (Low Income) | Below Standard Furnace - 76% AFUE (Low Income) | per Home | 10 | Assuming half the measure life for below standard equipment. Based on PSE Approved Furnace 2022 Business Case | 243.0825 | 243.0825 | Using measure description efficiency metrics to adjust loads from RTF/2021P workbooks to consumptions. | Using measure description efficiency metrics to adjust loads from RTF/2021P workbooks to consumptions. | 0 | 0 | NA | NA | 0 | 0 | 0 | 0 | 0 | 0 | 0 | Baseline is equal to efficient case. | Baseline is equal to efficient case. | Baseline is equal to efficient case. | 0 | 0 | No applicable non-energy benefits | No applicable non-energy benefits | 100% | Equipment 100% technically feasible within end use | System | System
King CountySingle FamilyHeat Central Gas Furnace2Existing | King CountySingle FamilyHeat Central Gas FurnaceExisting | King County | Single Family | Heat Central Gas Furnace | 2 | Federal Standard 2016 Furnace - 80% AFUE | Existing | Furnace - Federal Standard 2016 | Federal Standard 2016 Furnace - 80% AFUE | Federal Standard 2016 Furnace - 80% AFUE | per Home | 20 | Based on PSE Approved Furnace 2022 Business Case | 507.4999 | 507.4999 | Using measure description efficiency metrics to adjust loads from RTF/2021P workbooks to consumptions. | Using measure description efficiency metrics to adjust loads from RTF/2021P workbooks to consumptions. | 0 | 0 | NA | NA | 0 | 0 | 0 | 2695.1461 | 2098.1872 | 0 | 0 | PSE Business Cases and Technical Support Document - Residential Furnaces. February 2015. Equipment cost based on total cost from Table 8.5.1 and installation cost from table 8.2.10. Representative output capacity based on input capacity from Table 5.5.1 and weighted average AFUE from Table 8I.3.1. https://www.regulations.gov/document?D=EERE-2014-BT-STD-0031-0027 | PSE Business Cases and Technical Support Document - Residential Furnaces. February 2015. Equipment cost based on total cost from Table 8.5.1 and installation cost from table 8.2.10. Representative output capacity based on input capacity from Table 5.5.1 and weighted average AFUE from Table 8I.3.1. https://www.regulations.gov/document?D=EERE-2014-BT-STD-0031-0027 | Assuming no incremental O&M cost | 0 | 0 | No applicable non-energy benefits | No applicable non-energy benefits | 100% | Equipment 100% technically feasible within end use | System | System
King CountySingle FamilyHeat Central Gas Furnace2New | King CountySingle FamilyHeat Central Gas FurnaceNew | King County | Single Family | Heat Central Gas Furnace | 2 | Federal Standard 2016 Furnace - 80% AFUE | New | Furnace - Federal Standard 2016 | Federal Standard 2016 Furnace - 80% AFUE | Federal Standard 2016 Furnace - 80% AFUE | per Home | 20 | Based on PSE Approved Furnace 2022 Business Case | 329.8749 | 329.8749 | Using measure description efficiency metrics to adjust loads from RTF/2021P workbooks to consumptions. | Using measure description efficiency metrics to adjust loads from RTF/2021P workbooks to consumptions. | 0 | 0 | NA | NA | 0 | 0 | 0 | 2695.1461 | 2098.1872 | 0 | 0 | PSE Business Cases and Technical Support Document - Residential Furnaces. February 2015. Equipment cost based on total cost from Table 8.5.1 and installation cost from table 8.2.10. Representative output capacity based on input capacity from Table 5.5.1 and weighted average AFUE from Table 8I.3.1. https://www.regulations.gov/document?D=EERE-2014-BT-STD-0031-0027 | PSE Business Cases and Technical Support Document - Residential Furnaces. February 2015. Equipment cost based on total cost from Table 8.5.1 and installation cost from table 8.2.10. Representative output capacity based on input capacity from Table 5.5.1 and weighted average AFUE from Table 8I.3.1. https://www.regulations.gov/document?D=EERE-2014-BT-STD-0031-0027 | Assuming no incremental O&M cost | 0 | 0 | No applicable non-energy benefits | No applicable non-energy benefits | 100% | Equipment 100% technically feasible within end use | System | System
King CountySingle Family - Highly ImpactedHeat Central Gas Furnace2Existing | King CountySingle Family - Highly ImpactedHeat Central Gas FurnaceExisting | King County | Single Family - Highly Impacted | Heat Central Gas Furnace | 2 | Federal Standard 2016 Furnace - 80% AFUE | Existing | Furnace - Federal Standard 2016 | Federal Standard 2016 Furnace - 80% AFUE | Federal Standard 2016 Furnace - 80% AFUE | per Home | 20 | Based on PSE Approved Furnace 2022 Business Case | 365.0626 | 365.0626 | Using measure description efficiency metrics to adjust loads from RTF/2021P workbooks to consumptions. | Using measure description efficiency metrics to adjust loads from RTF/2021P workbooks to consumptions. | 0 | 0 | NA | NA | 0 | 0 | 0 | 1938.7142 | 1509.3004 | 0 | 0 | PSE Business Cases and Technical Support Document - Residential Furnaces. February 2015. Equipment cost based on total cost from Table 8.5.1 and installation cost from table 8.2.10. Representative output capacity based on input capacity from Table 5.5.1 and weighted average AFUE from Table 8I.3.1. https://www.regulations.gov/document?D=EERE-2014-BT-STD-0031-0027 | PSE Business Cases and Technical Support Document - Residential Furnaces. February 2015. Equipment cost based on total cost from Table 8.5.1 and installation cost from table 8.2.10. Representative output capacity based on input capacity from Table 5.5.1 and weighted average AFUE from Table 8I.3.1. https://www.regulations.gov/document?D=EERE-2014-BT-STD-0031-0027 | Assuming no incremental O&M cost | 0 | 0 | No applicable non-energy benefits | No applicable non-energy benefits | 100% | Equipment 100% technically feasible within end use | System | System
King CountySingle Family - Highly ImpactedHeat Central Gas Furnace2New | King CountySingle Family - Highly ImpactedHeat Central Gas FurnaceNew | King County | Single Family - Highly Impacted | Heat Central Gas Furnace | 2 | Federal Standard 2016 Furnace - 80% AFUE | New | Furnace - Federal Standard 2016 | Federal Standard 2016 Furnace - 80% AFUE | Federal Standard 2016 Furnace - 80% AFUE | per Home | 20 | Based on PSE Approved Furnace 2022 Business Case | 237.2907 | 237.2907 | Using measure description efficiency metrics to adjust loads from RTF/2021P workbooks to consumptions. | Using measure description efficiency metrics to adjust loads from RTF/2021P workbooks to consumptions. | 0 | 0 | NA | NA | 0 | 0 | 0 | 1938.7142 | 1509.3004 | 0 | 0 | PSE Business Cases and Technical Support Document - Residential Furnaces. February 2015. Equipment cost based on total cost from Table 8.5.1 and installation cost from table 8.2.10. Representative output capacity based on input capacity from Table 5.5.1 and weighted average AFUE from Table 8I.3.1. https://www.regulations.gov/document?D=EERE-2014-BT-STD-0031-0027 | PSE Business Cases and Technical Support Document - Residential Furnaces. February 2015. Equipment cost based on total cost from Table 8.5.1 and installation cost from table 8.2.10. Representative output capacity based on input capacity from Table 5.5.1 and weighted average AFUE from Table 8I.3.1. https://www.regulations.gov/document?D=EERE-2014-BT-STD-0031-0027 | Assuming no incremental O&M cost | 0 | 0 | No applicable non-energy benefits | No applicable non-energy benefits | 100% | Equipment 100% technically feasible within end use | System | System
King CountyMultifamilyHeat Central Gas Furnace2Existing | King CountyMultifamilyHeat Central Gas FurnaceExisting | King County | Multifamily | Heat Central Gas Furnace | 2 | Federal Standard 2016 Furnace - 80% AFUE | Existing | Furnace - Federal Standard 2016 | Federal Standard 2016 Furnace - 80% AFUE | Federal Standard 2016 Furnace - 80% AFUE | per Home | 20 | Based on PSE Approved Furnace 2022 Business Case | 334.6677 | 334.6677 | Using measure description efficiency metrics to adjust loads from RTF/2021P workbooks to consumptions. | Using measure description efficiency metrics to adjust loads from RTF/2021P workbooks to consumptions. | 0 | 0 | NA | NA | 0 | 0 | 0 | 1179.1417 | 917.9688 | 0 | 0 | PSE Business Cases and Technical Support Document - Residential Furnaces. February 2015. Equipment cost based on total cost from Table 8.5.1 and installation cost from table 8.2.10. Representative output capacity based on input capacity from Table 5.5.1 and weighted average AFUE from Table 8I.3.1. https://www.regulations.gov/document?D=EERE-2014-BT-STD-0031-0027 | PSE Business Cases and Technical Support Document - Residential Furnaces. February 2015. Equipment cost based on total cost from Table 8.5.1 and installation cost from table 8.2.10. Representative output capacity based on input capacity from Table 5.5.1 and weighted average AFUE from Table 8I.3.1. https://www.regulations.gov/document?D=EERE-2014-BT-STD-0031-0027 | Assuming no incremental O&M cost | 0 | 0 | No applicable non-energy benefits | No applicable non-energy benefits | 100% | Equipment 100% technically feasible within end use | System | System
King CountyMultifamilyHeat Central Gas Furnace2New | King CountyMultifamilyHeat Central Gas FurnaceNew | King County | Multifamily | Heat Central Gas Furnace | 2 | Federal Standard 2016 Furnace - 80% AFUE | New | Furnace - Federal Standard 2016 | Federal Standard 2016 Furnace - 80% AFUE | Federal Standard 2016 Furnace - 80% AFUE | per Home | 20 | Based on PSE Approved Furnace 2022 Business Case | 217.534 | 217.534 | Using measure description efficiency metrics to adjust loads from RTF/2021P workbooks to consumptions. | Using measure description efficiency metrics to adjust loads from RTF/2021P workbooks to consumptions. | 0 | 0 | NA | NA | 0 | 0 | 0 | 1179.1417 | 917.9688 | 0 | 0 | PSE Business Cases and Technical Support Document - Residential Furnaces. February 2015. Equipment cost based on total cost from Table 8.5.1 and installation cost from table 8.2.10. Representative output capacity based on input capacity from Table 5.5.1 and weighted average AFUE from Table 8I.3.1. https://www.regulations.gov/document?D=EERE-2014-BT-STD-0031-0027 | PSE Business Cases and Technical Support Document - Residential Furnaces. February 2015. Equipment cost based on total cost from Table 8.5.1 and installation cost from table 8.2.10. Representative output capacity based on input capacity from Table 5.5.1 and weighted average AFUE from Table 8I.3.1. https://www.regulations.gov/document?D=EERE-2014-BT-STD-0031-0027 | Assuming no incremental O&M cost | 0 | 0 | No applicable non-energy benefits | No applicable non-energy benefits | 100% | Equipment 100% technically feasible within end use | System | System
King CountyMultifamily - Highly ImpactedHeat Central Gas Furnace2Existing | King CountyMultifamily - Highly ImpactedHeat Central Gas FurnaceExisting | King County | Multifamily - Highly Impacted | Heat Central Gas Furnace | 2 | Federal Standard 2016 Furnace - 80% AFUE | Existing | Furnace - Federal Standard 2016 | Federal Standard 2016 Furnace - 80% AFUE | Federal Standard 2016 Furnace - 80% AFUE | per Home | 20 | Based on PSE Approved Furnace 2022 Business Case | 284.0501 | 284.0501 | Using measure description efficiency metrics to adjust loads from RTF/2021P workbooks to consumptions. | Using measure description efficiency metrics to adjust loads from RTF/2021P workbooks to consumptions. | 0 | 0 | NA | NA | 0 | 0 | 0 | 1000.7998 | 779.1286 | 0 | 0 | PSE Business Cases and Technical Support Document - Residential Furnaces. February 2015. Equipment cost based on total cost from Table 8.5.1 and installation cost from table 8.2.10. Representative output capacity based on input capacity from Table 5.5.1 and weighted average AFUE from Table 8I.3.1. https://www.regulations.gov/document?D=EERE-2014-BT-STD-0031-0027 | PSE Business Cases and Technical Support Document - Residential Furnaces. February 2015. Equipment cost based on total cost from Table 8.5.1 and installation cost from table 8.2.10. Representative output capacity based on input capacity from Table 5.5.1 and weighted average AFUE from Table 8I.3.1. https://www.regulations.gov/document?D=EERE-2014-BT-STD-0031-0027 | Assuming no incremental O&M cost | 0 | 0 | No applicable non-energy benefits | No applicable non-energy benefits | 100% | Equipment 100% technically feasible within end use | System | System
King CountyMultifamily - Highly ImpactedHeat Central Gas Furnace2New | King CountyMultifamily - Highly ImpactedHeat Central Gas FurnaceNew | King County | Multifamily - Highly Impacted | Heat Central Gas Furnace | 2 | Federal Standard 2016 Furnace - 80% AFUE | New | Furnace - Federal Standard 2016 | Federal Standard 2016 Furnace - 80% AFUE | Federal Standard 2016 Furnace - 80% AFUE | per Home | 20 | Based on PSE Approved Furnace 2022 Business Case | 184.6326 | 184.6326 | Using measure description efficiency metrics to adjust loads from RTF/2021P workbooks to consumptions. | Using measure description efficiency metrics to adjust loads from RTF/2021P workbooks to consumptions. | 0 | 0 | NA | NA | 0 | 0 | 0 | 1000.7998 | 779.1286 | 0 | 0 | PSE Business Cases and Technical Support Document - Residential Furnaces. February 2015. Equipment cost based on total cost from Table 8.5.1 and installation cost from table 8.2.10. Representative output capacity based on input capacity from Table 5.5.1 and weighted average AFUE from Table 8I.3.1. https://www.regulations.gov/document?D=EERE-2014-BT-STD-0031-0027 | PSE Business Cases and Technical Support Document - Residential Furnaces. February 2015. Equipment cost based on total cost from Table 8.5.1 and installation cost from table 8.2.10. Representative output capacity based on input capacity from Table 5.5.1 and weighted average AFUE from Table 8I.3.1. https://www.regulations.gov/document?D=EERE-2014-BT-STD-0031-0027 | Assuming no incremental O&M cost | 0 | 0 | No applicable non-energy benefits | No applicable non-energy benefits | 100% | Equipment 100% technically feasible within end use | System | System
King CountyManufacturedHeat Central Gas Furnace2Existing | King CountyManufacturedHeat Central Gas FurnaceExisting | King County | Manufactured | Heat Central Gas Furnace | 2 | Federal Standard 2016 Furnace - 80% AFUE | Existing | Furnace - Federal Standard 2016 | Federal Standard 2016 Furnace - 80% AFUE | Federal Standard 2016 Furnace - 80% AFUE | per Home | 20 | Based on PSE Approved Furnace 2022 Business Case | 458.2502 | 458.2502 | Using measure description efficiency metrics to adjust loads from RTF/2021P workbooks to consumptions. | Using measure description efficiency metrics to adjust loads from RTF/2021P workbooks to consumptions. | 0 | 0 | NA | NA | 0 | 0 | 0 | 2004.5886 | 1560.5841 | 0 | 0 | PSE Business Cases and Technical Support Document - Residential Furnaces. February 2015. Equipment cost based on total cost from Table 8.5.1 and installation cost from table 8.2.10. Representative output capacity based on input capacity from Table 5.5.1 and weighted average AFUE from Table 8I.3.1. https://www.regulations.gov/document?D=EERE-2014-BT-STD-0031-0027 | PSE Business Cases and Technical Support Document - Residential Furnaces. February 2015. Equipment cost based on total cost from Table 8.5.1 and installation cost from table 8.2.10. Representative output capacity based on input capacity from Table 5.5.1 and weighted average AFUE from Table 8I.3.1. https://www.regulations.gov/document?D=EERE-2014-BT-STD-0031-0027 | Assuming no incremental O&M cost | 0 | 0 | No applicable non-energy benefits | No applicable non-energy benefits | 100% | Equipment 100% technically feasible within end use | System | System
King CountyManufacturedHeat Central Gas Furnace2New | King CountyManufacturedHeat Central Gas FurnaceNew | King County | Manufactured | Heat Central Gas Furnace | 2 | Federal Standard 2016 Furnace - 80% AFUE | New | Furnace - Federal Standard 2016 | Federal Standard 2016 Furnace - 80% AFUE | Federal Standard 2016 Furnace - 80% AFUE | per Home | 20 | Based on PSE Approved Furnace 2022 Business Case | 297.8627 | 297.8627 | Using measure description efficiency metrics to adjust loads from RTF/2021P workbooks to consumptions. | Using measure description efficiency metrics to adjust loads from RTF/2021P workbooks to consumptions. | 0 | 0 | NA | NA | 0 | 0 | 0 | 2004.5886 | 1560.5841 | 0 | 0 | PSE Business Cases and Technical Support Document - Residential Furnaces. February 2015. Equipment cost based on total cost from Table 8.5.1 and installation cost from table 8.2.10. Representative output capacity based on input capacity from Table 5.5.1 and weighted average AFUE from Table 8I.3.1. https://www.regulations.gov/document?D=EERE-2014-BT-STD-0031-0027 | PSE Business Cases and Technical Support Document - Residential Furnaces. February 2015. Equipment cost based on total cost from Table 8.5.1 and installation cost from table 8.2.10. Representative output capacity based on input capacity from Table 5.5.1 and weighted average AFUE from Table 8I.3.1. https://www.regulations.gov/document?D=EERE-2014-BT-STD-0031-0027 | Assuming no incremental O&M cost | 0 | 0 | No applicable non-energy benefits | No applicable non-energy benefits | 100% | Equipment 100% technically feasible within end use | System | System
King CountyManufactured - Highly ImpactedHeat Central Gas Furnace2Existing | King CountyManufactured - Highly ImpactedHeat Central Gas FurnaceExisting | King County | Manufactured - Highly Impacted | Heat Central Gas Furnace | 2 | Federal Standard 2016 Furnace - 80% AFUE | Existing | Furnace - Federal Standard 2016 | Federal Standard 2016 Furnace - 80% AFUE | Federal Standard 2016 Furnace - 80% AFUE | per Home | 20 | Based on PSE Approved Furnace 2022 Business Case | 355.2744 | 355.2744 | Using measure description efficiency metrics to adjust loads from RTF/2021P workbooks to consumptions. | Using measure description efficiency metrics to adjust loads from RTF/2021P workbooks to consumptions. | 0 | 0 | NA | NA | 0 | 0 | 0 | 1554.1271 | 1209.8971 | 0 | 0 | PSE Business Cases and Technical Support Document - Residential Furnaces. February 2015. Equipment cost based on total cost from Table 8.5.1 and installation cost from table 8.2.10. Representative output capacity based on input capacity from Table 5.5.1 and weighted average AFUE from Table 8I.3.1. https://www.regulations.gov/document?D=EERE-2014-BT-STD-0031-0027 | PSE Business Cases and Technical Support Document - Residential Furnaces. February 2015. Equipment cost based on total cost from Table 8.5.1 and installation cost from table 8.2.10. Representative output capacity based on input capacity from Table 5.5.1 and weighted average AFUE from Table 8I.3.1. https://www.regulations.gov/document?D=EERE-2014-BT-STD-0031-0027 | Assuming no incremental O&M cost | 0 | 0 | No applicable non-energy benefits | No applicable non-energy benefits | 100% | Equipment 100% technically feasible within end use | System | System
King CountyManufactured - Highly ImpactedHeat Central Gas Furnace2New | King CountyManufactured - Highly ImpactedHeat Central Gas FurnaceNew | King County | Manufactured - Highly Impacted | Heat Central Gas Furnace | 2 | Federal Standard 2016 Furnace - 80% AFUE | New | Furnace - Federal Standard 2016 | Federal Standard 2016 Furnace - 80% AFUE | Federal Standard 2016 Furnace - 80% AFUE | per Home | 20 | Based on PSE Approved Furnace 2022 Business Case | 230.9284 | 230.9284 | Using measure description efficiency metrics to adjust loads from RTF/2021P workbooks to consumptions. | Using measure description efficiency metrics to adjust loads from RTF/2021P workbooks to consumptions. | 0 | 0 | NA | NA | 0 | 0 | 0 | 1554.1271 | 1209.8971 | 0 | 0 | PSE Business Cases and Technical Support Document - Residential Furnaces. February 2015. Equipment cost based on total cost from Table 8.5.1 and installation cost from table 8.2.10. Representative output capacity based on input capacity from Table 5.5.1 and weighted average AFUE from Table 8I.3.1. https://www.regulations.gov/document?D=EERE-2014-BT-STD-0031-0027 | PSE Business Cases and Technical Support Document - Residential Furnaces. February 2015. Equipment cost based on total cost from Table 8.5.1 and installation cost from table 8.2.10. Representative output capacity based on input capacity from Table 5.5.1 and weighted average AFUE from Table 8I.3.1. https://www.regulations.gov/document?D=EERE-2014-BT-STD-0031-0027 | Assuming no incremental O&M cost | 0 | 0 | No applicable non-energy benefits | No applicable non-energy benefits | 100% | Equipment 100% technically feasible within end use | System | System
King CountySingle FamilyHeat Central Gas Furnace3Existing | King CountySingle FamilyHeat Central Gas FurnaceExisting | King County | Single Family | Heat Central Gas Furnace | 3 | Market Standard Furnace | Existing | Furnace - Market Standard | Market Standard Furnace | Market Standard Furnace | per Home | 20 | Based on PSE Approved Furnace 2022 Business Case | 472.0929 | 472.0929 | Using measure description efficiency metrics to adjust loads from RTF/2021P workbooks to consumptions. | Using measure description efficiency metrics to adjust loads from RTF/2021P workbooks to consumptions. | 0 | 0 | NA | NA | 0 | 0 | 0 | 0 | 0 | 0 | 0 | Baseline is equal to efficient case. | Baseline is equal to efficient case. | Baseline is equal to efficient case. | 0 | 0 | No applicable non-energy benefits | No applicable non-energy benefits | 100% | Equipment 100% technically feasible within end use | System | System
King CountySingle FamilyHeat Central Gas Furnace3New | King CountySingle FamilyHeat Central Gas FurnaceNew | King County | Single Family | Heat Central Gas Furnace | 3 | Market Standard Furnace | New | Furnace - Market Standard | Market Standard Furnace | Market Standard Furnace | per Home | 20 | Based on PSE Approved Furnace 2022 Business Case | 306.8604 | 306.8604 | Using measure description efficiency metrics to adjust loads from RTF/2021P workbooks to consumptions. | Using measure description efficiency metrics to adjust loads from RTF/2021P workbooks to consumptions. | 0 | 0 | NA | NA | 0 | 0 | 0 | 0 | 0 | 0 | 0 | Baseline is equal to efficient case. | Baseline is equal to efficient case. | Baseline is equal to efficient case. | 0 | 0 | No applicable non-energy benefits | No applicable non-energy benefits | 100% | Equipment 100% technically feasible within end use | System | System
King CountySingle Family - Highly ImpactedHeat Central Gas Furnace3Existing | King CountySingle Family - Highly ImpactedHeat Central Gas FurnaceExisting | King County | Single Family - Highly Impacted | Heat Central Gas Furnace | 3 | Market Standard Furnace | Existing | Furnace - Market Standard | Market Standard Furnace | Market Standard Furnace | per Home | 20 | Based on PSE Approved Furnace 2022 Business Case | 339.5932 | 339.5932 | Using measure description efficiency metrics to adjust loads from RTF/2021P workbooks to consumptions. | Using measure description efficiency metrics to adjust loads from RTF/2021P workbooks to consumptions. | 0 | 0 | NA | NA | 0 | 0 | 0 | 0 | 0 | 0 | 0 | Baseline is equal to efficient case. | Baseline is equal to efficient case. | Baseline is equal to efficient case. | 0 | 0 | No applicable non-energy benefits | No applicable non-energy benefits | 100% | Equipment 100% technically feasible within end use | System | System
King CountySingle Family - Highly ImpactedHeat Central Gas Furnace3New | King CountySingle Family - Highly ImpactedHeat Central Gas FurnaceNew | King County | Single Family - Highly Impacted | Heat Central Gas Furnace | 3 | Market Standard Furnace | New | Furnace - Market Standard | Market Standard Furnace | Market Standard Furnace | per Home | 20 | Based on PSE Approved Furnace 2022 Business Case | 220.7356 | 220.7356 | Using measure description efficiency metrics to adjust loads from RTF/2021P workbooks to consumptions. | Using measure description efficiency metrics to adjust loads from RTF/2021P workbooks to consumptions. | 0 | 0 | NA | NA | 0 | 0 | 0 | 0 | 0 | 0 | 0 | Baseline is equal to efficient case. | Baseline is equal to efficient case. | Baseline is equal to efficient case. | 0 | 0 | No applicable non-energy benefits | No applicable non-energy benefits | 100% | Equipment 100% technically feasible within end use | System | System
King CountyMultifamilyHeat Central Gas Furnace3Existing | King CountyMultifamilyHeat Central Gas FurnaceExisting | King County | Multifamily | Heat Central Gas Furnace | 3 | Market Standard Furnace | Existing | Furnace - Market Standard | Market Standard Furnace | Market Standard Furnace | per Home | 20 | Based on PSE Approved Furnace 2022 Business Case | 311.3187 | 311.3187 | Using measure description efficiency metrics to adjust loads from RTF/2021P workbooks to consumptions. | Using measure description efficiency metrics to adjust loads from RTF/2021P workbooks to consumptions. | 0 | 0 | NA | NA | 0 | 0 | 0 | 0 | 0 | 0 | 0 | Baseline is equal to efficient case. | Baseline is equal to efficient case. | Baseline is equal to efficient case. | 0 | 0 | No applicable non-energy benefits | No applicable non-energy benefits | 100% | Equipment 100% technically feasible within end use | System | System
King CountyMultifamilyHeat Central Gas Furnace3New | King CountyMultifamilyHeat Central Gas FurnaceNew | King County | Multifamily | Heat Central Gas Furnace | 3 | Market Standard Furnace | New | Furnace - Market Standard | Market Standard Furnace | Market Standard Furnace | per Home | 20 | Based on PSE Approved Furnace 2022 Business Case | 202.3572 | 202.3572 | Using measure description efficiency metrics to adjust loads from RTF/2021P workbooks to consumptions. | Using measure description efficiency metrics to adjust loads from RTF/2021P workbooks to consumptions. | 0 | 0 | NA | NA | 0 | 0 | 0 | 0 | 0 | 0 | 0 | Baseline is equal to efficient case. | Baseline is equal to efficient case. | Baseline is equal to efficient case. | 0 | 0 | No applicable non-energy benefits | No applicable non-energy benefits | 100% | Equipment 100% technically feasible within end use | System | System
King CountyMultifamily - Highly ImpactedHeat Central Gas Furnace3Existing | King CountyMultifamily - Highly ImpactedHeat Central Gas FurnaceExisting | King County | Multifamily - Highly Impacted | Heat Central Gas Furnace | 3 | Market Standard Furnace | Existing | Furnace - Market Standard | Market Standard Furnace | Market Standard Furnace | per Home | 20 | Based on PSE Approved Furnace 2022 Business Case | 264.2327 | 264.2327 | Using measure description efficiency metrics to adjust loads from RTF/2021P workbooks to consumptions. | Using measure description efficiency metrics to adjust loads from RTF/2021P workbooks to consumptions. | 0 | 0 | NA | NA | 0 | 0 | 0 | 0 | 0 | 0 | 0 | Baseline is equal to efficient case. | Baseline is equal to efficient case. | Baseline is equal to efficient case. | 0 | 0 | No applicable non-energy benefits | No applicable non-energy benefits | 100% | Equipment 100% technically feasible within end use | System | System
King CountyMultifamily - Highly ImpactedHeat Central Gas Furnace3New | King CountyMultifamily - Highly ImpactedHeat Central Gas FurnaceNew | King County | Multifamily - Highly Impacted | Heat Central Gas Furnace | 3 | Market Standard Furnace | New | Furnace - Market Standard | Market Standard Furnace | Market Standard Furnace | per Home | 20 | Based on PSE Approved Furnace 2022 Business Case | 171.7512 | 171.7512 | Using measure description efficiency metrics to adjust loads from RTF/2021P workbooks to consumptions. | Using measure description efficiency metrics to adjust loads from RTF/2021P workbooks to consumptions. | 0 | 0 | NA | NA | 0 | 0 | 0 | 0 | 0 | 0 | 0 | Baseline is equal to efficient case. | Baseline is equal to efficient case. | Baseline is equal to efficient case. | 0 | 0 | No applicable non-energy benefits | No applicable non-energy benefits | 100% | Equipment 100% technically feasible within end use | System | System
King CountyManufacturedHeat Central Gas Furnace3Existing | King CountyManufacturedHeat Central Gas FurnaceExisting | King County | Manufactured | Heat Central Gas Furnace | 3 | Market Standard Furnace | Existing | Furnace - Market Standard | Market Standard Furnace | Market Standard Furnace | per Home | 20 | Based on PSE Approved Furnace 2022 Business Case | 442.7539 | 442.7539 | Using measure description efficiency metrics to adjust loads from RTF/2021P workbooks to consumptions. | Using measure description efficiency metrics to adjust loads from RTF/2021P workbooks to consumptions. | 0 | 0 | NA | NA | 0 | 0 | 0 | 0 | 0 | 0 | 0 | Baseline is equal to efficient case. | Baseline is equal to efficient case. | Baseline is equal to efficient case. | 0 | 0 | No applicable non-energy benefits | No applicable non-energy benefits | 100% | Equipment 100% technically feasible within end use | System | System
King CountyManufacturedHeat Central Gas Furnace3New | King CountyManufacturedHeat Central Gas FurnaceNew | King County | Manufactured | Heat Central Gas Furnace | 3 | Market Standard Furnace | New | Furnace - Market Standard | Market Standard Furnace | Market Standard Furnace | per Home | 20 | Based on PSE Approved Furnace 2022 Business Case | 287.79 | 287.79 | Using measure description efficiency metrics to adjust loads from RTF/2021P workbooks to consumptions. | Using measure description efficiency metrics to adjust loads from RTF/2021P workbooks to consumptions. | 0 | 0 | NA | NA | 0 | 0 | 0 | 0 | 0 | 0 | 0 | Baseline is equal to efficient case. | Baseline is equal to efficient case. | Baseline is equal to efficient case. | 0 | 0 | No applicable non-energy benefits | No applicable non-energy benefits | 100% | Equipment 100% technically feasible within end use | System | System
King CountyManufactured - Highly ImpactedHeat Central Gas Furnace3Existing | King CountyManufactured - Highly ImpactedHeat Central Gas FurnaceExisting | King County | Manufactured - Highly Impacted | Heat Central Gas Furnace | 3 | Market Standard Furnace | Existing | Furnace - Market Standard | Market Standard Furnace | Market Standard Furnace | per Home | 20 | Based on PSE Approved Furnace 2022 Business Case | 343.2603 | 343.2603 | Using measure description efficiency metrics to adjust loads from RTF/2021P workbooks to consumptions. | Using measure description efficiency metrics to adjust loads from RTF/2021P workbooks to consumptions. | 0 | 0 | NA | NA | 0 | 0 | 0 | 0 | 0 | 0 | 0 | Baseline is equal to efficient case. | Baseline is equal to efficient case. | Baseline is equal to efficient case. | 0 | 0 | No applicable non-energy benefits | No applicable non-energy benefits | 100% | Equipment 100% technically feasible within end use | System | System
King CountyManufactured - Highly ImpactedHeat Central Gas Furnace3New | King CountyManufactured - Highly ImpactedHeat Central Gas FurnaceNew | King County | Manufactured - Highly Impacted | Heat Central Gas Furnace | 3 | Market Standard Furnace | New | Furnace - Market Standard | Market Standard Furnace | Market Standard Furnace | per Home | 20 | Based on PSE Approved Furnace 2022 Business Case | 223.1192 | 223.1192 | Using measure description efficiency metrics to adjust loads from RTF/2021P workbooks to consumptions. | Using measure description efficiency metrics to adjust loads from RTF/2021P workbooks to consumptions. | 0 | 0 | NA | NA | 0 | 0 | 0 | 0 | 0 | 0 | 0 | Baseline is equal to efficient case. | Baseline is equal to efficient case. | Baseline is equal to efficient case. | 0 | 0 | No applicable non-energy benefits | No applicable non-energy benefits | 100% | Equipment 100% technically feasible within end use | System | System
King CountySingle FamilyHeat Central Gas Furnace4Existing | King CountySingle FamilyHeat Central Gas FurnaceExisting | King County | Single Family | Heat Central Gas Furnace | 4 | ENERGY STAR Furnace - 95% AFUE | Existing | Furnace - ENERGY STAR | ENERGY STAR Furnace - 95% AFUE | Federal Standard 2016 Furnace - 80% AFUE | per Home | 20 | Based on PSE Approved Furnace 2022 Business Case | 507.4999 | 427.3683 | Using measure description efficiency metrics to adjust loads from RTF/2021P workbooks to consumptions. | Using measure description efficiency metrics to adjust loads from RTF/2021P workbooks to consumptions. | 0 | 0 | NA | NA | 2695.1461 | 2098.1872 | 0 | 3507.0891 | 2724.2443 | 0 | 0 | PSE Business Cases and Technical Support Document - Residential Furnaces. February 2015. Equipment cost based on total cost from Table 8.5.1 and installation cost from table 8.2.10. Representative output capacity based on input capacity from Table 5.5.1 and weighted average AFUE from Table 8I.3.1. https://www.regulations.gov/document?D=EERE-2014-BT-STD-0031-0027 | PSE Business Cases and Technical Support Document - Residential Furnaces. February 2015. Equipment cost based on total cost from Table 8.5.1 and installation cost from table 8.2.10. Representative output capacity based on input capacity from Table 5.5.1 and weighted average AFUE from Table 8I.3.1. https://www.regulations.gov/document?D=EERE-2014-BT-STD-0031-0027 | Assuming no incremental O&M cost | 0 | 24.009 | PSE NEI data | No applicable non-energy benefits | 100% | Equipment 100% technically feasible within end use | System | System
King CountySingle FamilyHeat Central Gas Furnace4New | King CountySingle FamilyHeat Central Gas FurnaceNew | King County | Single Family | Heat Central Gas Furnace | 4 | ENERGY STAR Furnace - 95% AFUE | New | Furnace - ENERGY STAR | ENERGY STAR Furnace - 95% AFUE | Federal Standard 2016 Furnace - 80% AFUE | per Home | 20 | Based on PSE Approved Furnace 2022 Business Case | 329.8749 | 277.7894 | Using measure description efficiency metrics to adjust loads from RTF/2021P workbooks to consumptions. | Using measure description efficiency metrics to adjust loads from RTF/2021P workbooks to consumptions. | 0 | 0 | NA | NA | 2695.1461 | 2098.1872 | 0 | 3507.0891 | 2724.2443 | 0 | 0 | PSE Business Cases and Technical Support Document - Residential Furnaces. February 2015. Equipment cost based on total cost from Table 8.5.1 and installation cost from table 8.2.10. Representative output capacity based on input capacity from Table 5.5.1 and weighted average AFUE from Table 8I.3.1. https://www.regulations.gov/document?D=EERE-2014-BT-STD-0031-0027 | PSE Business Cases and Technical Support Document - Residential Furnaces. February 2015. Equipment cost based on total cost from Table 8.5.1 and installation cost from table 8.2.10. Representative output capacity based on input capacity from Table 5.5.1 and weighted average AFUE from Table 8I.3.1. https://www.regulations.gov/document?D=EERE-2014-BT-STD-0031-0027 | Assuming no incremental O&M cost | 0 | 15.6059 | PSE NEI data | No applicable non-energy benefits | 100% | Equipment 100% technically feasible within end use | System | System
King CountySingle Family - Highly ImpactedHeat Central Gas Furnace4Existing | King CountySingle Family - Highly ImpactedHeat Central Gas FurnaceExisting | King County | Single Family - Highly Impacted | Heat Central Gas Furnace | 4 | ENERGY STAR Furnace - 95% AFUE | Existing | Furnace - ENERGY STAR | ENERGY STAR Furnace - 95% AFUE | Federal Standard 2016 Furnace - 80% AFUE | per Home | 20 | Based on PSE Approved Furnace 2022 Business Case | 365.0626 | 307.4212 | Using measure description efficiency metrics to adjust loads from RTF/2021P workbooks to consumptions. | Using measure description efficiency metrics to adjust loads from RTF/2021P workbooks to consumptions. | 0 | 0 | NA | NA | 1938.7142 | 1509.3004 | 0 | 2522.7735 | 1959.6455 | 0 | 0 | PSE Business Cases and Technical Support Document - Residential Furnaces. February 2015. Equipment cost based on total cost from Table 8.5.1 and installation cost from table 8.2.10. Representative output capacity based on input capacity from Table 5.5.1 and weighted average AFUE from Table 8I.3.1. https://www.regulations.gov/document?D=EERE-2014-BT-STD-0031-0027 | PSE Business Cases and Technical Support Document - Residential Furnaces. February 2015. Equipment cost based on total cost from Table 8.5.1 and installation cost from table 8.2.10. Representative output capacity based on input capacity from Table 5.5.1 and weighted average AFUE from Table 8I.3.1. https://www.regulations.gov/document?D=EERE-2014-BT-STD-0031-0027 | Assuming no incremental O&M cost | 0 | 29.9827 | PSE NEI data | No applicable non-energy benefits | 100% | Equipment 100% technically feasible within end use | System | System
King CountySingle Family - Highly ImpactedHeat Central Gas Furnace4New | King CountySingle Family - Highly ImpactedHeat Central Gas FurnaceNew | King County | Single Family - Highly Impacted | Heat Central Gas Furnace | 4 | ENERGY STAR Furnace - 95% AFUE | New | Furnace - ENERGY STAR | ENERGY STAR Furnace - 95% AFUE | Federal Standard 2016 Furnace - 80% AFUE | per Home | 20 | Based on PSE Approved Furnace 2022 Business Case | 237.2907 | 199.8238 | Using measure description efficiency metrics to adjust loads from RTF/2021P workbooks to consumptions. | Using measure description efficiency metrics to adjust loads from RTF/2021P workbooks to consumptions. | 0 | 0 | NA | NA | 1938.7142 | 1509.3004 | 0 | 2522.7735 | 1959.6455 | 0 | 0 | PSE Business Cases and Technical Support Document - Residential Furnaces. February 2015. Equipment cost based on total cost from Table 8.5.1 and installation cost from table 8.2.10. Representative output capacity based on input capacity from Table 5.5.1 and weighted average AFUE from Table 8I.3.1. https://www.regulations.gov/document?D=EERE-2014-BT-STD-0031-0027 | PSE Business Cases and Technical Support Document - Residential Furnaces. February 2015. Equipment cost based on total cost from Table 8.5.1 and installation cost from table 8.2.10. Representative output capacity based on input capacity from Table 5.5.1 and weighted average AFUE from Table 8I.3.1. https://www.regulations.gov/document?D=EERE-2014-BT-STD-0031-0027 | Assuming no incremental O&M cost | 0 | 19.4887 | PSE NEI data | No applicable non-energy benefits | 100% | Equipment 100% technically feasible within end use | System | System
King CountyMultifamilyHeat Central Gas Furnace4Existing | King CountyMultifamilyHeat Central Gas FurnaceExisting | King County | Multifamily | Heat Central Gas Furnace | 4 | ENERGY STAR Furnace - 95% AFUE | Existing | Furnace - ENERGY STAR | ENERGY STAR Furnace - 95% AFUE | Federal Standard 2016 Furnace - 80% AFUE | per Home | 20 | Based on PSE Approved Furnace 2022 Business Case | 334.6677 | 281.8254 | Using measure description efficiency metrics to adjust loads from RTF/2021P workbooks to consumptions. | Using measure description efficiency metrics to adjust loads from RTF/2021P workbooks to consumptions. | 0 | 0 | NA | NA | 1179.1417 | 917.9688 | 0 | 1534.3714 | 1191.8723 | 0 | 0 | PSE Business Cases and Technical Support Document - Residential Furnaces. February 2015. Equipment cost based on total cost from Table 8.5.1 and installation cost from table 8.2.10. Representative output capacity based on input capacity from Table 5.5.1 and weighted average AFUE from Table 8I.3.1. https://www.regulations.gov/document?D=EERE-2014-BT-STD-0031-0027 | PSE Business Cases and Technical Support Document - Residential Furnaces. February 2015. Equipment cost based on total cost from Table 8.5.1 and installation cost from table 8.2.10. Representative output capacity based on input capacity from Table 5.5.1 and weighted average AFUE from Table 8I.3.1. https://www.regulations.gov/document?D=EERE-2014-BT-STD-0031-0027 | Assuming no incremental O&M cost | 0 | 15.8326 | PSE NEI data | No applicable non-energy benefits | 100% | Equipment 100% technically feasible within end use | System | System
King CountyMultifamilyHeat Central Gas Furnace4New | King CountyMultifamilyHeat Central Gas FurnaceNew | King County | Multifamily | Heat Central Gas Furnace | 4 | ENERGY STAR Furnace - 95% AFUE | New | Furnace - ENERGY STAR | ENERGY STAR Furnace - 95% AFUE | Federal Standard 2016 Furnace - 80% AFUE | per Home | 20 | Based on PSE Approved Furnace 2022 Business Case | 217.534 | 183.1865 | Using measure description efficiency metrics to adjust loads from RTF/2021P workbooks to consumptions. | Using measure description efficiency metrics to adjust loads from RTF/2021P workbooks to consumptions. | 0 | 0 | NA | NA | 1179.1417 | 917.9688 | 0 | 1534.3714 | 1191.8723 | 0 | 0 | PSE Business Cases and Technical Support Document - Residential Furnaces. February 2015. Equipment cost based on total cost from Table 8.5.1 and installation cost from table 8.2.10. Representative output capacity based on input capacity from Table 5.5.1 and weighted average AFUE from Table 8I.3.1. https://www.regulations.gov/document?D=EERE-2014-BT-STD-0031-0027 | PSE Business Cases and Technical Support Document - Residential Furnaces. February 2015. Equipment cost based on total cost from Table 8.5.1 and installation cost from table 8.2.10. Representative output capacity based on input capacity from Table 5.5.1 and weighted average AFUE from Table 8I.3.1. https://www.regulations.gov/document?D=EERE-2014-BT-STD-0031-0027 | Assuming no incremental O&M cost | 0 | 10.2912 | PSE NEI data | No applicable non-energy benefits | 100% | Equipment 100% technically feasible within end use | System | System
King CountyMultifamily - Highly ImpactedHeat Central Gas Furnace4Existing | King CountyMultifamily - Highly ImpactedHeat Central Gas FurnaceExisting | King County | Multifamily - Highly Impacted | Heat Central Gas Furnace | 4 | ENERGY STAR Furnace - 95% AFUE | Existing | Furnace - ENERGY STAR | ENERGY STAR Furnace - 95% AFUE | Federal Standard 2016 Furnace - 80% AFUE | per Home | 20 | Based on PSE Approved Furnace 2022 Business Case | 284.0501 | 239.2001 | Using measure description efficiency metrics to adjust loads from RTF/2021P workbooks to consumptions. | Using measure description efficiency metrics to adjust loads from RTF/2021P workbooks to consumptions. | 0 | 0 | NA | NA | 1000.7998 | 779.1286 | 0 | 1302.302 | 1011.6049 | 0 | 0 | PSE Business Cases and Technical Support Document - Residential Furnaces. February 2015. Equipment cost based on total cost from Table 8.5.1 and installation cost from table 8.2.10. Representative output capacity based on input capacity from Table 5.5.1 and weighted average AFUE from Table 8I.3.1. https://www.regulations.gov/document?D=EERE-2014-BT-STD-0031-0027 | PSE Business Cases and Technical Support Document - Residential Furnaces. February 2015. Equipment cost based on total cost from Table 8.5.1 and installation cost from table 8.2.10. Representative output capacity based on input capacity from Table 5.5.1 and weighted average AFUE from Table 8I.3.1. https://www.regulations.gov/document?D=EERE-2014-BT-STD-0031-0027 | Assuming no incremental O&M cost | 0 | 4.3959 | PSE NEI data | No applicable non-energy benefits | 100% | Equipment 100% technically feasible within end use | System | System
King CountyMultifamily - Highly ImpactedHeat Central Gas Furnace4New | King CountyMultifamily - Highly ImpactedHeat Central Gas FurnaceNew | King County | Multifamily - Highly Impacted | Heat Central Gas Furnace | 4 | ENERGY STAR Furnace - 95% AFUE | New | Furnace - ENERGY STAR | ENERGY STAR Furnace - 95% AFUE | Federal Standard 2016 Furnace - 80% AFUE | per Home | 20 | Based on PSE Approved Furnace 2022 Business Case | 184.6326 | 155.4801 | Using measure description efficiency metrics to adjust loads from RTF/2021P workbooks to consumptions. | Using measure description efficiency metrics to adjust loads from RTF/2021P workbooks to consumptions. | 0 | 0 | NA | NA | 1000.7998 | 779.1286 | 0 | 1302.302 | 1011.6049 | 0 | 0 | PSE Business Cases and Technical Support Document - Residential Furnaces. February 2015. Equipment cost based on total cost from Table 8.5.1 and installation cost from table 8.2.10. Representative output capacity based on input capacity from Table 5.5.1 and weighted average AFUE from Table 8I.3.1. https://www.regulations.gov/document?D=EERE-2014-BT-STD-0031-0027 | PSE Business Cases and Technical Support Document - Residential Furnaces. February 2015. Equipment cost based on total cost from Table 8.5.1 and installation cost from table 8.2.10. Representative output capacity based on input capacity from Table 5.5.1 and weighted average AFUE from Table 8I.3.1. https://www.regulations.gov/document?D=EERE-2014-BT-STD-0031-0027 | Assuming no incremental O&M cost | 0 | 2.8574 | PSE NEI data | No applicable non-energy benefits | 100% | Equipment 100% technically feasible within end use | System | System
King CountyManufacturedHeat Central Gas Furnace4Existing | King CountyManufacturedHeat Central Gas FurnaceExisting | King County | Manufactured | Heat Central Gas Furnace | 4 | ENERGY STAR Furnace - 95% AFUE | Existing | Furnace - ENERGY STAR | ENERGY STAR Furnace - 95% AFUE | Federal Standard 2016 Furnace - 80% AFUE | per Home | 20 | Based on PSE Approved Furnace 2022 Business Case | 458.2502 | 385.8949 | Using measure description efficiency metrics to adjust loads from RTF/2021P workbooks to consumptions. | Using measure description efficiency metrics to adjust loads from RTF/2021P workbooks to consumptions. | 0 | 0 | NA | NA | 2004.5886 | 1560.5841 | 0 | 2608.4934 | 2026.2311 | 0 | 0 | PSE Business Cases and Technical Support Document - Residential Furnaces. February 2015. Equipment cost based on total cost from Table 8.5.1 and installation cost from table 8.2.10. Representative output capacity based on input capacity from Table 5.5.1 and weighted average AFUE from Table 8I.3.1. https://www.regulations.gov/document?D=EERE-2014-BT-STD-0031-0027 | PSE Business Cases and Technical Support Document - Residential Furnaces. February 2015. Equipment cost based on total cost from Table 8.5.1 and installation cost from table 8.2.10. Representative output capacity based on input capacity from Table 5.5.1 and weighted average AFUE from Table 8I.3.1. https://www.regulations.gov/document?D=EERE-2014-BT-STD-0031-0027 | Assuming no incremental O&M cost | 0 | 21.6791 | PSE NEI data | No applicable non-energy benefits | 100% | Equipment 100% technically feasible within end use | System | System
King CountyManufacturedHeat Central Gas Furnace4New | King CountyManufacturedHeat Central Gas FurnaceNew | King County | Manufactured | Heat Central Gas Furnace | 4 | ENERGY STAR Furnace - 95% AFUE | New | Furnace - ENERGY STAR | ENERGY STAR Furnace - 95% AFUE | Federal Standard 2016 Furnace - 80% AFUE | per Home | 20 | Based on PSE Approved Furnace 2022 Business Case | 297.8627 | 250.8317 | Using measure description efficiency metrics to adjust loads from RTF/2021P workbooks to consumptions. | Using measure description efficiency metrics to adjust loads from RTF/2021P workbooks to consumptions. | 0 | 0 | NA | NA | 2004.5886 | 1560.5841 | 0 | 2608.4934 | 2026.2311 | 0 | 0 | PSE Business Cases and Technical Support Document - Residential Furnaces. February 2015. Equipment cost based on total cost from Table 8.5.1 and installation cost from table 8.2.10. Representative output capacity based on input capacity from Table 5.5.1 and weighted average AFUE from Table 8I.3.1. https://www.regulations.gov/document?D=EERE-2014-BT-STD-0031-0027 | PSE Business Cases and Technical Support Document - Residential Furnaces. February 2015. Equipment cost based on total cost from Table 8.5.1 and installation cost from table 8.2.10. Representative output capacity based on input capacity from Table 5.5.1 and weighted average AFUE from Table 8I.3.1. https://www.regulations.gov/document?D=EERE-2014-BT-STD-0031-0027 | Assuming no incremental O&M cost | 0 | 14.0914 | PSE NEI data | No applicable non-energy benefits | 100% | Equipment 100% technically feasible within end use | System | System
King CountyManufactured - Highly ImpactedHeat Central Gas Furnace4Existing | King CountyManufactured - Highly ImpactedHeat Central Gas FurnaceExisting | King County | Manufactured - Highly Impacted | Heat Central Gas Furnace | 4 | ENERGY STAR Furnace - 95% AFUE | Existing | Furnace - ENERGY STAR | ENERGY STAR Furnace - 95% AFUE | Federal Standard 2016 Furnace - 80% AFUE | per Home | 20 | Based on PSE Approved Furnace 2022 Business Case | 355.2744 | 299.1785 | Using measure description efficiency metrics to adjust loads from RTF/2021P workbooks to consumptions. | Using measure description efficiency metrics to adjust loads from RTF/2021P workbooks to consumptions. | 0 | 0 | NA | NA | 1554.1271 | 1209.8971 | 0 | 2022.3252 | 1570.9062 | 0 | 0 | PSE Business Cases and Technical Support Document - Residential Furnaces. February 2015. Equipment cost based on total cost from Table 8.5.1 and installation cost from table 8.2.10. Representative output capacity based on input capacity from Table 5.5.1 and weighted average AFUE from Table 8I.3.1. https://www.regulations.gov/document?D=EERE-2014-BT-STD-0031-0027 | PSE Business Cases and Technical Support Document - Residential Furnaces. February 2015. Equipment cost based on total cost from Table 8.5.1 and installation cost from table 8.2.10. Representative output capacity based on input capacity from Table 5.5.1 and weighted average AFUE from Table 8I.3.1. https://www.regulations.gov/document?D=EERE-2014-BT-STD-0031-0027 | Assuming no incremental O&M cost | 0 | 29.1788 | PSE NEI data | No applicable non-energy benefits | 100% | Equipment 100% technically feasible within end use | System | System
King CountyManufactured - Highly ImpactedHeat Central Gas Furnace4New | King CountyManufactured - Highly ImpactedHeat Central Gas FurnaceNew | King County | Manufactured - Highly Impacted | Heat Central Gas Furnace | 4 | ENERGY STAR Furnace - 95% AFUE | New | Furnace - ENERGY STAR | ENERGY STAR Furnace - 95% AFUE | Federal Standard 2016 Furnace - 80% AFUE | per Home | 20 | Based on PSE Approved Furnace 2022 Business Case | 230.9284 | 194.466 | Using measure description efficiency metrics to adjust loads from RTF/2021P workbooks to consumptions. | Using measure description efficiency metrics to adjust loads from RTF/2021P workbooks to consumptions. | 0 | 0 | NA | NA | 1554.1271 | 1209.8971 | 0 | 2022.3252 | 1570.9062 | 0 | 0 | PSE Business Cases and Technical Support Document - Residential Furnaces. February 2015. Equipment cost based on total cost from Table 8.5.1 and installation cost from table 8.2.10. Representative output capacity based on input capacity from Table 5.5.1 and weighted average AFUE from Table 8I.3.1. https://www.regulations.gov/document?D=EERE-2014-BT-STD-0031-0027 | PSE Business Cases and Technical Support Document - Residential Furnaces. February 2015. Equipment cost based on total cost from Table 8.5.1 and installation cost from table 8.2.10. Representative output capacity based on input capacity from Table 5.5.1 and weighted average AFUE from Table 8I.3.1. https://www.regulations.gov/document?D=EERE-2014-BT-STD-0031-0027 | Assuming no incremental O&M cost | 0 | 18.9662 | PSE NEI data | No applicable non-energy benefits | 100% | Equipment 100% technically feasible within end use | System | System
King CountySingle FamilyHeat Central Gas Furnace5Existing | King CountySingle FamilyHeat Central Gas FurnaceExisting | King County | Single Family | Heat Central Gas Furnace | 5 | Advanced Efficiency Furnace - 97% AFUE | Existing | Furnace - Advanced Efficiency | Advanced Efficiency Furnace - 97% AFUE | Federal Standard 2016 Furnace - 80% AFUE | per Home | 20 | Based on PSE Approved Furnace 2022 Business Case | 507.4999 | 418.5566 | Using measure description efficiency metrics to adjust loads from RTF/2021P workbooks to consumptions. | Using measure description efficiency metrics to adjust loads from RTF/2021P workbooks to consumptions. | 0 | 0 | NA | NA | 2695.1461 | 2098.1872 | 0 | 3743.1094 | 2724.2443 | 0 | 0 | PSE Business Cases and Technical Support Document - Residential Furnaces. February 2015. Equipment cost based on total cost from Table 8.5.1 and installation cost from table 8.2.10. Representative output capacity based on input capacity from Table 5.5.1 and weighted average AFUE from Table 8I.3.1. https://www.regulations.gov/document?D=EERE-2014-BT-STD-0031-0027 | PSE Business Cases and Technical Support Document - Residential Furnaces. February 2015. Equipment cost based on total cost from Table 8.5.1 and installation cost from table 8.2.10. Representative output capacity based on input capacity from Table 5.5.1 and weighted average AFUE from Table 8I.3.1. https://www.regulations.gov/document?D=EERE-2014-BT-STD-0031-0027 | Assuming no incremental O&M cost | 0 | 26.6492 | PSE NEI data | No applicable non-energy benefits | 100% | Equipment 100% technically feasible within end use | System | System
King CountySingle FamilyHeat Central Gas Furnace5New | King CountySingle FamilyHeat Central Gas FurnaceNew | King County | Single Family | Heat Central Gas Furnace | 5 | Advanced Efficiency Furnace - 97% AFUE | New | Furnace - Advanced Efficiency | Advanced Efficiency Furnace - 97% AFUE | Federal Standard 2016 Furnace - 80% AFUE | per Home | 20 | Based on PSE Approved Furnace 2022 Business Case | 329.8749 | 272.0618 | Using measure description efficiency metrics to adjust loads from RTF/2021P workbooks to consumptions. | Using measure description efficiency metrics to adjust loads from RTF/2021P workbooks to consumptions. | 0 | 0 | NA | NA | 2695.1461 | 2098.1872 | 0 | 3743.1094 | 2724.2443 | 0 | 0 | PSE Business Cases and Technical Support Document - Residential Furnaces. February 2015. Equipment cost based on total cost from Table 8.5.1 and installation cost from table 8.2.10. Representative output capacity based on input capacity from Table 5.5.1 and weighted average AFUE from Table 8I.3.1. https://www.regulations.gov/document?D=EERE-2014-BT-STD-0031-0027 | PSE Business Cases and Technical Support Document - Residential Furnaces. February 2015. Equipment cost based on total cost from Table 8.5.1 and installation cost from table 8.2.10. Representative output capacity based on input capacity from Table 5.5.1 and weighted average AFUE from Table 8I.3.1. https://www.regulations.gov/document?D=EERE-2014-BT-STD-0031-0027 | Assuming no incremental O&M cost | 0 | 17.322 | PSE NEI data | No applicable non-energy benefits | 100% | Equipment 100% technically feasible within end use | System | System
King CountySingle Family - Highly ImpactedHeat Central Gas Furnace5Existing | King CountySingle Family - Highly ImpactedHeat Central Gas FurnaceExisting | King County | Single Family - Highly Impacted | Heat Central Gas Furnace | 5 | Advanced Efficiency Furnace - 97% AFUE | Existing | Furnace - Advanced Efficiency | Advanced Efficiency Furnace - 97% AFUE | Federal Standard 2016 Furnace - 80% AFUE | per Home | 20 | Based on PSE Approved Furnace 2022 Business Case | 365.0626 | 301.0826 | Using measure description efficiency metrics to adjust loads from RTF/2021P workbooks to consumptions. | Using measure description efficiency metrics to adjust loads from RTF/2021P workbooks to consumptions. | 0 | 0 | NA | NA | 1938.7142 | 1509.3004 | 0 | 2692.5513 | 1959.6455 | 0 | 0 | PSE Business Cases and Technical Support Document - Residential Furnaces. February 2015. Equipment cost based on total cost from Table 8.5.1 and installation cost from table 8.2.10. Representative output capacity based on input capacity from Table 5.5.1 and weighted average AFUE from Table 8I.3.1. https://www.regulations.gov/document?D=EERE-2014-BT-STD-0031-0027 | PSE Business Cases and Technical Support Document - Residential Furnaces. February 2015. Equipment cost based on total cost from Table 8.5.1 and installation cost from table 8.2.10. Representative output capacity based on input capacity from Table 5.5.1 and weighted average AFUE from Table 8I.3.1. https://www.regulations.gov/document?D=EERE-2014-BT-STD-0031-0027 | Assuming no incremental O&M cost | 0 | 33.2797 | PSE NEI data | No applicable non-energy benefits | 100% | Equipment 100% technically feasible within end use | System | System
King CountySingle Family - Highly ImpactedHeat Central Gas Furnace5New | King CountySingle Family - Highly ImpactedHeat Central Gas FurnaceNew | King County | Single Family - Highly Impacted | Heat Central Gas Furnace | 5 | Advanced Efficiency Furnace - 97% AFUE | New | Furnace - Advanced Efficiency | Advanced Efficiency Furnace - 97% AFUE | Federal Standard 2016 Furnace - 80% AFUE | per Home | 20 | Based on PSE Approved Furnace 2022 Business Case | 237.2907 | 195.7037 | Using measure description efficiency metrics to adjust loads from RTF/2021P workbooks to consumptions. | Using measure description efficiency metrics to adjust loads from RTF/2021P workbooks to consumptions. | 0 | 0 | NA | NA | 1938.7142 | 1509.3004 | 0 | 2692.5513 | 1959.6455 | 0 | 0 | PSE Business Cases and Technical Support Document - Residential Furnaces. February 2015. Equipment cost based on total cost from Table 8.5.1 and installation cost from table 8.2.10. Representative output capacity based on input capacity from Table 5.5.1 and weighted average AFUE from Table 8I.3.1. https://www.regulations.gov/document?D=EERE-2014-BT-STD-0031-0027 | PSE Business Cases and Technical Support Document - Residential Furnaces. February 2015. Equipment cost based on total cost from Table 8.5.1 and installation cost from table 8.2.10. Representative output capacity based on input capacity from Table 5.5.1 and weighted average AFUE from Table 8I.3.1. https://www.regulations.gov/document?D=EERE-2014-BT-STD-0031-0027 | Assuming no incremental O&M cost | 0 | 21.6318 | PSE NEI data | No applicable non-energy benefits | 100% | Equipment 100% technically feasible within end use | System | System
King CountyMultifamilyHeat Central Gas Furnace5Existing | King CountyMultifamilyHeat Central Gas FurnaceExisting | King County | Multifamily | Heat Central Gas Furnace | 5 | Advanced Efficiency Furnace - 97% AFUE | Existing | Furnace - Advanced Efficiency | Advanced Efficiency Furnace - 97% AFUE | Federal Standard 2016 Furnace - 80% AFUE | per Home | 20 | Based on PSE Approved Furnace 2022 Business Case | 334.6677 | 276.0146 | Using measure description efficiency metrics to adjust loads from RTF/2021P workbooks to consumptions. | Using measure description efficiency metrics to adjust loads from RTF/2021P workbooks to consumptions. | 0 | 0 | NA | NA | 1179.1417 | 917.9688 | 0 | 1637.6316 | 1191.8723 | 0 | 0 | PSE Business Cases and Technical Support Document - Residential Furnaces. February 2015. Equipment cost based on total cost from Table 8.5.1 and installation cost from table 8.2.10. Representative output capacity based on input capacity from Table 5.5.1 and weighted average AFUE from Table 8I.3.1. https://www.regulations.gov/document?D=EERE-2014-BT-STD-0031-0027 | PSE Business Cases and Technical Support Document - Residential Furnaces. February 2015. Equipment cost based on total cost from Table 8.5.1 and installation cost from table 8.2.10. Representative output capacity based on input capacity from Table 5.5.1 and weighted average AFUE from Table 8I.3.1. https://www.regulations.gov/document?D=EERE-2014-BT-STD-0031-0027 | Assuming no incremental O&M cost | 0 | 17.5737 | PSE NEI data | No applicable non-energy benefits | 100% | Equipment 100% technically feasible within end use | System | System
King CountyMultifamilyHeat Central Gas Furnace5New | King CountyMultifamilyHeat Central Gas FurnaceNew | King County | Multifamily | Heat Central Gas Furnace | 5 | Advanced Efficiency Furnace - 97% AFUE | New | Furnace - Advanced Efficiency | Advanced Efficiency Furnace - 97% AFUE | Federal Standard 2016 Furnace - 80% AFUE | per Home | 20 | Based on PSE Approved Furnace 2022 Business Case | 217.534 | 179.4095 | Using measure description efficiency metrics to adjust loads from RTF/2021P workbooks to consumptions. | Using measure description efficiency metrics to adjust loads from RTF/2021P workbooks to consumptions. | 0 | 0 | NA | NA | 1179.1417 | 917.9688 | 0 | 1637.6316 | 1191.8723 | 0 | 0 | PSE Business Cases and Technical Support Document - Residential Furnaces. February 2015. Equipment cost based on total cost from Table 8.5.1 and installation cost from table 8.2.10. Representative output capacity based on input capacity from Table 5.5.1 and weighted average AFUE from Table 8I.3.1. https://www.regulations.gov/document?D=EERE-2014-BT-STD-0031-0027 | PSE Business Cases and Technical Support Document - Residential Furnaces. February 2015. Equipment cost based on total cost from Table 8.5.1 and installation cost from table 8.2.10. Representative output capacity based on input capacity from Table 5.5.1 and weighted average AFUE from Table 8I.3.1. https://www.regulations.gov/document?D=EERE-2014-BT-STD-0031-0027 | Assuming no incremental O&M cost | 0 | 11.4229 | PSE NEI data | No applicable non-energy benefits | 100% | Equipment 100% technically feasible within end use | System | System
King CountyMultifamily - Highly ImpactedHeat Central Gas Furnace5Existing | King CountyMultifamily - Highly ImpactedHeat Central Gas FurnaceExisting | King County | Multifamily - Highly Impacted | Heat Central Gas Furnace | 5 | Advanced Efficiency Furnace - 97% AFUE | Existing | Furnace - Advanced Efficiency | Advanced Efficiency Furnace - 97% AFUE | Federal Standard 2016 Furnace - 80% AFUE | per Home | 20 | Based on PSE Approved Furnace 2022 Business Case | 284.0501 | 234.2681 | Using measure description efficiency metrics to adjust loads from RTF/2021P workbooks to consumptions. | Using measure description efficiency metrics to adjust loads from RTF/2021P workbooks to consumptions. | 0 | 0 | NA | NA | 1000.7998 | 779.1286 | 0 | 1389.9443 | 1011.6049 | 0 | 0 | PSE Business Cases and Technical Support Document - Residential Furnaces. February 2015. Equipment cost based on total cost from Table 8.5.1 and installation cost from table 8.2.10. Representative output capacity based on input capacity from Table 5.5.1 and weighted average AFUE from Table 8I.3.1. https://www.regulations.gov/document?D=EERE-2014-BT-STD-0031-0027 | PSE Business Cases and Technical Support Document - Residential Furnaces. February 2015. Equipment cost based on total cost from Table 8.5.1 and installation cost from table 8.2.10. Representative output capacity based on input capacity from Table 5.5.1 and weighted average AFUE from Table 8I.3.1. https://www.regulations.gov/document?D=EERE-2014-BT-STD-0031-0027 | Assuming no incremental O&M cost | 0 | 4.8793 | PSE NEI data | No applicable non-energy benefits | 100% | Equipment 100% technically feasible within end use | System | System
King CountyMultifamily - Highly ImpactedHeat Central Gas Furnace5New | King CountyMultifamily - Highly ImpactedHeat Central Gas FurnaceNew | King County | Multifamily - Highly Impacted | Heat Central Gas Furnace | 5 | Advanced Efficiency Furnace - 97% AFUE | New | Furnace - Advanced Efficiency | Advanced Efficiency Furnace - 97% AFUE | Federal Standard 2016 Furnace - 80% AFUE | per Home | 20 | Based on PSE Approved Furnace 2022 Business Case | 184.6326 | 152.2743 | Using measure description efficiency metrics to adjust loads from RTF/2021P workbooks to consumptions. | Using measure description efficiency metrics to adjust loads from RTF/2021P workbooks to consumptions. | 0 | 0 | NA | NA | 1000.7998 | 779.1286 | 0 | 1389.9443 | 1011.6049 | 0 | 0 | PSE Business Cases and Technical Support Document - Residential Furnaces. February 2015. Equipment cost based on total cost from Table 8.5.1 and installation cost from table 8.2.10. Representative output capacity based on input capacity from Table 5.5.1 and weighted average AFUE from Table 8I.3.1. https://www.regulations.gov/document?D=EERE-2014-BT-STD-0031-0027 | PSE Business Cases and Technical Support Document - Residential Furnaces. February 2015. Equipment cost based on total cost from Table 8.5.1 and installation cost from table 8.2.10. Representative output capacity based on input capacity from Table 5.5.1 and weighted average AFUE from Table 8I.3.1. https://www.regulations.gov/document?D=EERE-2014-BT-STD-0031-0027 | Assuming no incremental O&M cost | 0 | 3.1716 | PSE NEI data | No applicable non-energy benefits | 100% | Equipment 100% technically feasible within end use | System | System
King CountyManufacturedHeat Central Gas Furnace5Existing | King CountyManufacturedHeat Central Gas FurnaceExisting | King County | Manufactured | Heat Central Gas Furnace | 5 | Advanced Efficiency Furnace - 97% AFUE | Existing | Furnace - Advanced Efficiency | Advanced Efficiency Furnace - 97% AFUE | Federal Standard 2016 Furnace - 80% AFUE | per Home | 20 | Based on PSE Approved Furnace 2022 Business Case | 458.2502 | 377.9383 | Using measure description efficiency metrics to adjust loads from RTF/2021P workbooks to consumptions. | Using measure description efficiency metrics to adjust loads from RTF/2021P workbooks to consumptions. | 0 | 0 | NA | NA | 2004.5886 | 1560.5841 | 0 | 2784.0399 | 2026.2311 | 0 | 0 | PSE Business Cases and Technical Support Document - Residential Furnaces. February 2015. Equipment cost based on total cost from Table 8.5.1 and installation cost from table 8.2.10. Representative output capacity based on input capacity from Table 5.5.1 and weighted average AFUE from Table 8I.3.1. https://www.regulations.gov/document?D=EERE-2014-BT-STD-0031-0027 | PSE Business Cases and Technical Support Document - Residential Furnaces. February 2015. Equipment cost based on total cost from Table 8.5.1 and installation cost from table 8.2.10. Representative output capacity based on input capacity from Table 5.5.1 and weighted average AFUE from Table 8I.3.1. https://www.regulations.gov/document?D=EERE-2014-BT-STD-0031-0027 | Assuming no incremental O&M cost | 0 | 24.0631 | PSE NEI data | No applicable non-energy benefits | 100% | Equipment 100% technically feasible within end use | System | System
King CountyManufacturedHeat Central Gas Furnace5New | King CountyManufacturedHeat Central Gas FurnaceNew | King County | Manufactured | Heat Central Gas Furnace | 5 | Advanced Efficiency Furnace - 97% AFUE | New | Furnace - Advanced Efficiency | Advanced Efficiency Furnace - 97% AFUE | Federal Standard 2016 Furnace - 80% AFUE | per Home | 20 | Based on PSE Approved Furnace 2022 Business Case | 297.8627 | 245.6599 | Using measure description efficiency metrics to adjust loads from RTF/2021P workbooks to consumptions. | Using measure description efficiency metrics to adjust loads from RTF/2021P workbooks to consumptions. | 0 | 0 | NA | NA | 2004.5886 | 1560.5841 | 0 | 2784.0399 | 2026.2311 | 0 | 0 | PSE Business Cases and Technical Support Document - Residential Furnaces. February 2015. Equipment cost based on total cost from Table 8.5.1 and installation cost from table 8.2.10. Representative output capacity based on input capacity from Table 5.5.1 and weighted average AFUE from Table 8I.3.1. https://www.regulations.gov/document?D=EERE-2014-BT-STD-0031-0027 | PSE Business Cases and Technical Support Document - Residential Furnaces. February 2015. Equipment cost based on total cost from Table 8.5.1 and installation cost from table 8.2.10. Representative output capacity based on input capacity from Table 5.5.1 and weighted average AFUE from Table 8I.3.1. https://www.regulations.gov/document?D=EERE-2014-BT-STD-0031-0027 | Assuming no incremental O&M cost | 0 | 15.641 | PSE NEI data | No applicable non-energy benefits | 100% | Equipment 100% technically feasible within end use | System | System
King CountyManufactured - Highly ImpactedHeat Central Gas Furnace5Existing | King CountyManufactured - Highly ImpactedHeat Central Gas FurnaceExisting | King County | Manufactured - Highly Impacted | Heat Central Gas Furnace | 5 | Advanced Efficiency Furnace - 97% AFUE | Existing | Furnace - Advanced Efficiency | Advanced Efficiency Furnace - 97% AFUE | Federal Standard 2016 Furnace - 80% AFUE | per Home | 20 | Based on PSE Approved Furnace 2022 Business Case | 355.2744 | 293.0099 | Using measure description efficiency metrics to adjust loads from RTF/2021P workbooks to consumptions. | Using measure description efficiency metrics to adjust loads from RTF/2021P workbooks to consumptions. | 0 | 0 | NA | NA | 1554.1271 | 1209.8971 | 0 | 2158.4238 | 1570.9062 | 0 | 0 | PSE Business Cases and Technical Support Document - Residential Furnaces. February 2015. Equipment cost based on total cost from Table 8.5.1 and installation cost from table 8.2.10. Representative output capacity based on input capacity from Table 5.5.1 and weighted average AFUE from Table 8I.3.1. https://www.regulations.gov/document?D=EERE-2014-BT-STD-0031-0027 | PSE Business Cases and Technical Support Document - Residential Furnaces. February 2015. Equipment cost based on total cost from Table 8.5.1 and installation cost from table 8.2.10. Representative output capacity based on input capacity from Table 5.5.1 and weighted average AFUE from Table 8I.3.1. https://www.regulations.gov/document?D=EERE-2014-BT-STD-0031-0027 | Assuming no incremental O&M cost | 0 | 32.3874 | PSE NEI data | No applicable non-energy benefits | 100% | Equipment 100% technically feasible within end use | System | System
King CountyManufactured - Highly ImpactedHeat Central Gas Furnace5New | King CountyManufactured - Highly ImpactedHeat Central Gas FurnaceNew | King County | Manufactured - Highly Impacted | Heat Central Gas Furnace | 5 | Advanced Efficiency Furnace - 97% AFUE | New | Furnace - Advanced Efficiency | Advanced Efficiency Furnace - 97% AFUE | Federal Standard 2016 Furnace - 80% AFUE | per Home | 20 | Based on PSE Approved Furnace 2022 Business Case | 230.9284 | 190.4564 | Using measure description efficiency metrics to adjust loads from RTF/2021P workbooks to consumptions. | Using measure description efficiency metrics to adjust loads from RTF/2021P workbooks to consumptions. | 0 | 0 | NA | NA | 1554.1271 | 1209.8971 | 0 | 2158.4238 | 1570.9062 | 0 | 0 | PSE Business Cases and Technical Support Document - Residential Furnaces. February 2015. Equipment cost based on total cost from Table 8.5.1 and installation cost from table 8.2.10. Representative output capacity based on input capacity from Table 5.5.1 and weighted average AFUE from Table 8I.3.1. https://www.regulations.gov/document?D=EERE-2014-BT-STD-0031-0027 | PSE Business Cases and Technical Support Document - Residential Furnaces. February 2015. Equipment cost based on total cost from Table 8.5.1 and installation cost from table 8.2.10. Representative output capacity based on input capacity from Table 5.5.1 and weighted average AFUE from Table 8I.3.1. https://www.regulations.gov/document?D=EERE-2014-BT-STD-0031-0027 | Assuming no incremental O&M cost | 0 | 21.0518 | PSE NEI data | No applicable non-energy benefits | 100% | Equipment 100% technically feasible within end use | System | System
King CountySingle FamilyHeat Central Gas Furnace6Existing | King CountySingle FamilyHeat Central Gas FurnaceExisting | King County | Single Family | Heat Central Gas Furnace | 6 | Premium Efficiency Furnace - 98% AFUE | Existing | Furnace - Premium Efficiency | Premium Efficiency Furnace - 98% AFUE | Federal Standard 2016 Furnace - 80% AFUE | per Home | 20 | Based on PSE Approved Furnace 2022 Business Case | 507.4999 | 414.2856 | Using measure description efficiency metrics to adjust loads from RTF/2021P workbooks to consumptions. | Using measure description efficiency metrics to adjust loads from RTF/2021P workbooks to consumptions. | 0 | 0 | NA | NA | 2695.1461 | 2098.1872 | 0 | 3861.1195 | 2724.2443 | 0 | 0 | PSE Business Cases and Technical Support Document - Residential Furnaces. February 2015. Equipment cost based on total cost from Table 8.5.1 and installation cost from table 8.2.10. Representative output capacity based on input capacity from Table 5.5.1 and weighted average AFUE from Table 8I.3.1. https://www.regulations.gov/document?D=EERE-2014-BT-STD-0031-0027 | PSE Business Cases and Technical Support Document - Residential Furnaces. February 2015. Equipment cost based on total cost from Table 8.5.1 and installation cost from table 8.2.10. Representative output capacity based on input capacity from Table 5.5.1 and weighted average AFUE from Table 8I.3.1. https://www.regulations.gov/document?D=EERE-2014-BT-STD-0031-0027 | Assuming no incremental O&M cost | 0 | 27.9289 | PSE NEI data | No applicable non-energy benefits | 100% | Equipment 100% technically feasible within end use | System | System
King CountySingle FamilyHeat Central Gas Furnace6New | King CountySingle FamilyHeat Central Gas FurnaceNew | King County | Single Family | Heat Central Gas Furnace | 6 | Premium Efficiency Furnace - 98% AFUE | New | Furnace - Premium Efficiency | Premium Efficiency Furnace - 98% AFUE | Federal Standard 2016 Furnace - 80% AFUE | per Home | 20 | Based on PSE Approved Furnace 2022 Business Case | 329.8749 | 269.2856 | Using measure description efficiency metrics to adjust loads from RTF/2021P workbooks to consumptions. | Using measure description efficiency metrics to adjust loads from RTF/2021P workbooks to consumptions. | 0 | 0 | NA | NA | 2695.1461 | 2098.1872 | 0 | 3861.1195 | 2724.2443 | 0 | 0 | PSE Business Cases and Technical Support Document - Residential Furnaces. February 2015. Equipment cost based on total cost from Table 8.5.1 and installation cost from table 8.2.10. Representative output capacity based on input capacity from Table 5.5.1 and weighted average AFUE from Table 8I.3.1. https://www.regulations.gov/document?D=EERE-2014-BT-STD-0031-0027 | PSE Business Cases and Technical Support Document - Residential Furnaces. February 2015. Equipment cost based on total cost from Table 8.5.1 and installation cost from table 8.2.10. Representative output capacity based on input capacity from Table 5.5.1 and weighted average AFUE from Table 8I.3.1. https://www.regulations.gov/document?D=EERE-2014-BT-STD-0031-0027 | Assuming no incremental O&M cost | 0 | 18.1538 | PSE NEI data | No applicable non-energy benefits | 100% | Equipment 100% technically feasible within end use | System | System
King CountySingle Family - Highly ImpactedHeat Central Gas Furnace6Existing | King CountySingle Family - Highly ImpactedHeat Central Gas FurnaceExisting | King County | Single Family - Highly Impacted | Heat Central Gas Furnace | 6 | Premium Efficiency Furnace - 98% AFUE | Existing | Furnace - Premium Efficiency | Premium Efficiency Furnace - 98% AFUE | Federal Standard 2016 Furnace - 80% AFUE | per Home | 20 | Based on PSE Approved Furnace 2022 Business Case | 365.0626 | 298.0103 | Using measure description efficiency metrics to adjust loads from RTF/2021P workbooks to consumptions. | Using measure description efficiency metrics to adjust loads from RTF/2021P workbooks to consumptions. | 0 | 0 | NA | NA | 1938.7142 | 1509.3004 | 0 | 2777.4401 | 1959.6455 | 0 | 0 | PSE Business Cases and Technical Support Document - Residential Furnaces. February 2015. Equipment cost based on total cost from Table 8.5.1 and installation cost from table 8.2.10. Representative output capacity based on input capacity from Table 5.5.1 and weighted average AFUE from Table 8I.3.1. https://www.regulations.gov/document?D=EERE-2014-BT-STD-0031-0027 | PSE Business Cases and Technical Support Document - Residential Furnaces. February 2015. Equipment cost based on total cost from Table 8.5.1 and installation cost from table 8.2.10. Representative output capacity based on input capacity from Table 5.5.1 and weighted average AFUE from Table 8I.3.1. https://www.regulations.gov/document?D=EERE-2014-BT-STD-0031-0027 | Assuming no incremental O&M cost | 0 | 34.8778 | PSE NEI data | No applicable non-energy benefits | 100% | Equipment 100% technically feasible within end use | System | System
King CountySingle Family - Highly ImpactedHeat Central Gas Furnace6New | King CountySingle Family - Highly ImpactedHeat Central Gas FurnaceNew | King County | Single Family - Highly Impacted | Heat Central Gas Furnace | 6 | Premium Efficiency Furnace - 98% AFUE | New | Furnace - Premium Efficiency | Premium Efficiency Furnace - 98% AFUE | Federal Standard 2016 Furnace - 80% AFUE | per Home | 20 | Based on PSE Approved Furnace 2022 Business Case | 237.2907 | 193.7067 | Using measure description efficiency metrics to adjust loads from RTF/2021P workbooks to consumptions. | Using measure description efficiency metrics to adjust loads from RTF/2021P workbooks to consumptions. | 0 | 0 | NA | NA | 1938.7142 | 1509.3004 | 0 | 2777.4401 | 1959.6455 | 0 | 0 | PSE Business Cases and Technical Support Document - Residential Furnaces. February 2015. Equipment cost based on total cost from Table 8.5.1 and installation cost from table 8.2.10. Representative output capacity based on input capacity from Table 5.5.1 and weighted average AFUE from Table 8I.3.1. https://www.regulations.gov/document?D=EERE-2014-BT-STD-0031-0027 | PSE Business Cases and Technical Support Document - Residential Furnaces. February 2015. Equipment cost based on total cost from Table 8.5.1 and installation cost from table 8.2.10. Representative output capacity based on input capacity from Table 5.5.1 and weighted average AFUE from Table 8I.3.1. https://www.regulations.gov/document?D=EERE-2014-BT-STD-0031-0027 | Assuming no incremental O&M cost | 0 | 22.6706 | PSE NEI data | No applicable non-energy benefits | 100% | Equipment 100% technically feasible within end use | System | System
King CountyMultifamilyHeat Central Gas Furnace6Existing | King CountyMultifamilyHeat Central Gas FurnaceExisting | King County | Multifamily | Heat Central Gas Furnace | 6 | Premium Efficiency Furnace - 98% AFUE | Existing | Furnace - Premium Efficiency | Premium Efficiency Furnace - 98% AFUE | Federal Standard 2016 Furnace - 80% AFUE | per Home | 20 | Based on PSE Approved Furnace 2022 Business Case | 334.6677 | 273.1981 | Using measure description efficiency metrics to adjust loads from RTF/2021P workbooks to consumptions. | Using measure description efficiency metrics to adjust loads from RTF/2021P workbooks to consumptions. | 0 | 0 | NA | NA | 1179.1417 | 917.9688 | 0 | 1689.2617 | 1191.8723 | 0 | 0 | PSE Business Cases and Technical Support Document - Residential Furnaces. February 2015. Equipment cost based on total cost from Table 8.5.1 and installation cost from table 8.2.10. Representative output capacity based on input capacity from Table 5.5.1 and weighted average AFUE from Table 8I.3.1. https://www.regulations.gov/document?D=EERE-2014-BT-STD-0031-0027 | PSE Business Cases and Technical Support Document - Residential Furnaces. February 2015. Equipment cost based on total cost from Table 8.5.1 and installation cost from table 8.2.10. Representative output capacity based on input capacity from Table 5.5.1 and weighted average AFUE from Table 8I.3.1. https://www.regulations.gov/document?D=EERE-2014-BT-STD-0031-0027 | Assuming no incremental O&M cost | 0 | 18.4175 | PSE NEI data | No applicable non-energy benefits | 100% | Equipment 100% technically feasible within end use | System | System
King CountyMultifamilyHeat Central Gas Furnace6New | King CountyMultifamilyHeat Central Gas FurnaceNew | King County | Multifamily | Heat Central Gas Furnace | 6 | Premium Efficiency Furnace - 98% AFUE | New | Furnace - Premium Efficiency | Premium Efficiency Furnace - 98% AFUE | Federal Standard 2016 Furnace - 80% AFUE | per Home | 20 | Based on PSE Approved Furnace 2022 Business Case | 217.534 | 177.5788 | Using measure description efficiency metrics to adjust loads from RTF/2021P workbooks to consumptions. | Using measure description efficiency metrics to adjust loads from RTF/2021P workbooks to consumptions. | 0 | 0 | NA | NA | 1179.1417 | 917.9688 | 0 | 1689.2617 | 1191.8723 | 0 | 0 | PSE Business Cases and Technical Support Document - Residential Furnaces. February 2015. Equipment cost based on total cost from Table 8.5.1 and installation cost from table 8.2.10. Representative output capacity based on input capacity from Table 5.5.1 and weighted average AFUE from Table 8I.3.1. https://www.regulations.gov/document?D=EERE-2014-BT-STD-0031-0027 | PSE Business Cases and Technical Support Document - Residential Furnaces. February 2015. Equipment cost based on total cost from Table 8.5.1 and installation cost from table 8.2.10. Representative output capacity based on input capacity from Table 5.5.1 and weighted average AFUE from Table 8I.3.1. https://www.regulations.gov/document?D=EERE-2014-BT-STD-0031-0027 | Assuming no incremental O&M cost | 0 | 11.9714 | PSE NEI data | No applicable non-energy benefits | 100% | Equipment 100% technically feasible within end use | System | System
King CountyMultifamily - Highly ImpactedHeat Central Gas Furnace6Existing | King CountyMultifamily - Highly ImpactedHeat Central Gas FurnaceExisting | King County | Multifamily - Highly Impacted | Heat Central Gas Furnace | 6 | Premium Efficiency Furnace - 98% AFUE | Existing | Furnace - Premium Efficiency | Premium Efficiency Furnace - 98% AFUE | Federal Standard 2016 Furnace - 80% AFUE | per Home | 20 | Based on PSE Approved Furnace 2022 Business Case | 284.0501 | 231.8776 | Using measure description efficiency metrics to adjust loads from RTF/2021P workbooks to consumptions. | Using measure description efficiency metrics to adjust loads from RTF/2021P workbooks to consumptions. | 0 | 0 | NA | NA | 1000.7998 | 779.1286 | 0 | 1433.7655 | 1011.6049 | 0 | 0 | PSE Business Cases and Technical Support Document - Residential Furnaces. February 2015. Equipment cost based on total cost from Table 8.5.1 and installation cost from table 8.2.10. Representative output capacity based on input capacity from Table 5.5.1 and weighted average AFUE from Table 8I.3.1. https://www.regulations.gov/document?D=EERE-2014-BT-STD-0031-0027 | PSE Business Cases and Technical Support Document - Residential Furnaces. February 2015. Equipment cost based on total cost from Table 8.5.1 and installation cost from table 8.2.10. Representative output capacity based on input capacity from Table 5.5.1 and weighted average AFUE from Table 8I.3.1. https://www.regulations.gov/document?D=EERE-2014-BT-STD-0031-0027 | Assuming no incremental O&M cost | 0 | 5.1136 | PSE NEI data | No applicable non-energy benefits | 100% | Equipment 100% technically feasible within end use | System | System
King CountyMultifamily - Highly ImpactedHeat Central Gas Furnace6New | King CountyMultifamily - Highly ImpactedHeat Central Gas FurnaceNew | King County | Multifamily - Highly Impacted | Heat Central Gas Furnace | 6 | Premium Efficiency Furnace - 98% AFUE | New | Furnace - Premium Efficiency | Premium Efficiency Furnace - 98% AFUE | Federal Standard 2016 Furnace - 80% AFUE | per Home | 20 | Based on PSE Approved Furnace 2022 Business Case | 184.6326 | 150.7205 | Using measure description efficiency metrics to adjust loads from RTF/2021P workbooks to consumptions. | Using measure description efficiency metrics to adjust loads from RTF/2021P workbooks to consumptions. | 0 | 0 | NA | NA | 1000.7998 | 779.1286 | 0 | 1433.7655 | 1011.6049 | 0 | 0 | PSE Business Cases and Technical Support Document - Residential Furnaces. February 2015. Equipment cost based on total cost from Table 8.5.1 and installation cost from table 8.2.10. Representative output capacity based on input capacity from Table 5.5.1 and weighted average AFUE from Table 8I.3.1. https://www.regulations.gov/document?D=EERE-2014-BT-STD-0031-0027 | PSE Business Cases and Technical Support Document - Residential Furnaces. February 2015. Equipment cost based on total cost from Table 8.5.1 and installation cost from table 8.2.10. Representative output capacity based on input capacity from Table 5.5.1 and weighted average AFUE from Table 8I.3.1. https://www.regulations.gov/document?D=EERE-2014-BT-STD-0031-0027 | Assuming no incremental O&M cost | 0 | 3.3239 | PSE NEI data | No applicable non-energy benefits | 100% | Equipment 100% technically feasible within end use | System | System
King CountyManufacturedHeat Central Gas Furnace6Existing | King CountyManufacturedHeat Central Gas FurnaceExisting | King County | Manufactured | Heat Central Gas Furnace | 6 | Premium Efficiency Furnace - 98% AFUE | Existing | Furnace - Premium Efficiency | Premium Efficiency Furnace - 98% AFUE | Federal Standard 2016 Furnace - 80% AFUE | per Home | 20 | Based on PSE Approved Furnace 2022 Business Case | 458.2502 | 374.0818 | Using measure description efficiency metrics to adjust loads from RTF/2021P workbooks to consumptions. | Using measure description efficiency metrics to adjust loads from RTF/2021P workbooks to consumptions. | 0 | 0 | NA | NA | 2004.5886 | 1560.5841 | 0 | 2871.8132 | 2026.2311 | 0 | 0 | PSE Business Cases and Technical Support Document - Residential Furnaces. February 2015. Equipment cost based on total cost from Table 8.5.1 and installation cost from table 8.2.10. Representative output capacity based on input capacity from Table 5.5.1 and weighted average AFUE from Table 8I.3.1. https://www.regulations.gov/document?D=EERE-2014-BT-STD-0031-0027 | PSE Business Cases and Technical Support Document - Residential Furnaces. February 2015. Equipment cost based on total cost from Table 8.5.1 and installation cost from table 8.2.10. Representative output capacity based on input capacity from Table 5.5.1 and weighted average AFUE from Table 8I.3.1. https://www.regulations.gov/document?D=EERE-2014-BT-STD-0031-0027 | Assuming no incremental O&M cost | 0 | 25.2186 | PSE NEI data | No applicable non-energy benefits | 100% | Equipment 100% technically feasible within end use | System | System
King CountyManufacturedHeat Central Gas Furnace6New | King CountyManufacturedHeat Central Gas FurnaceNew | King County | Manufactured | Heat Central Gas Furnace | 6 | Premium Efficiency Furnace - 98% AFUE | New | Furnace - Premium Efficiency | Premium Efficiency Furnace - 98% AFUE | Federal Standard 2016 Furnace - 80% AFUE | per Home | 20 | Based on PSE Approved Furnace 2022 Business Case | 297.8627 | 243.1532 | Using measure description efficiency metrics to adjust loads from RTF/2021P workbooks to consumptions. | Using measure description efficiency metrics to adjust loads from RTF/2021P workbooks to consumptions. | 0 | 0 | NA | NA | 2004.5886 | 1560.5841 | 0 | 2871.8132 | 2026.2311 | 0 | 0 | PSE Business Cases and Technical Support Document - Residential Furnaces. February 2015. Equipment cost based on total cost from Table 8.5.1 and installation cost from table 8.2.10. Representative output capacity based on input capacity from Table 5.5.1 and weighted average AFUE from Table 8I.3.1. https://www.regulations.gov/document?D=EERE-2014-BT-STD-0031-0027 | PSE Business Cases and Technical Support Document - Residential Furnaces. February 2015. Equipment cost based on total cost from Table 8.5.1 and installation cost from table 8.2.10. Representative output capacity based on input capacity from Table 5.5.1 and weighted average AFUE from Table 8I.3.1. https://www.regulations.gov/document?D=EERE-2014-BT-STD-0031-0027 | Assuming no incremental O&M cost | 0 | 16.3921 | PSE NEI data | No applicable non-energy benefits | 100% | Equipment 100% technically feasible within end use | System | System
King CountyManufactured - Highly ImpactedHeat Central Gas Furnace6Existing | King CountyManufactured - Highly ImpactedHeat Central Gas FurnaceExisting | King County | Manufactured - Highly Impacted | Heat Central Gas Furnace | 6 | Premium Efficiency Furnace - 98% AFUE | Existing | Furnace - Premium Efficiency | Premium Efficiency Furnace - 98% AFUE | Federal Standard 2016 Furnace - 80% AFUE | per Home | 20 | Based on PSE Approved Furnace 2022 Business Case | 355.2744 | 290.02 | Using measure description efficiency metrics to adjust loads from RTF/2021P workbooks to consumptions. | Using measure description efficiency metrics to adjust loads from RTF/2021P workbooks to consumptions. | 0 | 0 | NA | NA | 1554.1271 | 1209.8971 | 0 | 2226.4731 | 1570.9062 | 0 | 0 | PSE Business Cases and Technical Support Document - Residential Furnaces. February 2015. Equipment cost based on total cost from Table 8.5.1 and installation cost from table 8.2.10. Representative output capacity based on input capacity from Table 5.5.1 and weighted average AFUE from Table 8I.3.1. https://www.regulations.gov/document?D=EERE-2014-BT-STD-0031-0027 | PSE Business Cases and Technical Support Document - Residential Furnaces. February 2015. Equipment cost based on total cost from Table 8.5.1 and installation cost from table 8.2.10. Representative output capacity based on input capacity from Table 5.5.1 and weighted average AFUE from Table 8I.3.1. https://www.regulations.gov/document?D=EERE-2014-BT-STD-0031-0027 | Assuming no incremental O&M cost | 0 | 33.9427 | PSE NEI data | No applicable non-energy benefits | 100% | Equipment 100% technically feasible within end use | System | System
King CountyManufactured - Highly ImpactedHeat Central Gas Furnace6New | King CountyManufactured - Highly ImpactedHeat Central Gas FurnaceNew | King County | Manufactured - Highly Impacted | Heat Central Gas Furnace | 6 | Premium Efficiency Furnace - 98% AFUE | New | Furnace - Premium Efficiency | Premium Efficiency Furnace - 98% AFUE | Federal Standard 2016 Furnace - 80% AFUE | per Home | 20 | Based on PSE Approved Furnace 2022 Business Case | 230.9284 | 188.513 | Using measure description efficiency metrics to adjust loads from RTF/2021P workbooks to consumptions. | Using measure description efficiency metrics to adjust loads from RTF/2021P workbooks to consumptions. | 0 | 0 | NA | NA | 1554.1271 | 1209.8971 | 0 | 2226.4731 | 1570.9062 | 0 | 0 | PSE Business Cases and Technical Support Document - Residential Furnaces. February 2015. Equipment cost based on total cost from Table 8.5.1 and installation cost from table 8.2.10. Representative output capacity based on input capacity from Table 5.5.1 and weighted average AFUE from Table 8I.3.1. https://www.regulations.gov/document?D=EERE-2014-BT-STD-0031-0027 | PSE Business Cases and Technical Support Document - Residential Furnaces. February 2015. Equipment cost based on total cost from Table 8.5.1 and installation cost from table 8.2.10. Representative output capacity based on input capacity from Table 5.5.1 and weighted average AFUE from Table 8I.3.1. https://www.regulations.gov/document?D=EERE-2014-BT-STD-0031-0027 | Assuming no incremental O&M cost | 0 | 22.0627 | PSE NEI data | No applicable non-energy benefits | 100% | Equipment 100% technically feasible within end use | System | System
King CountySingle FamilyHeat Room Gas1Existing | King CountySingle FamilyHeat Room GasExisting | King County | Single Family | Heat Room Gas | 1 | Market Standard Gas Room Heat | Existing | Room Heat - Market Standard | Market Standard Gas Room Heat | Market Standard Gas Room Heat | per Home | 15 | Assuming same as heat room electric | 489.0851 | 489.0851 | Using measure description efficiency metrics to adjust loads from RTF/2021P workbooks to consumptions. | Using measure description efficiency metrics to adjust loads from RTF/2021P workbooks to consumptions. | 0 | 0 | NA | NA | 0 | 0 | 0 | 0 | 0 | 0 | 0 | Baseline is equal to efficient condition. | Baseline is equal to efficient condition. | Baseline is equal to efficient condition. | 0 | 0 | No applicable non-energy benefits | No applicable non-energy benefits | 100% | Equipment 100% feasible within the end use. | System | System
King CountySingle FamilyHeat Room Gas1New | King CountySingle FamilyHeat Room GasNew | King County | Single Family | Heat Room Gas | 1 | Market Standard Gas Room Heat | New | Room Heat - Market Standard | Market Standard Gas Room Heat | Market Standard Gas Room Heat | per Home | 15 | Assuming same as heat room electric | 317.9053 | 317.9053 | Using measure description efficiency metrics to adjust loads from RTF/2021P workbooks to consumptions. | Using measure description efficiency metrics to adjust loads from RTF/2021P workbooks to consumptions. | 0 | 0 | NA | NA | 0 | 0 | 0 | 0 | 0 | 0 | 0 | Baseline is equal to efficient condition. | Baseline is equal to efficient condition. | Baseline is equal to efficient condition. | 0 | 0 | No applicable non-energy benefits | No applicable non-energy benefits | 100% | Equipment 100% feasible within the end use. | System | System
King CountySingle Family - Highly ImpactedHeat Room Gas1Existing | King CountySingle Family - Highly ImpactedHeat Room GasExisting | King County | Single Family - Highly Impacted | Heat Room Gas | 1 | Market Standard Gas Room Heat | Existing | Room Heat - Market Standard | Market Standard Gas Room Heat | Market Standard Gas Room Heat | per Home | 15 | Assuming same as heat room electric | 351.8162 | 351.8162 | Using measure description efficiency metrics to adjust loads from RTF/2021P workbooks to consumptions. | Using measure description efficiency metrics to adjust loads from RTF/2021P workbooks to consumptions. | 0 | 0 | NA | NA | 0 | 0 | 0 | 0 | 0 | 0 | 0 | Baseline is equal to efficient condition. | Baseline is equal to efficient condition. | Baseline is equal to efficient condition. | 0 | 0 | No applicable non-energy benefits | No applicable non-energy benefits | 100% | Equipment 100% feasible within the end use. | System | System
King CountySingle Family - Highly ImpactedHeat Room Gas1New | King CountySingle Family - Highly ImpactedHeat Room GasNew | King County | Single Family - Highly Impacted | Heat Room Gas | 1 | Market Standard Gas Room Heat | New | Room Heat - Market Standard | Market Standard Gas Room Heat | Market Standard Gas Room Heat | per Home | 15 | Assuming same as heat room electric | 228.6805 | 228.6805 | Using measure description efficiency metrics to adjust loads from RTF/2021P workbooks to consumptions. | Using measure description efficiency metrics to adjust loads from RTF/2021P workbooks to consumptions. | 0 | 0 | NA | NA | 0 | 0 | 0 | 0 | 0 | 0 | 0 | Baseline is equal to efficient condition. | Baseline is equal to efficient condition. | Baseline is equal to efficient condition. | 0 | 0 | No applicable non-energy benefits | No applicable non-energy benefits | 100% | Equipment 100% feasible within the end use. | System | System
King CountyMultifamilyHeat Room Gas1Existing | King CountyMultifamilyHeat Room GasExisting | King County | Multifamily | Heat Room Gas | 1 | Market Standard Gas Room Heat | Existing | Room Heat - Market Standard | Market Standard Gas Room Heat | Market Standard Gas Room Heat | per Home | 15 | Assuming same as heat room electric | 322.5241 | 322.5241 | Using measure description efficiency metrics to adjust loads from RTF/2021P workbooks to consumptions. | Using measure description efficiency metrics to adjust loads from RTF/2021P workbooks to consumptions. | 0 | 0 | NA | NA | 0 | 0 | 0 | 0 | 0 | 0 | 0 | Baseline is equal to efficient condition. | Baseline is equal to efficient condition. | Baseline is equal to efficient condition. | 0 | 0 | No applicable non-energy benefits | No applicable non-energy benefits | 100% | Equipment 100% feasible within the end use. | System | System
King CountyMultifamilyHeat Room Gas1New | King CountyMultifamilyHeat Room GasNew | King County | Multifamily | Heat Room Gas | 1 | Market Standard Gas Room Heat | New | Room Heat - Market Standard | Market Standard Gas Room Heat | Market Standard Gas Room Heat | per Home | 15 | Assuming same as heat room electric | 209.6407 | 209.6407 | Using measure description efficiency metrics to adjust loads from RTF/2021P workbooks to consumptions. | Using measure description efficiency metrics to adjust loads from RTF/2021P workbooks to consumptions. | 0 | 0 | NA | NA | 0 | 0 | 0 | 0 | 0 | 0 | 0 | Baseline is equal to efficient condition. | Baseline is equal to efficient condition. | Baseline is equal to efficient condition. | 0 | 0 | No applicable non-energy benefits | No applicable non-energy benefits | 100% | Equipment 100% feasible within the end use. | System | System
King CountyMultifamily - Highly ImpactedHeat Room Gas1Existing | King CountyMultifamily - Highly ImpactedHeat Room GasExisting | King County | Multifamily - Highly Impacted | Heat Room Gas | 1 | Market Standard Gas Room Heat | Existing | Room Heat - Market Standard | Market Standard Gas Room Heat | Market Standard Gas Room Heat | per Home | 15 | Assuming same as heat room electric | 273.7433 | 273.7433 | Using measure description efficiency metrics to adjust loads from RTF/2021P workbooks to consumptions. | Using measure description efficiency metrics to adjust loads from RTF/2021P workbooks to consumptions. | 0 | 0 | NA | NA | 0 | 0 | 0 | 0 | 0 | 0 | 0 | Baseline is equal to efficient condition. | Baseline is equal to efficient condition. | Baseline is equal to efficient condition. | 0 | 0 | No applicable non-energy benefits | No applicable non-energy benefits | 100% | Equipment 100% feasible within the end use. | System | System
King CountyMultifamily - Highly ImpactedHeat Room Gas1New | King CountyMultifamily - Highly ImpactedHeat Room GasNew | King County | Multifamily - Highly Impacted | Heat Room Gas | 1 | Market Standard Gas Room Heat | New | Room Heat - Market Standard | Market Standard Gas Room Heat | Market Standard Gas Room Heat | per Home | 15 | Assuming same as heat room electric | 177.9331 | 177.9331 | Using measure description efficiency metrics to adjust loads from RTF/2021P workbooks to consumptions. | Using measure description efficiency metrics to adjust loads from RTF/2021P workbooks to consumptions. | 0 | 0 | NA | NA | 0 | 0 | 0 | 0 | 0 | 0 | 0 | Baseline is equal to efficient condition. | Baseline is equal to efficient condition. | Baseline is equal to efficient condition. | 0 | 0 | No applicable non-energy benefits | No applicable non-energy benefits | 100% | Equipment 100% feasible within the end use. | System | System
King CountyManufacturedHeat Room Gas1Existing | King CountyManufacturedHeat Room GasExisting | King County | Manufactured | Heat Room Gas | 1 | Market Standard Gas Room Heat | Existing | Room Heat - Market Standard | Market Standard Gas Room Heat | Market Standard Gas Room Heat | per Home | 15 | Assuming same as heat room electric | 441.6225 | 441.6225 | Using measure description efficiency metrics to adjust loads from RTF/2021P workbooks to consumptions. | Using measure description efficiency metrics to adjust loads from RTF/2021P workbooks to consumptions. | 0 | 0 | NA | NA | 0 | 0 | 0 | 0 | 0 | 0 | 0 | Baseline is equal to efficient condition. | Baseline is equal to efficient condition. | Baseline is equal to efficient condition. | 0 | 0 | No applicable non-energy benefits | No applicable non-energy benefits | 100% | Equipment 100% feasible within the end use. | System | System
King CountyManufacturedHeat Room Gas1New | King CountyManufacturedHeat Room GasNew | King County | Manufactured | Heat Room Gas | 1 | Market Standard Gas Room Heat | New | Room Heat - Market Standard | Market Standard Gas Room Heat | Market Standard Gas Room Heat | per Home | 15 | Assuming same as heat room electric | 287.0546 | 287.0546 | Using measure description efficiency metrics to adjust loads from RTF/2021P workbooks to consumptions. | Using measure description efficiency metrics to adjust loads from RTF/2021P workbooks to consumptions. | 0 | 0 | NA | NA | 0 | 0 | 0 | 0 | 0 | 0 | 0 | Baseline is equal to efficient condition. | Baseline is equal to efficient condition. | Baseline is equal to efficient condition. | 0 | 0 | No applicable non-energy benefits | No applicable non-energy benefits | 100% | Equipment 100% feasible within the end use. | System | System
King CountyManufactured - Highly ImpactedHeat Room Gas1Existing | King CountyManufactured - Highly ImpactedHeat Room GasExisting | King County | Manufactured - Highly Impacted | Heat Room Gas | 1 | Market Standard Gas Room Heat | Existing | Room Heat - Market Standard | Market Standard Gas Room Heat | Market Standard Gas Room Heat | per Home | 15 | Assuming same as heat room electric | 342.3832 | 342.3832 | Using measure description efficiency metrics to adjust loads from RTF/2021P workbooks to consumptions. | Using measure description efficiency metrics to adjust loads from RTF/2021P workbooks to consumptions. | 0 | 0 | NA | NA | 0 | 0 | 0 | 0 | 0 | 0 | 0 | Baseline is equal to efficient condition. | Baseline is equal to efficient condition. | Baseline is equal to efficient condition. | 0 | 0 | No applicable non-energy benefits | No applicable non-energy benefits | 100% | Equipment 100% feasible within the end use. | System | System
King CountyManufactured - Highly ImpactedHeat Room Gas1New | King CountyManufactured - Highly ImpactedHeat Room GasNew | King County | Manufactured - Highly Impacted | Heat Room Gas | 1 | Market Standard Gas Room Heat | New | Room Heat - Market Standard | Market Standard Gas Room Heat | Market Standard Gas Room Heat | per Home | 15 | Assuming same as heat room electric | 222.5491 | 222.5491 | Using measure description efficiency metrics to adjust loads from RTF/2021P workbooks to consumptions. | Using measure description efficiency metrics to adjust loads from RTF/2021P workbooks to consumptions. | 0 | 0 | NA | NA | 0 | 0 | 0 | 0 | 0 | 0 | 0 | Baseline is equal to efficient condition. | Baseline is equal to efficient condition. | Baseline is equal to efficient condition. | 0 | 0 | No applicable non-energy benefits | No applicable non-energy benefits | 100% | Equipment 100% feasible within the end use. | System | System
King CountySingle FamilyPool Heat1Existing | King CountySingle FamilyPool HeatExisting | King County | Single Family | Pool Heat | 1 | Below Standard Pool Heater - 78% Efficient | Existing | Pool Heater - Below Standard | Below Standard Pool Heater - 78% Efficient | Below Standard Pool Heater - 78% Efficient | per Home | 4 | Assuming half the measure life for below standard equipment. Technical Support Document - Residential Water Heaters, Direct Heating Equipment, and Pooler Heaters. November 2009. Appendix C, Table 8-C.4.1, Page 8-C-7. | 382 | 382 | Savings methodology based on Technical Support Document - Residential Water Heaters, Direct Heating Equipment, and Pooler Heaters. November 2009. Table 7.4.2, Page 7-41 | Savings methodology based on Technical Support Document - Residential Water Heaters, Direct Heating Equipment, and Pooler Heaters. November 2009. Table 7.4.2, Page 7-41 | 0 | 0 | NA | NA | 0 | 0 | 0 | 0 | 0 | 0 | 0 | Existing conditions, assuming no cost | Existing conditions, assuming no cost | Assuming no incremental O&M cost | 0 | 0 | No applicable non-energy benefits | No applicable non-energy benefits | 100% | Equipment 100% technically feasible within end use | System | System
King CountySingle FamilyPool Heat1New | King CountySingle FamilyPool HeatNew | King County | Single Family | Pool Heat | 1 | Below Standard Pool Heater - 78% Efficient | New | Pool Heater - Below Standard | Below Standard Pool Heater - 78% Efficient | Below Standard Pool Heater - 78% Efficient | per Home | 4 | Assuming half the measure life for below standard equipment. Technical Support Document - Residential Water Heaters, Direct Heating Equipment, and Pooler Heaters. November 2009. Appendix C, Table 8-C.4.1, Page 8-C-7. | 382 | 382 | Savings methodology based on Technical Support Document - Residential Water Heaters, Direct Heating Equipment, and Pooler Heaters. November 2009. Table 7.4.2, Page 7-41 | Savings methodology based on Technical Support Document - Residential Water Heaters, Direct Heating Equipment, and Pooler Heaters. November 2009. Table 7.4.2, Page 7-41 | 0 | 0 | NA | NA | 0 | 0 | 0 | 0 | 0 | 0 | 0 | Existing conditions, assuming no cost | Existing conditions, assuming no cost | Assuming no incremental O&M cost | 0 | 0 | No applicable non-energy benefits | No applicable non-energy benefits | 100% | Equipment 100% technically feasible within end use | System | System
King CountySingle Family - Highly ImpactedPool Heat1Existing | King CountySingle Family - Highly ImpactedPool HeatExisting | King County | Single Family - Highly Impacted | Pool Heat | 1 | Below Standard Pool Heater - 78% Efficient | Existing | Pool Heater - Below Standard | Below Standard Pool Heater - 78% Efficient | Below Standard Pool Heater - 78% Efficient | per Home | 4 | Assuming half the measure life for below standard equipment. Technical Support Document - Residential Water Heaters, Direct Heating Equipment, and Pooler Heaters. November 2009. Appendix C, Table 8-C.4.1, Page 8-C-7. | 382 | 382 | Savings methodology based on Technical Support Document - Residential Water Heaters, Direct Heating Equipment, and Pooler Heaters. November 2009. Table 7.4.2, Page 7-41 | Savings methodology based on Technical Support Document - Residential Water Heaters, Direct Heating Equipment, and Pooler Heaters. November 2009. Table 7.4.2, Page 7-41 | 0 | 0 | NA | NA | 0 | 0 | 0 | 0 | 0 | 0 | 0 | Existing conditions, assuming no cost | Existing conditions, assuming no cost | Assuming no incremental O&M cost | 0 | 0 | No applicable non-energy benefits | No applicable non-energy benefits | 100% | Equipment 100% technically feasible within end use | System | System
King CountySingle Family - Highly ImpactedPool Heat1New | King CountySingle Family - Highly ImpactedPool HeatNew | King County | Single Family - Highly Impacted | Pool Heat | 1 | Below Standard Pool Heater - 78% Efficient | New | Pool Heater - Below Standard | Below Standard Pool Heater - 78% Efficient | Below Standard Pool Heater - 78% Efficient | per Home | 4 | Assuming half the measure life for below standard equipment. Technical Support Document - Residential Water Heaters, Direct Heating Equipment, and Pooler Heaters. November 2009. Appendix C, Table 8-C.4.1, Page 8-C-7. | 382 | 382 | Savings methodology based on Technical Support Document - Residential Water Heaters, Direct Heating Equipment, and Pooler Heaters. November 2009. Table 7.4.2, Page 7-41 | Savings methodology based on Technical Support Document - Residential Water Heaters, Direct Heating Equipment, and Pooler Heaters. November 2009. Table 7.4.2, Page 7-41 | 0 | 0 | NA | NA | 0 | 0 | 0 | 0 | 0 | 0 | 0 | Existing conditions, assuming no cost | Existing conditions, assuming no cost | Assuming no incremental O&M cost | 0 | 0 | No applicable non-energy benefits | No applicable non-energy benefits | 100% | Equipment 100% technically feasible within end use | System | System
King CountyMultifamilyPool Heat1Existing | King CountyMultifamilyPool HeatExisting | King County | Multifamily | Pool Heat | 1 | Below Standard Pool Heater - 78% Efficient | Existing | Pool Heater - Below Standard | Below Standard Pool Heater - 78% Efficient | Below Standard Pool Heater - 78% Efficient | per Home | 4 | Assuming half the measure life for below standard equipment. Technical Support Document - Residential Water Heaters, Direct Heating Equipment, and Pooler Heaters. November 2009. Appendix C, Table 8-C.4.1, Page 8-C-7. | 382 | 382 | Savings methodology based on Technical Support Document - Residential Water Heaters, Direct Heating Equipment, and Pooler Heaters. November 2009. Table 7.4.2, Page 7-41 | Savings methodology based on Technical Support Document - Residential Water Heaters, Direct Heating Equipment, and Pooler Heaters. November 2009. Table 7.4.2, Page 7-41 | 0 | 0 | NA | NA | 0 | 0 | 0 | 0 | 0 | 0 | 0 | Existing conditions, assuming no cost | Existing conditions, assuming no cost | Assuming no incremental O&M cost | 0 | 0 | No applicable non-energy benefits | No applicable non-energy benefits | 100% | Equipment 100% technically feasible within end use | System | System
King CountyMultifamilyPool Heat1New | King CountyMultifamilyPool HeatNew | King County | Multifamily | Pool Heat | 1 | Below Standard Pool Heater - 78% Efficient | New | Pool Heater - Below Standard | Below Standard Pool Heater - 78% Efficient | Below Standard Pool Heater - 78% Efficient | per Home | 4 | Assuming half the measure life for below standard equipment. Technical Support Document - Residential Water Heaters, Direct Heating Equipment, and Pooler Heaters. November 2009. Appendix C, Table 8-C.4.1, Page 8-C-7. | 382 | 382 | Savings methodology based on Technical Support Document - Residential Water Heaters, Direct Heating Equipment, and Pooler Heaters. November 2009. Table 7.4.2, Page 7-41 | Savings methodology based on Technical Support Document - Residential Water Heaters, Direct Heating Equipment, and Pooler Heaters. November 2009. Table 7.4.2, Page 7-41 | 0 | 0 | NA | NA | 0 | 0 | 0 | 0 | 0 | 0 | 0 | Existing conditions, assuming no cost | Existing conditions, assuming no cost | Assuming no incremental O&M cost | 0 | 0 | No applicable non-energy benefits | No applicable non-energy benefits | 100% | Equipment 100% technically feasible within end use | System | System
King CountyMultifamily - Highly ImpactedPool Heat1Existing | King CountyMultifamily - Highly ImpactedPool HeatExisting | King County | Multifamily - Highly Impacted | Pool Heat | 1 | Below Standard Pool Heater - 78% Efficient | Existing | Pool Heater - Below Standard | Below Standard Pool Heater - 78% Efficient | Below Standard Pool Heater - 78% Efficient | per Home | 4 | Assuming half the measure life for below standard equipment. Technical Support Document - Residential Water Heaters, Direct Heating Equipment, and Pooler Heaters. November 2009. Appendix C, Table 8-C.4.1, Page 8-C-7. | 382 | 382 | Savings methodology based on Technical Support Document - Residential Water Heaters, Direct Heating Equipment, and Pooler Heaters. November 2009. Table 7.4.2, Page 7-41 | Savings methodology based on Technical Support Document - Residential Water Heaters, Direct Heating Equipment, and Pooler Heaters. November 2009. Table 7.4.2, Page 7-41 | 0 | 0 | NA | NA | 0 | 0 | 0 | 0 | 0 | 0 | 0 | Existing conditions, assuming no cost | Existing conditions, assuming no cost | Assuming no incremental O&M cost | 0 | 0 | No applicable non-energy benefits | No applicable non-energy benefits | 100% | Equipment 100% technically feasible within end use | System | System
King CountyMultifamily - Highly ImpactedPool Heat1New | King CountyMultifamily - Highly ImpactedPool HeatNew | King County | Multifamily - Highly Impacted | Pool Heat | 1 | Below Standard Pool Heater - 78% Efficient | New | Pool Heater - Below Standard | Below Standard Pool Heater - 78% Efficient | Below Standard Pool Heater - 78% Efficient | per Home | 4 | Assuming half the measure life for below standard equipment. Technical Support Document - Residential Water Heaters, Direct Heating Equipment, and Pooler Heaters. November 2009. Appendix C, Table 8-C.4.1, Page 8-C-7. | 382 | 382 | Savings methodology based on Technical Support Document - Residential Water Heaters, Direct Heating Equipment, and Pooler Heaters. November 2009. Table 7.4.2, Page 7-41 | Savings methodology based on Technical Support Document - Residential Water Heaters, Direct Heating Equipment, and Pooler Heaters. November 2009. Table 7.4.2, Page 7-41 | 0 | 0 | NA | NA | 0 | 0 | 0 | 0 | 0 | 0 | 0 | Existing conditions, assuming no cost | Existing conditions, assuming no cost | Assuming no incremental O&M cost | 0 | 0 | No applicable non-energy benefits | No applicable non-energy benefits | 100% | Equipment 100% technically feasible within end use | System | System
King CountyManufacturedPool Heat1Existing | King CountyManufacturedPool HeatExisting | King County | Manufactured | Pool Heat | 1 | Below Standard Pool Heater - 78% Efficient | Existing | Pool Heater - Below Standard | Below Standard Pool Heater - 78% Efficient | Below Standard Pool Heater - 78% Efficient | per Home | 4 | Assuming half the measure life for below standard equipment. Technical Support Document - Residential Water Heaters, Direct Heating Equipment, and Pooler Heaters. November 2009. Appendix C, Table 8-C.4.1, Page 8-C-7. | 382 | 382 | Savings methodology based on Technical Support Document - Residential Water Heaters, Direct Heating Equipment, and Pooler Heaters. November 2009. Table 7.4.2, Page 7-41 | Savings methodology based on Technical Support Document - Residential Water Heaters, Direct Heating Equipment, and Pooler Heaters. November 2009. Table 7.4.2, Page 7-41 | 0 | 0 | NA | NA | 0 | 0 | 0 | 0 | 0 | 0 | 0 | Existing conditions, assuming no cost | Existing conditions, assuming no cost | Assuming no incremental O&M cost | 0 | 0 | No applicable non-energy benefits | No applicable non-energy benefits | 100% | Equipment 100% technically feasible within end use | System | System
King CountyManufacturedPool Heat1New | King CountyManufacturedPool HeatNew | King County | Manufactured | Pool Heat | 1 | Below Standard Pool Heater - 78% Efficient | New | Pool Heater - Below Standard | Below Standard Pool Heater - 78% Efficient | Below Standard Pool Heater - 78% Efficient | per Home | 4 | Assuming half the measure life for below standard equipment. Technical Support Document - Residential Water Heaters, Direct Heating Equipment, and Pooler Heaters. November 2009. Appendix C, Table 8-C.4.1, Page 8-C-7. | 382 | 382 | Savings methodology based on Technical Support Document - Residential Water Heaters, Direct Heating Equipment, and Pooler Heaters. November 2009. Table 7.4.2, Page 7-41 | Savings methodology based on Technical Support Document - Residential Water Heaters, Direct Heating Equipment, and Pooler Heaters. November 2009. Table 7.4.2, Page 7-41 | 0 | 0 | NA | NA | 0 | 0 | 0 | 0 | 0 | 0 | 0 | Existing conditions, assuming no cost | Existing conditions, assuming no cost | Assuming no incremental O&M cost | 0 | 0 | No applicable non-energy benefits | No applicable non-energy benefits | 100% | Equipment 100% technically feasible within end use | System | System
King CountyManufactured - Highly ImpactedPool Heat1Existing | King CountyManufactured - Highly ImpactedPool HeatExisting | King County | Manufactured - Highly Impacted | Pool Heat | 1 | Below Standard Pool Heater - 78% Efficient | Existing | Pool Heater - Below Standard | Below Standard Pool Heater - 78% Efficient | Below Standard Pool Heater - 78% Efficient | per Home | 4 | Assuming half the measure life for below standard equipment. Technical Support Document - Residential Water Heaters, Direct Heating Equipment, and Pooler Heaters. November 2009. Appendix C, Table 8-C.4.1, Page 8-C-7. | 382 | 382 | Savings methodology based on Technical Support Document - Residential Water Heaters, Direct Heating Equipment, and Pooler Heaters. November 2009. Table 7.4.2, Page 7-41 | Savings methodology based on Technical Support Document - Residential Water Heaters, Direct Heating Equipment, and Pooler Heaters. November 2009. Table 7.4.2, Page 7-41 | 0 | 0 | NA | NA | 0 | 0 | 0 | 0 | 0 | 0 | 0 | Existing conditions, assuming no cost | Existing conditions, assuming no cost | Assuming no incremental O&M cost | 0 | 0 | No applicable non-energy benefits | No applicable non-energy benefits | 100% | Equipment 100% technically feasible within end use | System | System
King CountyManufactured - Highly ImpactedPool Heat1New | King CountyManufactured - Highly ImpactedPool HeatNew | King County | Manufactured - Highly Impacted | Pool Heat | 1 | Below Standard Pool Heater - 78% Efficient | New | Pool Heater - Below Standard | Below Standard Pool Heater - 78% Efficient | Below Standard Pool Heater - 78% Efficient | per Home | 4 | Assuming half the measure life for below standard equipment. Technical Support Document - Residential Water Heaters, Direct Heating Equipment, and Pooler Heaters. November 2009. Appendix C, Table 8-C.4.1, Page 8-C-7. | 382 | 382 | Savings methodology based on Technical Support Document - Residential Water Heaters, Direct Heating Equipment, and Pooler Heaters. November 2009. Table 7.4.2, Page 7-41 | Savings methodology based on Technical Support Document - Residential Water Heaters, Direct Heating Equipment, and Pooler Heaters. November 2009. Table 7.4.2, Page 7-41 | 0 | 0 | NA | NA | 0 | 0 | 0 | 0 | 0 | 0 | 0 | Existing conditions, assuming no cost | Existing conditions, assuming no cost | Assuming no incremental O&M cost | 0 | 0 | No applicable non-energy benefits | No applicable non-energy benefits | 100% | Equipment 100% technically feasible within end use | System | System
King CountySingle FamilyPool Heat2Existing | King CountySingle FamilyPool HeatExisting | King County | Single Family | Pool Heat | 2 | Federal Standard 2014 Pool Heater - 82% Efficient | Existing | Pool Heater - Federal Standard 2014 | Federal Standard 2014 Pool Heater - 82% Efficient | Federal Standard 2014 Pool Heater - 82% Efficient | per Home | 8 | Technical Support Document - Residential Water Heaters, Direct Heating Equipment, and Pooler Heaters. November 2009. Appendix C, Table 8-C.4.1, Page 8-C-7. | 364 | 364 | Savings methodology based on Technical Support Document - Residential Water Heaters, Direct Heating Equipment, and Pooler Heaters. November 2009. Table 7.4.2, Page 7-41 | Savings methodology based on Technical Support Document - Residential Water Heaters, Direct Heating Equipment, and Pooler Heaters. November 2009. Table 7.4.2, Page 7-41 | 0 | 0 | NA | NA | 0 | 0 | 0 | 1609.0662 | 1640.8911 | 0 | 0 | Technical Support Document - Residential Water Heaters, Direct Heating Equipment, and Pooler Heaters. November 2009. Table 8.2.38, Page 8-34. | Technical Support Document - Residential Water Heaters, Direct Heating Equipment, and Pooler Heaters. November 2009. Table 8.2.38, Page 8-34. | Assuming no incremental O&M cost | 0 | 0 | No applicable non-energy benefits | No applicable non-energy benefits | 100% | Equipment 100% technically feasible within end use | System | System
King CountySingle FamilyPool Heat2New | King CountySingle FamilyPool HeatNew | King County | Single Family | Pool Heat | 2 | Federal Standard 2014 Pool Heater - 82% Efficient | New | Pool Heater - Federal Standard 2014 | Federal Standard 2014 Pool Heater - 82% Efficient | Federal Standard 2014 Pool Heater - 82% Efficient | per Home | 8 | Technical Support Document - Residential Water Heaters, Direct Heating Equipment, and Pooler Heaters. November 2009. Appendix C, Table 8-C.4.1, Page 8-C-7. | 364 | 364 | Savings methodology based on Technical Support Document - Residential Water Heaters, Direct Heating Equipment, and Pooler Heaters. November 2009. Table 7.4.2, Page 7-41 | Savings methodology based on Technical Support Document - Residential Water Heaters, Direct Heating Equipment, and Pooler Heaters. November 2009. Table 7.4.2, Page 7-41 | 0 | 0 | NA | NA | 0 | 0 | 0 | 1609.0662 | 1640.8911 | 0 | 0 | Technical Support Document - Residential Water Heaters, Direct Heating Equipment, and Pooler Heaters. November 2009. Table 8.2.38, Page 8-34. | Technical Support Document - Residential Water Heaters, Direct Heating Equipment, and Pooler Heaters. November 2009. Table 8.2.38, Page 8-34. | Assuming no incremental O&M cost | 0 | 0 | No applicable non-energy benefits | No applicable non-energy benefits | 100% | Equipment 100% technically feasible within end use | System | System
King CountySingle Family - Highly ImpactedPool Heat2Existing | King CountySingle Family - Highly ImpactedPool HeatExisting | King County | Single Family - Highly Impacted | Pool Heat | 2 | Federal Standard 2014 Pool Heater - 82% Efficient | Existing | Pool Heater - Federal Standard 2014 | Federal Standard 2014 Pool Heater - 82% Efficient | Federal Standard 2014 Pool Heater - 82% Efficient | per Home | 8 | Technical Support Document - Residential Water Heaters, Direct Heating Equipment, and Pooler Heaters. November 2009. Appendix C, Table 8-C.4.1, Page 8-C-7. | 364 | 364 | Savings methodology based on Technical Support Document - Residential Water Heaters, Direct Heating Equipment, and Pooler Heaters. November 2009. Table 7.4.2, Page 7-41 | Savings methodology based on Technical Support Document - Residential Water Heaters, Direct Heating Equipment, and Pooler Heaters. November 2009. Table 7.4.2, Page 7-41 | 0 | 0 | NA | NA | 0 | 0 | 0 | 1609.0662 | 1640.8911 | 0 | 0 | Technical Support Document - Residential Water Heaters, Direct Heating Equipment, and Pooler Heaters. November 2009. Table 8.2.38, Page 8-34. | Technical Support Document - Residential Water Heaters, Direct Heating Equipment, and Pooler Heaters. November 2009. Table 8.2.38, Page 8-34. | Assuming no incremental O&M cost | 0 | 0 | No applicable non-energy benefits | No applicable non-energy benefits | 100% | Equipment 100% technically feasible within end use | System | System
King CountySingle Family - Highly ImpactedPool Heat2New | King CountySingle Family - Highly ImpactedPool HeatNew | King County | Single Family - Highly Impacted | Pool Heat | 2 | Federal Standard 2014 Pool Heater - 82% Efficient | New | Pool Heater - Federal Standard 2014 | Federal Standard 2014 Pool Heater - 82% Efficient | Federal Standard 2014 Pool Heater - 82% Efficient | per Home | 8 | Technical Support Document - Residential Water Heaters, Direct Heating Equipment, and Pooler Heaters. November 2009. Appendix C, Table 8-C.4.1, Page 8-C-7. | 364 | 364 | Savings methodology based on Technical Support Document - Residential Water Heaters, Direct Heating Equipment, and Pooler Heaters. November 2009. Table 7.4.2, Page 7-41 | Savings methodology based on Technical Support Document - Residential Water Heaters, Direct Heating Equipment, and Pooler Heaters. November 2009. Table 7.4.2, Page 7-41 | 0 | 0 | NA | NA | 0 | 0 | 0 | 1609.0662 | 1640.8911 | 0 | 0 | Technical Support Document - Residential Water Heaters, Direct Heating Equipment, and Pooler Heaters. November 2009. Table 8.2.38, Page 8-34. | Technical Support Document - Residential Water Heaters, Direct Heating Equipment, and Pooler Heaters. November 2009. Table 8.2.38, Page 8-34. | Assuming no incremental O&M cost | 0 | 0 | No applicable non-energy benefits | No applicable non-energy benefits | 100% | Equipment 100% technically feasible within end use | System | System
King CountyMultifamilyPool Heat2Existing | King CountyMultifamilyPool HeatExisting | King County | Multifamily | Pool Heat | 2 | Federal Standard 2014 Pool Heater - 82% Efficient | Existing | Pool Heater - Federal Standard 2014 | Federal Standard 2014 Pool Heater - 82% Efficient | Federal Standard 2014 Pool Heater - 82% Efficient | per Home | 8 | Technical Support Document - Residential Water Heaters, Direct Heating Equipment, and Pooler Heaters. November 2009. Appendix C, Table 8-C.4.1, Page 8-C-7. | 364 | 364 | Savings methodology based on Technical Support Document - Residential Water Heaters, Direct Heating Equipment, and Pooler Heaters. November 2009. Table 7.4.2, Page 7-41 | Savings methodology based on Technical Support Document - Residential Water Heaters, Direct Heating Equipment, and Pooler Heaters. November 2009. Table 7.4.2, Page 7-41 | 0 | 0 | NA | NA | 0 | 0 | 0 | 1609.0662 | 1640.8911 | 0 | 0 | Technical Support Document - Residential Water Heaters, Direct Heating Equipment, and Pooler Heaters. November 2009. Table 8.2.38, Page 8-34. | Technical Support Document - Residential Water Heaters, Direct Heating Equipment, and Pooler Heaters. November 2009. Table 8.2.38, Page 8-34. | Assuming no incremental O&M cost | 0 | 0 | No applicable non-energy benefits | No applicable non-energy benefits | 100% | Equipment 100% technically feasible within end use | System | System
King CountyMultifamilyPool Heat2New | King CountyMultifamilyPool HeatNew | King County | Multifamily | Pool Heat | 2 | Federal Standard 2014 Pool Heater - 82% Efficient | New | Pool Heater - Federal Standard 2014 | Federal Standard 2014 Pool Heater - 82% Efficient | Federal Standard 2014 Pool Heater - 82% Efficient | per Home | 8 | Technical Support Document - Residential Water Heaters, Direct Heating Equipment, and Pooler Heaters. November 2009. Appendix C, Table 8-C.4.1, Page 8-C-7. | 364 | 364 | Savings methodology based on Technical Support Document - Residential Water Heaters, Direct Heating Equipment, and Pooler Heaters. November 2009. Table 7.4.2, Page 7-41 | Savings methodology based on Technical Support Document - Residential Water Heaters, Direct Heating Equipment, and Pooler Heaters. November 2009. Table 7.4.2, Page 7-41 | 0 | 0 | NA | NA | 0 | 0 | 0 | 1609.0662 | 1640.8911 | 0 | 0 | Technical Support Document - Residential Water Heaters, Direct Heating Equipment, and Pooler Heaters. November 2009. Table 8.2.38, Page 8-34. | Technical Support Document - Residential Water Heaters, Direct Heating Equipment, and Pooler Heaters. November 2009. Table 8.2.38, Page 8-34. | Assuming no incremental O&M cost | 0 | 0 | No applicable non-energy benefits | No applicable non-energy benefits | 100% | Equipment 100% technically feasible within end use | System | System
King CountyMultifamily - Highly ImpactedPool Heat2Existing | King CountyMultifamily - Highly ImpactedPool HeatExisting | King County | Multifamily - Highly Impacted | Pool Heat | 2 | Federal Standard 2014 Pool Heater - 82% Efficient | Existing | Pool Heater - Federal Standard 2014 | Federal Standard 2014 Pool Heater - 82% Efficient | Federal Standard 2014 Pool Heater - 82% Efficient | per Home | 8 | Technical Support Document - Residential Water Heaters, Direct Heating Equipment, and Pooler Heaters. November 2009. Appendix C, Table 8-C.4.1, Page 8-C-7. | 364 | 364 | Savings methodology based on Technical Support Document - Residential Water Heaters, Direct Heating Equipment, and Pooler Heaters. November 2009. Table 7.4.2, Page 7-41 | Savings methodology based on Technical Support Document - Residential Water Heaters, Direct Heating Equipment, and Pooler Heaters. November 2009. Table 7.4.2, Page 7-41 | 0 | 0 | NA | NA | 0 | 0 | 0 | 1609.0662 | 1640.8911 | 0 | 0 | Technical Support Document - Residential Water Heaters, Direct Heating Equipment, and Pooler Heaters. November 2009. Table 8.2.38, Page 8-34. | Technical Support Document - Residential Water Heaters, Direct Heating Equipment, and Pooler Heaters. November 2009. Table 8.2.38, Page 8-34. | Assuming no incremental O&M cost | 0 | 0 | No applicable non-energy benefits | No applicable non-energy benefits | 100% | Equipment 100% technically feasible within end use | System | System
King CountyMultifamily - Highly ImpactedPool Heat2New | King CountyMultifamily - Highly ImpactedPool HeatNew | King County | Multifamily - Highly Impacted | Pool Heat | 2 | Federal Standard 2014 Pool Heater - 82% Efficient | New | Pool Heater - Federal Standard 2014 | Federal Standard 2014 Pool Heater - 82% Efficient | Federal Standard 2014 Pool Heater - 82% Efficient | per Home | 8 | Technical Support Document - Residential Water Heaters, Direct Heating Equipment, and Pooler Heaters. November 2009. Appendix C, Table 8-C.4.1, Page 8-C-7. | 364 | 364 | Savings methodology based on Technical Support Document - Residential Water Heaters, Direct Heating Equipment, and Pooler Heaters. November 2009. Table 7.4.2, Page 7-41 | Savings methodology based on Technical Support Document - Residential Water Heaters, Direct Heating Equipment, and Pooler Heaters. November 2009. Table 7.4.2, Page 7-41 | 0 | 0 | NA | NA | 0 | 0 | 0 | 1609.0662 | 1640.8911 | 0 | 0 | Technical Support Document - Residential Water Heaters, Direct Heating Equipment, and Pooler Heaters. November 2009. Table 8.2.38, Page 8-34. | Technical Support Document - Residential Water Heaters, Direct Heating Equipment, and Pooler Heaters. November 2009. Table 8.2.38, Page 8-34. | Assuming no incremental O&M cost | 0 | 0 | No applicable non-energy benefits | No applicable non-energy benefits | 100% | Equipment 100% technically feasible within end use | System | System
King CountyManufacturedPool Heat2Existing | King CountyManufacturedPool HeatExisting | King County | Manufactured | Pool Heat | 2 | Federal Standard 2014 Pool Heater - 82% Efficient | Existing | Pool Heater - Federal Standard 2014 | Federal Standard 2014 Pool Heater - 82% Efficient | Federal Standard 2014 Pool Heater - 82% Efficient | per Home | 8 | Technical Support Document - Residential Water Heaters, Direct Heating Equipment, and Pooler Heaters. November 2009. Appendix C, Table 8-C.4.1, Page 8-C-7. | 364 | 364 | Savings methodology based on Technical Support Document - Residential Water Heaters, Direct Heating Equipment, and Pooler Heaters. November 2009. Table 7.4.2, Page 7-41 | Savings methodology based on Technical Support Document - Residential Water Heaters, Direct Heating Equipment, and Pooler Heaters. November 2009. Table 7.4.2, Page 7-41 | 0 | 0 | NA | NA | 0 | 0 | 0 | 1609.0662 | 1640.8911 | 0 | 0 | Technical Support Document - Residential Water Heaters, Direct Heating Equipment, and Pooler Heaters. November 2009. Table 8.2.38, Page 8-34. | Technical Support Document - Residential Water Heaters, Direct Heating Equipment, and Pooler Heaters. November 2009. Table 8.2.38, Page 8-34. | Assuming no incremental O&M cost | 0 | 0 | No applicable non-energy benefits | No applicable non-energy benefits | 100% | Equipment 100% technically feasible within end use | System | System
King CountyManufacturedPool Heat2New | King CountyManufacturedPool HeatNew | King County | Manufactured | Pool Heat | 2 | Federal Standard 2014 Pool Heater - 82% Efficient | New | Pool Heater - Federal Standard 2014 | Federal Standard 2014 Pool Heater - 82% Efficient | Federal Standard 2014 Pool Heater - 82% Efficient | per Home | 8 | Technical Support Document - Residential Water Heaters, Direct Heating Equipment, and Pooler Heaters. November 2009. Appendix C, Table 8-C.4.1, Page 8-C-7. | 364 | 364 | Savings methodology based on Technical Support Document - Residential Water Heaters, Direct Heating Equipment, and Pooler Heaters. November 2009. Table 7.4.2, Page 7-41 | Savings methodology based on Technical Support Document - Residential Water Heaters, Direct Heating Equipment, and Pooler Heaters. November 2009. Table 7.4.2, Page 7-41 | 0 | 0 | NA | NA | 0 | 0 | 0 | 1609.0662 | 1640.8911 | 0 | 0 | Technical Support Document - Residential Water Heaters, Direct Heating Equipment, and Pooler Heaters. November 2009. Table 8.2.38, Page 8-34. | Technical Support Document - Residential Water Heaters, Direct Heating Equipment, and Pooler Heaters. November 2009. Table 8.2.38, Page 8-34. | Assuming no incremental O&M cost | 0 | 0 | No applicable non-energy benefits | No applicable non-energy benefits | 100% | Equipment 100% technically feasible within end use | System | System
King CountyManufactured - Highly ImpactedPool Heat2Existing | King CountyManufactured - Highly ImpactedPool HeatExisting | King County | Manufactured - Highly Impacted | Pool Heat | 2 | Federal Standard 2014 Pool Heater - 82% Efficient | Existing | Pool Heater - Federal Standard 2014 | Federal Standard 2014 Pool Heater - 82% Efficient | Federal Standard 2014 Pool Heater - 82% Efficient | per Home | 8 | Technical Support Document - Residential Water Heaters, Direct Heating Equipment, and Pooler Heaters. November 2009. Appendix C, Table 8-C.4.1, Page 8-C-7. | 364 | 364 | Savings methodology based on Technical Support Document - Residential Water Heaters, Direct Heating Equipment, and Pooler Heaters. November 2009. Table 7.4.2, Page 7-41 | Savings methodology based on Technical Support Document - Residential Water Heaters, Direct Heating Equipment, and Pooler Heaters. November 2009. Table 7.4.2, Page 7-41 | 0 | 0 | NA | NA | 0 | 0 | 0 | 1609.0662 | 1640.8911 | 0 | 0 | Technical Support Document - Residential Water Heaters, Direct Heating Equipment, and Pooler Heaters. November 2009. Table 8.2.38, Page 8-34. | Technical Support Document - Residential Water Heaters, Direct Heating Equipment, and Pooler Heaters. November 2009. Table 8.2.38, Page 8-34. | Assuming no incremental O&M cost | 0 | 0 | No applicable non-energy benefits | No applicable non-energy benefits | 100% | Equipment 100% technically feasible within end use | System | System
King CountyManufactured - Highly ImpactedPool Heat2New | King CountyManufactured - Highly ImpactedPool HeatNew | King County | Manufactured - Highly Impacted | Pool Heat | 2 | Federal Standard 2014 Pool Heater - 82% Efficient | New | Pool Heater - Federal Standard 2014 | Federal Standard 2014 Pool Heater - 82% Efficient | Federal Standard 2014 Pool Heater - 82% Efficient | per Home | 8 | Technical Support Document - Residential Water Heaters, Direct Heating Equipment, and Pooler Heaters. November 2009. Appendix C, Table 8-C.4.1, Page 8-C-7. | 364 | 364 | Savings methodology based on Technical Support Document - Residential Water Heaters, Direct Heating Equipment, and Pooler Heaters. November 2009. Table 7.4.2, Page 7-41 | Savings methodology based on Technical Support Document - Residential Water Heaters, Direct Heating Equipment, and Pooler Heaters. November 2009. Table 7.4.2, Page 7-41 | 0 | 0 | NA | NA | 0 | 0 | 0 | 1609.0662 | 1640.8911 | 0 | 0 | Technical Support Document - Residential Water Heaters, Direct Heating Equipment, and Pooler Heaters. November 2009. Table 8.2.38, Page 8-34. | Technical Support Document - Residential Water Heaters, Direct Heating Equipment, and Pooler Heaters. November 2009. Table 8.2.38, Page 8-34. | Assuming no incremental O&M cost | 0 | 0 | No applicable non-energy benefits | No applicable non-energy benefits | 100% | Equipment 100% technically feasible within end use | System | System
King CountySingle FamilyPool Heat3Existing | King CountySingle FamilyPool HeatExisting | King County | Single Family | Pool Heat | 3 | Market Standard Pool Heater | Existing | Pool Heater - Market Standard | Market Standard Pool Heater | Market Standard Pool Heater | per Home | 8 | Technical Support Document - Residential Water Heaters, Direct Heating Equipment, and Pooler Heaters. November 2009. Appendix C, Table 8-C.4.1, Page 8-C-7. | 364.01 | 364.01 | Savings methodology based on Residential Water Heaters, Direct Heating Equipment, and Pool Heaters; Final Rule, EERE-2006-STD-0129-0005-1 | Savings methodology based on Residential Water Heaters, Direct Heating Equipment, and Pool Heaters; Final Rule, EERE-2006-STD-0129-0005-1 | 0 | 0 | NA | NA | 0 | 0 | 0 | 0 | 0 | 0 | 0 | Existing conditions, assuming no cost | Existing conditions, assuming no cost | Assuming no incremental O&M cost | 0 | 0 | No applicable non-energy benefits | No applicable non-energy benefits | 100% | Equipment 100% technically feasible within end use | System | System
King CountySingle FamilyPool Heat3New | King CountySingle FamilyPool HeatNew | King County | Single Family | Pool Heat | 3 | Market Standard Pool Heater | New | Pool Heater - Market Standard | Market Standard Pool Heater | Market Standard Pool Heater | per Home | 8 | Technical Support Document - Residential Water Heaters, Direct Heating Equipment, and Pooler Heaters. November 2009. Appendix C, Table 8-C.4.1, Page 8-C-7. | 364.01 | 364.01 | Savings methodology based on Residential Water Heaters, Direct Heating Equipment, and Pool Heaters; Final Rule, EERE-2006-STD-0129-0005-1 | Savings methodology based on Residential Water Heaters, Direct Heating Equipment, and Pool Heaters; Final Rule, EERE-2006-STD-0129-0005-1 | 0 | 0 | NA | NA | 0 | 0 | 0 | 0 | 0 | 0 | 0 | Existing conditions, assuming no cost | Existing conditions, assuming no cost | Assuming no incremental O&M cost | 0 | 0 | No applicable non-energy benefits | No applicable non-energy benefits | 100% | Equipment 100% technically feasible within end use | System | System
King CountySingle Family - Highly ImpactedPool Heat3Existing | King CountySingle Family - Highly ImpactedPool HeatExisting | King County | Single Family - Highly Impacted | Pool Heat | 3 | Market Standard Pool Heater | Existing | Pool Heater - Market Standard | Market Standard Pool Heater | Market Standard Pool Heater | per Home | 8 | Technical Support Document - Residential Water Heaters, Direct Heating Equipment, and Pooler Heaters. November 2009. Appendix C, Table 8-C.4.1, Page 8-C-7. | 364.01 | 364.01 | Savings methodology based on Residential Water Heaters, Direct Heating Equipment, and Pool Heaters; Final Rule, EERE-2006-STD-0129-0005-1 | Savings methodology based on Residential Water Heaters, Direct Heating Equipment, and Pool Heaters; Final Rule, EERE-2006-STD-0129-0005-1 | 0 | 0 | NA | NA | 0 | 0 | 0 | 0 | 0 | 0 | 0 | Existing conditions, assuming no cost | Existing conditions, assuming no cost | Assuming no incremental O&M cost | 0 | 0 | No applicable non-energy benefits | No applicable non-energy benefits | 100% | Equipment 100% technically feasible within end use | System | System
King CountySingle Family - Highly ImpactedPool Heat3New | King CountySingle Family - Highly ImpactedPool HeatNew | King County | Single Family - Highly Impacted | Pool Heat | 3 | Market Standard Pool Heater | New | Pool Heater - Market Standard | Market Standard Pool Heater | Market Standard Pool Heater | per Home | 8 | Technical Support Document - Residential Water Heaters, Direct Heating Equipment, and Pooler Heaters. November 2009. Appendix C, Table 8-C.4.1, Page 8-C-7. | 364.01 | 364.01 | Savings methodology based on Residential Water Heaters, Direct Heating Equipment, and Pool Heaters; Final Rule, EERE-2006-STD-0129-0005-1 | Savings methodology based on Residential Water Heaters, Direct Heating Equipment, and Pool Heaters; Final Rule, EERE-2006-STD-0129-0005-1 | 0 | 0 | NA | NA | 0 | 0 | 0 | 0 | 0 | 0 | 0 | Existing conditions, assuming no cost | Existing conditions, assuming no cost | Assuming no incremental O&M cost | 0 | 0 | No applicable non-energy benefits | No applicable non-energy benefits | 100% | Equipment 100% technically feasible within end use | System | System
King CountyMultifamilyPool Heat3Existing | King CountyMultifamilyPool HeatExisting | King County | Multifamily | Pool Heat | 3 | Market Standard Pool Heater | Existing | Pool Heater - Market Standard | Market Standard Pool Heater | Market Standard Pool Heater | per Home | 8 | Technical Support Document - Residential Water Heaters, Direct Heating Equipment, and Pooler Heaters. November 2009. Appendix C, Table 8-C.4.1, Page 8-C-7. | 364.01 | 364.01 | Savings methodology based on Residential Water Heaters, Direct Heating Equipment, and Pool Heaters; Final Rule, EERE-2006-STD-0129-0005-1 | Savings methodology based on Residential Water Heaters, Direct Heating Equipment, and Pool Heaters; Final Rule, EERE-2006-STD-0129-0005-1 | 0 | 0 | NA | NA | 0 | 0 | 0 | 0 | 0 | 0 | 0 | Existing conditions, assuming no cost | Existing conditions, assuming no cost | Assuming no incremental O&M cost | 0 | 0 | No applicable non-energy benefits | No applicable non-energy benefits | 100% | Equipment 100% technically feasible within end use | System | System
King CountyMultifamilyPool Heat3New | King CountyMultifamilyPool HeatNew | King County | Multifamily | Pool Heat | 3 | Market Standard Pool Heater | New | Pool Heater - Market Standard | Market Standard Pool Heater | Market Standard Pool Heater | per Home | 8 | Technical Support Document - Residential Water Heaters, Direct Heating Equipment, and Pooler Heaters. November 2009. Appendix C, Table 8-C.4.1, Page 8-C-7. | 364.01 | 364.01 | Savings methodology based on Residential Water Heaters, Direct Heating Equipment, and Pool Heaters; Final Rule, EERE-2006-STD-0129-0005-1 | Savings methodology based on Residential Water Heaters, Direct Heating Equipment, and Pool Heaters; Final Rule, EERE-2006-STD-0129-0005-1 | 0 | 0 | NA | NA | 0 | 0 | 0 | 0 | 0 | 0 | 0 | Existing conditions, assuming no cost | Existing conditions, assuming no cost | Assuming no incremental O&M cost | 0 | 0 | No applicable non-energy benefits | No applicable non-energy benefits | 100% | Equipment 100% technically feasible within end use | System | System
King CountyMultifamily - Highly ImpactedPool Heat3Existing | King CountyMultifamily - Highly ImpactedPool HeatExisting | King County | Multifamily - Highly Impacted | Pool Heat | 3 | Market Standard Pool Heater | Existing | Pool Heater - Market Standard | Market Standard Pool Heater | Market Standard Pool Heater | per Home | 8 | Technical Support Document - Residential Water Heaters, Direct Heating Equipment, and Pooler Heaters. November 2009. Appendix C, Table 8-C.4.1, Page 8-C-7. | 364.01 | 364.01 | Savings methodology based on Residential Water Heaters, Direct Heating Equipment, and Pool Heaters; Final Rule, EERE-2006-STD-0129-0005-1 | Savings methodology based on Residential Water Heaters, Direct Heating Equipment, and Pool Heaters; Final Rule, EERE-2006-STD-0129-0005-1 | 0 | 0 | NA | NA | 0 | 0 | 0 | 0 | 0 | 0 | 0 | Existing conditions, assuming no cost | Existing conditions, assuming no cost | Assuming no incremental O&M cost | 0 | 0 | No applicable non-energy benefits | No applicable non-energy benefits | 100% | Equipment 100% technically feasible within end use | System | System
King CountyMultifamily - Highly ImpactedPool Heat3New | King CountyMultifamily - Highly ImpactedPool HeatNew | King County | Multifamily - Highly Impacted | Pool Heat | 3 | Market Standard Pool Heater | New | Pool Heater - Market Standard | Market Standard Pool Heater | Market Standard Pool Heater | per Home | 8 | Technical Support Document - Residential Water Heaters, Direct Heating Equipment, and Pooler Heaters. November 2009. Appendix C, Table 8-C.4.1, Page 8-C-7. | 364.01 | 364.01 | Savings methodology based on Residential Water Heaters, Direct Heating Equipment, and Pool Heaters; Final Rule, EERE-2006-STD-0129-0005-1 | Savings methodology based on Residential Water Heaters, Direct Heating Equipment, and Pool Heaters; Final Rule, EERE-2006-STD-0129-0005-1 | 0 | 0 | NA | NA | 0 | 0 | 0 | 0 | 0 | 0 | 0 | Existing conditions, assuming no cost | Existing conditions, assuming no cost | Assuming no incremental O&M cost | 0 | 0 | No applicable non-energy benefits | No applicable non-energy benefits | 100% | Equipment 100% technically feasible within end use | System | System
King CountyManufacturedPool Heat3Existing | King CountyManufacturedPool HeatExisting | King County | Manufactured | Pool Heat | 3 | Market Standard Pool Heater | Existing | Pool Heater - Market Standard | Market Standard Pool Heater | Market Standard Pool Heater | per Home | 8 | Technical Support Document - Residential Water Heaters, Direct Heating Equipment, and Pooler Heaters. November 2009. Appendix C, Table 8-C.4.1, Page 8-C-7. | 364.01 | 364.01 | Savings methodology based on Residential Water Heaters, Direct Heating Equipment, and Pool Heaters; Final Rule, EERE-2006-STD-0129-0005-1 | Savings methodology based on Residential Water Heaters, Direct Heating Equipment, and Pool Heaters; Final Rule, EERE-2006-STD-0129-0005-1 | 0 | 0 | NA | NA | 0 | 0 | 0 | 0 | 0 | 0 | 0 | Existing conditions, assuming no cost | Existing conditions, assuming no cost | Assuming no incremental O&M cost | 0 | 0 | No applicable non-energy benefits | No applicable non-energy benefits | 100% | Equipment 100% technically feasible within end use | System | System
King CountyManufacturedPool Heat3New | King CountyManufacturedPool HeatNew | King County | Manufactured | Pool Heat | 3 | Market Standard Pool Heater | New | Pool Heater - Market Standard | Market Standard Pool Heater | Market Standard Pool Heater | per Home | 8 | Technical Support Document - Residential Water Heaters, Direct Heating Equipment, and Pooler Heaters. November 2009. Appendix C, Table 8-C.4.1, Page 8-C-7. | 364.01 | 364.01 | Savings methodology based on Residential Water Heaters, Direct Heating Equipment, and Pool Heaters; Final Rule, EERE-2006-STD-0129-0005-1 | Savings methodology based on Residential Water Heaters, Direct Heating Equipment, and Pool Heaters; Final Rule, EERE-2006-STD-0129-0005-1 | 0 | 0 | NA | NA | 0 | 0 | 0 | 0 | 0 | 0 | 0 | Existing conditions, assuming no cost | Existing conditions, assuming no cost | Assuming no incremental O&M cost | 0 | 0 | No applicable non-energy benefits | No applicable non-energy benefits | 100% | Equipment 100% technically feasible within end use | System | System
King CountyManufactured - Highly ImpactedPool Heat3Existing | King CountyManufactured - Highly ImpactedPool HeatExisting | King County | Manufactured - Highly Impacted | Pool Heat | 3 | Market Standard Pool Heater | Existing | Pool Heater - Market Standard | Market Standard Pool Heater | Market Standard Pool Heater | per Home | 8 | Technical Support Document - Residential Water Heaters, Direct Heating Equipment, and Pooler Heaters. November 2009. Appendix C, Table 8-C.4.1, Page 8-C-7. | 364.01 | 364.01 | Savings methodology based on Residential Water Heaters, Direct Heating Equipment, and Pool Heaters; Final Rule, EERE-2006-STD-0129-0005-1 | Savings methodology based on Residential Water Heaters, Direct Heating Equipment, and Pool Heaters; Final Rule, EERE-2006-STD-0129-0005-1 | 0 | 0 | NA | NA | 0 | 0 | 0 | 0 | 0 | 0 | 0 | Existing conditions, assuming no cost | Existing conditions, assuming no cost | Assuming no incremental O&M cost | 0 | 0 | No applicable non-energy benefits | No applicable non-energy benefits | 100% | Equipment 100% technically feasible within end use | System | System
King CountyManufactured - Highly ImpactedPool Heat3New | King CountyManufactured - Highly ImpactedPool HeatNew | King County | Manufactured - Highly Impacted | Pool Heat | 3 | Market Standard Pool Heater | New | Pool Heater - Market Standard | Market Standard Pool Heater | Market Standard Pool Heater | per Home | 8 | Technical Support Document - Residential Water Heaters, Direct Heating Equipment, and Pooler Heaters. November 2009. Appendix C, Table 8-C.4.1, Page 8-C-7. | 364.01 | 364.01 | Savings methodology based on Residential Water Heaters, Direct Heating Equipment, and Pool Heaters; Final Rule, EERE-2006-STD-0129-0005-1 | Savings methodology based on Residential Water Heaters, Direct Heating Equipment, and Pool Heaters; Final Rule, EERE-2006-STD-0129-0005-1 | 0 | 0 | NA | NA | 0 | 0 | 0 | 0 | 0 | 0 | 0 | Existing conditions, assuming no cost | Existing conditions, assuming no cost | Assuming no incremental O&M cost | 0 | 0 | No applicable non-energy benefits | No applicable non-energy benefits | 100% | Equipment 100% technically feasible within end use | System | System
King CountySingle FamilyPool Heat4Existing | King CountySingle FamilyPool HeatExisting | King County | Single Family | Pool Heat | 4 | Efficient Pool Heater - 88% Efficient | Existing | Pool Heater - Efficient | Efficient Pool Heater - 88% Efficient | Federal Standard 2014 Pool Heater - 82% Efficient | per Home | 8 | Technical Support Document - Residential Water Heaters, Direct Heating Equipment, and Pooler Heaters. November 2009. Appendix C, Table 8-C.4.1, Page 8-C-7. | 364 | 328.5 | Savings methodology based on Residential Water Heaters, Direct Heating Equipment, and Pool Heaters; Final Rule, EERE-2006-STD-0129-0005-1 | Savings methodology based on Technical Support Document - Residential Water Heaters, Direct Heating Equipment, and Pooler Heaters. November 2009. Table 7.4.2, Page 7-41 | 0 | 0 | NA | NA | 1609.0662 | 1640.8911 | 0 | 2793.6653 | 1800.0155 | 0 | 0 | Technical Support Document - Residential Water Heaters, Direct Heating Equipment, and Pooler Heaters. November 2009. Table 8.2.38, Page 8-34. | Technical Support Document - Residential Water Heaters, Direct Heating Equipment, and Pooler Heaters. November 2009. Table 8.2.38, Page 8-34. | Assuming no incremental O&M cost | 0 | 0 | No applicable non-energy benefits | No applicable non-energy benefits | 100% | Equipment 100% technically feasible within end use | System | System
King CountySingle FamilyPool Heat4New | King CountySingle FamilyPool HeatNew | King County | Single Family | Pool Heat | 4 | Efficient Pool Heater - 88% Efficient | New | Pool Heater - Efficient | Efficient Pool Heater - 88% Efficient | Federal Standard 2014 Pool Heater - 82% Efficient | per Home | 8 | Technical Support Document - Residential Water Heaters, Direct Heating Equipment, and Pooler Heaters. November 2009. Appendix C, Table 8-C.4.1, Page 8-C-7. | 364 | 328.5 | Savings methodology based on Residential Water Heaters, Direct Heating Equipment, and Pool Heaters; Final Rule, EERE-2006-STD-0129-0005-1 | Savings methodology based on Technical Support Document - Residential Water Heaters, Direct Heating Equipment, and Pooler Heaters. November 2009. Table 7.4.2, Page 7-41 | 0 | 0 | NA | NA | 1609.0662 | 1640.8911 | 0 | 2793.6653 | 1800.0155 | 0 | 0 | Technical Support Document - Residential Water Heaters, Direct Heating Equipment, and Pooler Heaters. November 2009. Table 8.2.38, Page 8-34. | Technical Support Document - Residential Water Heaters, Direct Heating Equipment, and Pooler Heaters. November 2009. Table 8.2.38, Page 8-34. | Assuming no incremental O&M cost | 0 | 0 | No applicable non-energy benefits | No applicable non-energy benefits | 100% | Equipment 100% technically feasible within end use | System | System
King CountySingle Family - Highly ImpactedPool Heat4Existing | King CountySingle Family - Highly ImpactedPool HeatExisting | King County | Single Family - Highly Impacted | Pool Heat | 4 | Efficient Pool Heater - 88% Efficient | Existing | Pool Heater - Efficient | Efficient Pool Heater - 88% Efficient | Federal Standard 2014 Pool Heater - 82% Efficient | per Home | 8 | Technical Support Document - Residential Water Heaters, Direct Heating Equipment, and Pooler Heaters. November 2009. Appendix C, Table 8-C.4.1, Page 8-C-7. | 364 | 328.5 | Savings methodology based on Residential Water Heaters, Direct Heating Equipment, and Pool Heaters; Final Rule, EERE-2006-STD-0129-0005-1 | Savings methodology based on Technical Support Document - Residential Water Heaters, Direct Heating Equipment, and Pooler Heaters. November 2009. Table 7.4.2, Page 7-41 | 0 | 0 | NA | NA | 1609.0662 | 1640.8911 | 0 | 2793.6653 | 1800.0155 | 0 | 0 | Technical Support Document - Residential Water Heaters, Direct Heating Equipment, and Pooler Heaters. November 2009. Table 8.2.38, Page 8-34. | Technical Support Document - Residential Water Heaters, Direct Heating Equipment, and Pooler Heaters. November 2009. Table 8.2.38, Page 8-34. | Assuming no incremental O&M cost | 0 | 0 | No applicable non-energy benefits | No applicable non-energy benefits | 100% | Equipment 100% technically feasible within end use | System | System
King CountySingle Family - Highly ImpactedPool Heat4New | King CountySingle Family - Highly ImpactedPool HeatNew | King County | Single Family - Highly Impacted | Pool Heat | 4 | Efficient Pool Heater - 88% Efficient | New | Pool Heater - Efficient | Efficient Pool Heater - 88% Efficient | Federal Standard 2014 Pool Heater - 82% Efficient | per Home | 8 | Technical Support Document - Residential Water Heaters, Direct Heating Equipment, and Pooler Heaters. November 2009. Appendix C, Table 8-C.4.1, Page 8-C-7. | 364 | 328.5 | Savings methodology based on Residential Water Heaters, Direct Heating Equipment, and Pool Heaters; Final Rule, EERE-2006-STD-0129-0005-1 | Savings methodology based on Technical Support Document - Residential Water Heaters, Direct Heating Equipment, and Pooler Heaters. November 2009. Table 7.4.2, Page 7-41 | 0 | 0 | NA | NA | 1609.0662 | 1640.8911 | 0 | 2793.6653 | 1800.0155 | 0 | 0 | Technical Support Document - Residential Water Heaters, Direct Heating Equipment, and Pooler Heaters. November 2009. Table 8.2.38, Page 8-34. | Technical Support Document - Residential Water Heaters, Direct Heating Equipment, and Pooler Heaters. November 2009. Table 8.2.38, Page 8-34. | Assuming no incremental O&M cost | 0 | 0 | No applicable non-energy benefits | No applicable non-energy benefits | 100% | Equipment 100% technically feasible within end use | System | System
King CountyMultifamilyPool Heat4Existing | King CountyMultifamilyPool HeatExisting | King County | Multifamily | Pool Heat | 4 | Efficient Pool Heater - 88% Efficient | Existing | Pool Heater - Efficient | Efficient Pool Heater - 88% Efficient | Federal Standard 2014 Pool Heater - 82% Efficient | per Home | 8 | Technical Support Document - Residential Water Heaters, Direct Heating Equipment, and Pooler Heaters. November 2009. Appendix C, Table 8-C.4.1, Page 8-C-7. | 364 | 328.5 | Savings methodology based on Residential Water Heaters, Direct Heating Equipment, and Pool Heaters; Final Rule, EERE-2006-STD-0129-0005-1 | Savings methodology based on Technical Support Document - Residential Water Heaters, Direct Heating Equipment, and Pooler Heaters. November 2009. Table 7.4.2, Page 7-41 | 0 | 0 | NA | NA | 1609.0662 | 1640.8911 | 0 | 2793.6653 | 1800.0155 | 0 | 0 | Technical Support Document - Residential Water Heaters, Direct Heating Equipment, and Pooler Heaters. November 2009. Table 8.2.38, Page 8-34. | Technical Support Document - Residential Water Heaters, Direct Heating Equipment, and Pooler Heaters. November 2009. Table 8.2.38, Page 8-34. | Assuming no incremental O&M cost | 0 | 0 | No applicable non-energy benefits | No applicable non-energy benefits | 100% | Equipment 100% technically feasible within end use | System | System
King CountyMultifamilyPool Heat4New | King CountyMultifamilyPool HeatNew | King County | Multifamily | Pool Heat | 4 | Efficient Pool Heater - 88% Efficient | New | Pool Heater - Efficient | Efficient Pool Heater - 88% Efficient | Federal Standard 2014 Pool Heater - 82% Efficient | per Home | 8 | Technical Support Document - Residential Water Heaters, Direct Heating Equipment, and Pooler Heaters. November 2009. Appendix C, Table 8-C.4.1, Page 8-C-7. | 364 | 328.5 | Savings methodology based on Residential Water Heaters, Direct Heating Equipment, and Pool Heaters; Final Rule, EERE-2006-STD-0129-0005-1 | Savings methodology based on Technical Support Document - Residential Water Heaters, Direct Heating Equipment, and Pooler Heaters. November 2009. Table 7.4.2, Page 7-41 | 0 | 0 | NA | NA | 1609.0662 | 1640.8911 | 0 | 2793.6653 | 1800.0155 | 0 | 0 | Technical Support Document - Residential Water Heaters, Direct Heating Equipment, and Pooler Heaters. November 2009. Table 8.2.38, Page 8-34. | Technical Support Document - Residential Water Heaters, Direct Heating Equipment, and Pooler Heaters. November 2009. Table 8.2.38, Page 8-34. | Assuming no incremental O&M cost | 0 | 0 | No applicable non-energy benefits | No applicable non-energy benefits | 100% | Equipment 100% technically feasible within end use | System | System
King CountyMultifamily - Highly ImpactedPool Heat4Existing | King CountyMultifamily - Highly ImpactedPool HeatExisting | King County | Multifamily - Highly Impacted | Pool Heat | 4 | Efficient Pool Heater - 88% Efficient | Existing | Pool Heater - Efficient | Efficient Pool Heater - 88% Efficient | Federal Standard 2014 Pool Heater - 82% Efficient | per Home | 8 | Technical Support Document - Residential Water Heaters, Direct Heating Equipment, and Pooler Heaters. November 2009. Appendix C, Table 8-C.4.1, Page 8-C-7. | 364 | 328.5 | Savings methodology based on Residential Water Heaters, Direct Heating Equipment, and Pool Heaters; Final Rule, EERE-2006-STD-0129-0005-1 | Savings methodology based on Technical Support Document - Residential Water Heaters, Direct Heating Equipment, and Pooler Heaters. November 2009. Table 7.4.2, Page 7-41 | 0 | 0 | NA | NA | 1609.0662 | 1640.8911 | 0 | 2793.6653 | 1800.0155 | 0 | 0 | Technical Support Document - Residential Water Heaters, Direct Heating Equipment, and Pooler Heaters. November 2009. Table 8.2.38, Page 8-34. | Technical Support Document - Residential Water Heaters, Direct Heating Equipment, and Pooler Heaters. November 2009. Table 8.2.38, Page 8-34. | Assuming no incremental O&M cost | 0 | 0 | No applicable non-energy benefits | No applicable non-energy benefits | 100% | Equipment 100% technically feasible within end use | System | System
King CountyMultifamily - Highly ImpactedPool Heat4New | King CountyMultifamily - Highly ImpactedPool HeatNew | King County | Multifamily - Highly Impacted | Pool Heat | 4 | Efficient Pool Heater - 88% Efficient | New | Pool Heater - Efficient | Efficient Pool Heater - 88% Efficient | Federal Standard 2014 Pool Heater - 82% Efficient | per Home | 8 | Technical Support Document - Residential Water Heaters, Direct Heating Equipment, and Pooler Heaters. November 2009. Appendix C, Table 8-C.4.1, Page 8-C-7. | 364 | 328.5 | Savings methodology based on Residential Water Heaters, Direct Heating Equipment, and Pool Heaters; Final Rule, EERE-2006-STD-0129-0005-1 | Savings methodology based on Technical Support Document - Residential Water Heaters, Direct Heating Equipment, and Pooler Heaters. November 2009. Table 7.4.2, Page 7-41 | 0 | 0 | NA | NA | 1609.0662 | 1640.8911 | 0 | 2793.6653 | 1800.0155 | 0 | 0 | Technical Support Document - Residential Water Heaters, Direct Heating Equipment, and Pooler Heaters. November 2009. Table 8.2.38, Page 8-34. | Technical Support Document - Residential Water Heaters, Direct Heating Equipment, and Pooler Heaters. November 2009. Table 8.2.38, Page 8-34. | Assuming no incremental O&M cost | 0 | 0 | No applicable non-energy benefits | No applicable non-energy benefits | 100% | Equipment 100% technically feasible within end use | System | System
King CountyManufacturedPool Heat4Existing | King CountyManufacturedPool HeatExisting | King County | Manufactured | Pool Heat | 4 | Efficient Pool Heater - 88% Efficient | Existing | Pool Heater - Efficient | Efficient Pool Heater - 88% Efficient | Federal Standard 2014 Pool Heater - 82% Efficient | per Home | 8 | Technical Support Document - Residential Water Heaters, Direct Heating Equipment, and Pooler Heaters. November 2009. Appendix C, Table 8-C.4.1, Page 8-C-7. | 364 | 328.5 | Savings methodology based on Residential Water Heaters, Direct Heating Equipment, and Pool Heaters; Final Rule, EERE-2006-STD-0129-0005-1 | Savings methodology based on Technical Support Document - Residential Water Heaters, Direct Heating Equipment, and Pooler Heaters. November 2009. Table 7.4.2, Page 7-41 | 0 | 0 | NA | NA | 1609.0662 | 1640.8911 | 0 | 2793.6653 | 1800.0155 | 0 | 0 | Technical Support Document - Residential Water Heaters, Direct Heating Equipment, and Pooler Heaters. November 2009. Table 8.2.38, Page 8-34. | Technical Support Document - Residential Water Heaters, Direct Heating Equipment, and Pooler Heaters. November 2009. Table 8.2.38, Page 8-34. | Assuming no incremental O&M cost | 0 | 0 | No applicable non-energy benefits | No applicable non-energy benefits | 100% | Equipment 100% technically feasible within end use | System | System
King CountyManufacturedPool Heat4New | King CountyManufacturedPool HeatNew | King County | Manufactured | Pool Heat | 4 | Efficient Pool Heater - 88% Efficient | New | Pool Heater - Efficient | Efficient Pool Heater - 88% Efficient | Federal Standard 2014 Pool Heater - 82% Efficient | per Home | 8 | Technical Support Document - Residential Water Heaters, Direct Heating Equipment, and Pooler Heaters. November 2009. Appendix C, Table 8-C.4.1, Page 8-C-7. | 364 | 328.5 | Savings methodology based on Residential Water Heaters, Direct Heating Equipment, and Pool Heaters; Final Rule, EERE-2006-STD-0129-0005-1 | Savings methodology based on Technical Support Document - Residential Water Heaters, Direct Heating Equipment, and Pooler Heaters. November 2009. Table 7.4.2, Page 7-41 | 0 | 0 | NA | NA | 1609.0662 | 1640.8911 | 0 | 2793.6653 | 1800.0155 | 0 | 0 | Technical Support Document - Residential Water Heaters, Direct Heating Equipment, and Pooler Heaters. November 2009. Table 8.2.38, Page 8-34. | Technical Support Document - Residential Water Heaters, Direct Heating Equipment, and Pooler Heaters. November 2009. Table 8.2.38, Page 8-34. | Assuming no incremental O&M cost | 0 | 0 | No applicable non-energy benefits | No applicable non-energy benefits | 100% | Equipment 100% technically feasible within end use | System | System
King CountyManufactured - Highly ImpactedPool Heat4Existing | King CountyManufactured - Highly ImpactedPool HeatExisting | King County | Manufactured - Highly Impacted | Pool Heat | 4 | Efficient Pool Heater - 88% Efficient | Existing | Pool Heater - Efficient | Efficient Pool Heater - 88% Efficient | Federal Standard 2014 Pool Heater - 82% Efficient | per Home | 8 | Technical Support Document - Residential Water Heaters, Direct Heating Equipment, and Pooler Heaters. November 2009. Appendix C, Table 8-C.4.1, Page 8-C-7. | 364 | 328.5 | Savings methodology based on Residential Water Heaters, Direct Heating Equipment, and Pool Heaters; Final Rule, EERE-2006-STD-0129-0005-1 | Savings methodology based on Technical Support Document - Residential Water Heaters, Direct Heating Equipment, and Pooler Heaters. November 2009. Table 7.4.2, Page 7-41 | 0 | 0 | NA | NA | 1609.0662 | 1640.8911 | 0 | 2793.6653 | 1800.0155 | 0 | 0 | Technical Support Document - Residential Water Heaters, Direct Heating Equipment, and Pooler Heaters. November 2009. Table 8.2.38, Page 8-34. | Technical Support Document - Residential Water Heaters, Direct Heating Equipment, and Pooler Heaters. November 2009. Table 8.2.38, Page 8-34. | Assuming no incremental O&M cost | 0 | 0 | No applicable non-energy benefits | No applicable non-energy benefits | 100% | Equipment 100% technically feasible within end use | System | System
King CountyManufactured - Highly ImpactedPool Heat4New | King CountyManufactured - Highly ImpactedPool HeatNew | King County | Manufactured - Highly Impacted | Pool Heat | 4 | Efficient Pool Heater - 88% Efficient | New | Pool Heater - Efficient | Efficient Pool Heater - 88% Efficient | Federal Standard 2014 Pool Heater - 82% Efficient | per Home | 8 | Technical Support Document - Residential Water Heaters, Direct Heating Equipment, and Pooler Heaters. November 2009. Appendix C, Table 8-C.4.1, Page 8-C-7. | 364 | 328.5 | Savings methodology based on Residential Water Heaters, Direct Heating Equipment, and Pool Heaters; Final Rule, EERE-2006-STD-0129-0005-1 | Savings methodology based on Technical Support Document - Residential Water Heaters, Direct Heating Equipment, and Pooler Heaters. November 2009. Table 7.4.2, Page 7-41 | 0 | 0 | NA | NA | 1609.0662 | 1640.8911 | 0 | 2793.6653 | 1800.0155 | 0 | 0 | Technical Support Document - Residential Water Heaters, Direct Heating Equipment, and Pooler Heaters. November 2009. Table 8.2.38, Page 8-34. | Technical Support Document - Residential Water Heaters, Direct Heating Equipment, and Pooler Heaters. November 2009. Table 8.2.38, Page 8-34. | Assuming no incremental O&M cost | 0 | 0 | No applicable non-energy benefits | No applicable non-energy benefits | 100% | Equipment 100% technically feasible within end use | System | System
King CountySingle FamilyWater Heat LE 55 Gal1Existing | King CountySingle FamilyWater Heat LE 55 GalExisting | King County | Single Family | Water Heat LE 55 Gal | 1 | Below Standard Water Heater ≤ 55 GAL - EF 0.59 | Existing | Water Heater - Below Standard | Below Standard Water Heater ≤ 55 GAL - EF 0.59 | Below Standard Water Heater ≤ 55 GAL - EF 0.59 | per Home | 7 | Assuming half the measure life for below standard equipment. Based on PSE Business Case: APPROVED_Measure Case_Water Heater Res_2022 | 192.7029 | 192.7029 | Using measure description efficiency metrics to adjust loads from RTF/2021P workbooks to consumptions. | Using measure description efficiency metrics to adjust loads from RTF/2021P workbooks to consumptions. | 0 | 0 | NA | NA | 0 | 0 | 0 | 0 | 0 | 0 | 0 | Baseline is equal to efficient case. | Baseline is equal to efficient case. | Baseline is equal to efficient case. | 0 | 0 | No applicable non-energy benefits | No applicable non-energy benefits | 100% | Equipment 100% technically feasible within end use | System | System
King CountySingle FamilyWater Heat LE 55 Gal1New | King CountySingle FamilyWater Heat LE 55 GalNew | King County | Single Family | Water Heat LE 55 Gal | 1 | Below Standard Water Heater ≤ 55 GAL - EF 0.59 | New | Water Heater - Below Standard | Below Standard Water Heater ≤ 55 GAL - EF 0.59 | Below Standard Water Heater ≤ 55 GAL - EF 0.59 | per Home | 7 | Assuming half the measure life for below standard equipment. Based on PSE Business Case: APPROVED_Measure Case_Water Heater Res_2022 | 192.7029 | 192.7029 | Using measure description efficiency metrics to adjust loads from RTF/2021P workbooks to consumptions. | Using measure description efficiency metrics to adjust loads from RTF/2021P workbooks to consumptions. | 0 | 0 | NA | NA | 0 | 0 | 0 | 0 | 0 | 0 | 0 | Baseline is equal to efficient case. | Baseline is equal to efficient case. | Baseline is equal to efficient case. | 0 | 0 | No applicable non-energy benefits | No applicable non-energy benefits | 100% | Equipment 100% technically feasible within end use | System | System
King CountySingle Family - Highly ImpactedWater Heat LE 55 Gal1Existing | King CountySingle Family - Highly ImpactedWater Heat LE 55 GalExisting | King County | Single Family - Highly Impacted | Water Heat LE 55 Gal | 1 | Below Standard Water Heater ≤ 55 GAL - EF 0.59 | Existing | Water Heater - Below Standard | Below Standard Water Heater ≤ 55 GAL - EF 0.59 | Below Standard Water Heater ≤ 55 GAL - EF 0.59 | per Home | 7 | Assuming half the measure life for below standard equipment. Based on PSE Business Case: APPROVED_Measure Case_Water Heater Res_2022 | 168.3537 | 168.3537 | Using measure description efficiency metrics to adjust loads from RTF/2021P workbooks to consumptions. | Using measure description efficiency metrics to adjust loads from RTF/2021P workbooks to consumptions. | 0 | 0 | NA | NA | 0 | 0 | 0 | 0 | 0 | 0 | 0 | Baseline is equal to efficient case. | Baseline is equal to efficient case. | Baseline is equal to efficient case. | 0 | 0 | No applicable non-energy benefits | No applicable non-energy benefits | 100% | Equipment 100% technically feasible within end use | System | System
King CountySingle Family - Highly ImpactedWater Heat LE 55 Gal1New | King CountySingle Family - Highly ImpactedWater Heat LE 55 GalNew | King County | Single Family - Highly Impacted | Water Heat LE 55 Gal | 1 | Below Standard Water Heater ≤ 55 GAL - EF 0.59 | New | Water Heater - Below Standard | Below Standard Water Heater ≤ 55 GAL - EF 0.59 | Below Standard Water Heater ≤ 55 GAL - EF 0.59 | per Home | 7 | Assuming half the measure life for below standard equipment. Based on PSE Business Case: APPROVED_Measure Case_Water Heater Res_2022 | 168.3537 | 168.3537 | Using measure description efficiency metrics to adjust loads from RTF/2021P workbooks to consumptions. | Using measure description efficiency metrics to adjust loads from RTF/2021P workbooks to consumptions. | 0 | 0 | NA | NA | 0 | 0 | 0 | 0 | 0 | 0 | 0 | Baseline is equal to efficient case. | Baseline is equal to efficient case. | Baseline is equal to efficient case. | 0 | 0 | No applicable non-energy benefits | No applicable non-energy benefits | 100% | Equipment 100% technically feasible within end use | System | System
King CountyMultifamilyWater Heat LE 55 Gal1Existing | King CountyMultifamilyWater Heat LE 55 GalExisting | King County | Multifamily | Water Heat LE 55 Gal | 1 | Below Standard Water Heater ≤ 55 GAL - EF 0.59 | Existing | Water Heater - Below Standard | Below Standard Water Heater ≤ 55 GAL - EF 0.59 | Below Standard Water Heater ≤ 55 GAL - EF 0.59 | per Home | 7 | Assuming half the measure life for below standard equipment. Based on PSE Business Case: APPROVED_Measure Case_Water Heater Res_2022 | 136.8615 | 136.8615 | Using measure description efficiency metrics to adjust loads from RTF/2021P workbooks to consumptions. | Using measure description efficiency metrics to adjust loads from RTF/2021P workbooks to consumptions. | 0 | 0 | NA | NA | 0 | 0 | 0 | 0 | 0 | 0 | 0 | Baseline is equal to efficient case. | Baseline is equal to efficient case. | Baseline is equal to efficient case. | 0 | 0 | No applicable non-energy benefits | No applicable non-energy benefits | 100% | Equipment 100% technically feasible within end use | System | System
King CountyMultifamilyWater Heat LE 55 Gal1New | King CountyMultifamilyWater Heat LE 55 GalNew | King County | Multifamily | Water Heat LE 55 Gal | 1 | Below Standard Water Heater ≤ 55 GAL - EF 0.59 | New | Water Heater - Below Standard | Below Standard Water Heater ≤ 55 GAL - EF 0.59 | Below Standard Water Heater ≤ 55 GAL - EF 0.59 | per Home | 7 | Assuming half the measure life for below standard equipment. Based on PSE Business Case: APPROVED_Measure Case_Water Heater Res_2022 | 136.8615 | 136.8615 | Using measure description efficiency metrics to adjust loads from RTF/2021P workbooks to consumptions. | Using measure description efficiency metrics to adjust loads from RTF/2021P workbooks to consumptions. | 0 | 0 | NA | NA | 0 | 0 | 0 | 0 | 0 | 0 | 0 | Baseline is equal to efficient case. | Baseline is equal to efficient case. | Baseline is equal to efficient case. | 0 | 0 | No applicable non-energy benefits | No applicable non-energy benefits | 100% | Equipment 100% technically feasible within end use | System | System
King CountyMultifamily - Highly ImpactedWater Heat LE 55 Gal1Existing | King CountyMultifamily - Highly ImpactedWater Heat LE 55 GalExisting | King County | Multifamily - Highly Impacted | Water Heat LE 55 Gal | 1 | Below Standard Water Heater ≤ 55 GAL - EF 0.59 | Existing | Water Heater - Below Standard | Below Standard Water Heater ≤ 55 GAL - EF 0.59 | Below Standard Water Heater ≤ 55 GAL - EF 0.59 | per Home | 7 | Assuming half the measure life for below standard equipment. Based on PSE Business Case: APPROVED_Measure Case_Water Heater Res_2022 | 154.0732 | 154.0732 | Using measure description efficiency metrics to adjust loads from RTF/2021P workbooks to consumptions. | Using measure description efficiency metrics to adjust loads from RTF/2021P workbooks to consumptions. | 0 | 0 | NA | NA | 0 | 0 | 0 | 0 | 0 | 0 | 0 | Baseline is equal to efficient case. | Baseline is equal to efficient case. | Baseline is equal to efficient case. | 0 | 0 | No applicable non-energy benefits | No applicable non-energy benefits | 100% | Equipment 100% technically feasible within end use | System | System
King CountyMultifamily - Highly ImpactedWater Heat LE 55 Gal1New | King CountyMultifamily - Highly ImpactedWater Heat LE 55 GalNew | King County | Multifamily - Highly Impacted | Water Heat LE 55 Gal | 1 | Below Standard Water Heater ≤ 55 GAL - EF 0.59 | New | Water Heater - Below Standard | Below Standard Water Heater ≤ 55 GAL - EF 0.59 | Below Standard Water Heater ≤ 55 GAL - EF 0.59 | per Home | 7 | Assuming half the measure life for below standard equipment. Based on PSE Business Case: APPROVED_Measure Case_Water Heater Res_2022 | 154.0732 | 154.0732 | Using measure description efficiency metrics to adjust loads from RTF/2021P workbooks to consumptions. | Using measure description efficiency metrics to adjust loads from RTF/2021P workbooks to consumptions. | 0 | 0 | NA | NA | 0 | 0 | 0 | 0 | 0 | 0 | 0 | Baseline is equal to efficient case. | Baseline is equal to efficient case. | Baseline is equal to efficient case. | 0 | 0 | No applicable non-energy benefits | No applicable non-energy benefits | 100% | Equipment 100% technically feasible within end use | System | System
King CountyManufacturedWater Heat LE 55 Gal1Existing | King CountyManufacturedWater Heat LE 55 GalExisting | King County | Manufactured | Water Heat LE 55 Gal | 1 | Below Standard Water Heater ≤ 55 GAL - EF 0.59 | Existing | Water Heater - Below Standard | Below Standard Water Heater ≤ 55 GAL - EF 0.59 | Below Standard Water Heater ≤ 55 GAL - EF 0.59 | per Home | 7 | Assuming half the measure life for below standard equipment. Based on PSE Business Case: APPROVED_Measure Case_Water Heater Res_2022 | 170.8193 | 170.8193 | Using measure description efficiency metrics to adjust loads from RTF/2021P workbooks to consumptions. | Using measure description efficiency metrics to adjust loads from RTF/2021P workbooks to consumptions. | 0 | 0 | NA | NA | 0 | 0 | 0 | 0 | 0 | 0 | 0 | Baseline is equal to efficient case. | Baseline is equal to efficient case. | Baseline is equal to efficient case. | 0 | 0 | No applicable non-energy benefits | No applicable non-energy benefits | 100% | Equipment 100% technically feasible within end use | System | System
King CountyManufacturedWater Heat LE 55 Gal1New | King CountyManufacturedWater Heat LE 55 GalNew | King County | Manufactured | Water Heat LE 55 Gal | 1 | Below Standard Water Heater ≤ 55 GAL - EF 0.59 | New | Water Heater - Below Standard | Below Standard Water Heater ≤ 55 GAL - EF 0.59 | Below Standard Water Heater ≤ 55 GAL - EF 0.59 | per Home | 7 | Assuming half the measure life for below standard equipment. Based on PSE Business Case: APPROVED_Measure Case_Water Heater Res_2022 | 170.8193 | 170.8193 | Using measure description efficiency metrics to adjust loads from RTF/2021P workbooks to consumptions. | Using measure description efficiency metrics to adjust loads from RTF/2021P workbooks to consumptions. | 0 | 0 | NA | NA | 0 | 0 | 0 | 0 | 0 | 0 | 0 | Baseline is equal to efficient case. | Baseline is equal to efficient case. | Baseline is equal to efficient case. | 0 | 0 | No applicable non-energy benefits | No applicable non-energy benefits | 100% | Equipment 100% technically feasible within end use | System | System
King CountyManufactured - Highly ImpactedWater Heat LE 55 Gal1Existing | King CountyManufactured - Highly ImpactedWater Heat LE 55 GalExisting | King County | Manufactured - Highly Impacted | Water Heat LE 55 Gal | 1 | Below Standard Water Heater ≤ 55 GAL - EF 0.59 | Existing | Water Heater - Below Standard | Below Standard Water Heater ≤ 55 GAL - EF 0.59 | Below Standard Water Heater ≤ 55 GAL - EF 0.59 | per Home | 7 | Assuming half the measure life for below standard equipment. Based on PSE Business Case: APPROVED_Measure Case_Water Heater Res_2022 | 145.6448 | 145.6448 | Using measure description efficiency metrics to adjust loads from RTF/2021P workbooks to consumptions. | Using measure description efficiency metrics to adjust loads from RTF/2021P workbooks to consumptions. | 0 | 0 | NA | NA | 0 | 0 | 0 | 0 | 0 | 0 | 0 | Baseline is equal to efficient case. | Baseline is equal to efficient case. | Baseline is equal to efficient case. | 0 | 0 | No applicable non-energy benefits | No applicable non-energy benefits | 100% | Equipment 100% technically feasible within end use | System | System
King CountyManufactured - Highly ImpactedWater Heat LE 55 Gal1New | King CountyManufactured - Highly ImpactedWater Heat LE 55 GalNew | King County | Manufactured - Highly Impacted | Water Heat LE 55 Gal | 1 | Below Standard Water Heater ≤ 55 GAL - EF 0.59 | New | Water Heater - Below Standard | Below Standard Water Heater ≤ 55 GAL - EF 0.59 | Below Standard Water Heater ≤ 55 GAL - EF 0.59 | per Home | 7 | Assuming half the measure life for below standard equipment. Based on PSE Business Case: APPROVED_Measure Case_Water Heater Res_2022 | 145.6448 | 145.6448 | Using measure description efficiency metrics to adjust loads from RTF/2021P workbooks to consumptions. | Using measure description efficiency metrics to adjust loads from RTF/2021P workbooks to consumptions. | 0 | 0 | NA | NA | 0 | 0 | 0 | 0 | 0 | 0 | 0 | Baseline is equal to efficient case. | Baseline is equal to efficient case. | Baseline is equal to efficient case. | 0 | 0 | No applicable non-energy benefits | No applicable non-energy benefits | 100% | Equipment 100% technically feasible within end use | System | System
King CountySingle FamilyWater Heat LE 55 Gal2Existing | King CountySingle FamilyWater Heat LE 55 GalExisting | King County | Single Family | Water Heat LE 55 Gal | 2 | Federal Standard 2015 Storage Water Heater ≤ 55 GAL - EF 0.62 | Existing | Water Heater - Federal Standard 2015 Storage | Federal Standard 2015 Storage Water Heater ≤ 55 GAL - EF 0.62 | Federal Standard 2015 Storage Water Heater ≤ 55 GAL - EF 0.62 | per Home | 13 | Based on PSE Business Case: APPROVED_Measure Case_Water Heater Res_2022 | 183.3785 | 183.3785 | Using measure description efficiency metrics to adjust loads from RTF/2021P workbooks to consumptions. | Using measure description efficiency metrics to adjust loads from RTF/2021P workbooks to consumptions. | 0 | 0 | NA | NA | 0 | 0 | 0 | 595.7619 | 757.4323 | 0 | 0 | Technical Support Document - Residential Water Heaters, Direct Heating Equipment, and Pooler Heaters. November 2009; calculated by linear interpolation | Technical Support Document - Residential Water Heaters, Direct Heating Equipment, and Pooler Heaters. November 2009; calculated by linear interpolation | Assuming no incremental O&M cost | 0 | 0 | No applicable non-energy benefits | No applicable non-energy benefits | 100% | Equipment 100% technically feasible within end use | System | System
King CountySingle FamilyWater Heat LE 55 Gal2New | King CountySingle FamilyWater Heat LE 55 GalNew | King County | Single Family | Water Heat LE 55 Gal | 2 | Federal Standard 2015 Storage Water Heater ≤ 55 GAL - EF 0.62 | New | Water Heater - Federal Standard 2015 Storage | Federal Standard 2015 Storage Water Heater ≤ 55 GAL - EF 0.62 | Federal Standard 2015 Storage Water Heater ≤ 55 GAL - EF 0.62 | per Home | 13 | Based on PSE Business Case: APPROVED_Measure Case_Water Heater Res_2022 | 183.3785 | 183.3785 | Using measure description efficiency metrics to adjust loads from RTF/2021P workbooks to consumptions. | Using measure description efficiency metrics to adjust loads from RTF/2021P workbooks to consumptions. | 0 | 0 | NA | NA | 0 | 0 | 0 | 595.7619 | 757.4323 | 0 | 0 | Technical Support Document - Residential Water Heaters, Direct Heating Equipment, and Pooler Heaters. November 2009; calculated by linear interpolation | Technical Support Document - Residential Water Heaters, Direct Heating Equipment, and Pooler Heaters. November 2009; calculated by linear interpolation | Assuming no incremental O&M cost | 0 | 0 | No applicable non-energy benefits | No applicable non-energy benefits | 100% | Equipment 100% technically feasible within end use | System | System
King CountySingle Family - Highly ImpactedWater Heat LE 55 Gal2Existing | King CountySingle Family - Highly ImpactedWater Heat LE 55 GalExisting | King County | Single Family - Highly Impacted | Water Heat LE 55 Gal | 2 | Federal Standard 2015 Storage Water Heater ≤ 55 GAL - EF 0.62 | Existing | Water Heater - Federal Standard 2015 Storage | Federal Standard 2015 Storage Water Heater ≤ 55 GAL - EF 0.62 | Federal Standard 2015 Storage Water Heater ≤ 55 GAL - EF 0.62 | per Home | 13 | Based on PSE Business Case: APPROVED_Measure Case_Water Heater Res_2022 | 160.2076 | 160.2076 | Using measure description efficiency metrics to adjust loads from RTF/2021P workbooks to consumptions. | Using measure description efficiency metrics to adjust loads from RTF/2021P workbooks to consumptions. | 0 | 0 | NA | NA | 0 | 0 | 0 | 595.7619 | 757.4323 | 0 | 0 | Technical Support Document - Residential Water Heaters, Direct Heating Equipment, and Pooler Heaters. November 2009; calculated by linear interpolation | Technical Support Document - Residential Water Heaters, Direct Heating Equipment, and Pooler Heaters. November 2009; calculated by linear interpolation | Assuming no incremental O&M cost | 0 | 0 | No applicable non-energy benefits | No applicable non-energy benefits | 100% | Equipment 100% technically feasible within end use | System | System
King CountySingle Family - Highly ImpactedWater Heat LE 55 Gal2New | King CountySingle Family - Highly ImpactedWater Heat LE 55 GalNew | King County | Single Family - Highly Impacted | Water Heat LE 55 Gal | 2 | Federal Standard 2015 Storage Water Heater ≤ 55 GAL - EF 0.62 | New | Water Heater - Federal Standard 2015 Storage | Federal Standard 2015 Storage Water Heater ≤ 55 GAL - EF 0.62 | Federal Standard 2015 Storage Water Heater ≤ 55 GAL - EF 0.62 | per Home | 13 | Based on PSE Business Case: APPROVED_Measure Case_Water Heater Res_2022 | 160.2076 | 160.2076 | Using measure description efficiency metrics to adjust loads from RTF/2021P workbooks to consumptions. | Using measure description efficiency metrics to adjust loads from RTF/2021P workbooks to consumptions. | 0 | 0 | NA | NA | 0 | 0 | 0 | 595.7619 | 757.4323 | 0 | 0 | Technical Support Document - Residential Water Heaters, Direct Heating Equipment, and Pooler Heaters. November 2009; calculated by linear interpolation | Technical Support Document - Residential Water Heaters, Direct Heating Equipment, and Pooler Heaters. November 2009; calculated by linear interpolation | Assuming no incremental O&M cost | 0 | 0 | No applicable non-energy benefits | No applicable non-energy benefits | 100% | Equipment 100% technically feasible within end use | System | System
King CountyMultifamilyWater Heat LE 55 Gal2Existing | King CountyMultifamilyWater Heat LE 55 GalExisting | King County | Multifamily | Water Heat LE 55 Gal | 2 | Federal Standard 2015 Storage Water Heater ≤ 55 GAL - EF 0.62 | Existing | Water Heater - Federal Standard 2015 Storage | Federal Standard 2015 Storage Water Heater ≤ 55 GAL - EF 0.62 | Federal Standard 2015 Storage Water Heater ≤ 55 GAL - EF 0.62 | per Home | 13 | Based on PSE Business Case: APPROVED_Measure Case_Water Heater Res_2022 | 130.2392 | 130.2392 | Using measure description efficiency metrics to adjust loads from RTF/2021P workbooks to consumptions. | Using measure description efficiency metrics to adjust loads from RTF/2021P workbooks to consumptions. | 0 | 0 | NA | NA | 0 | 0 | 0 | 595.7619 | 757.4323 | 0 | 0 | Technical Support Document - Residential Water Heaters, Direct Heating Equipment, and Pooler Heaters. November 2009; calculated by linear interpolation | Technical Support Document - Residential Water Heaters, Direct Heating Equipment, and Pooler Heaters. November 2009; calculated by linear interpolation | Assuming no incremental O&M cost | 0 | 0 | No applicable non-energy benefits | No applicable non-energy benefits | 100% | Equipment 100% technically feasible within end use | System | System
King CountyMultifamilyWater Heat LE 55 Gal2New | King CountyMultifamilyWater Heat LE 55 GalNew | King County | Multifamily | Water Heat LE 55 Gal | 2 | Federal Standard 2015 Storage Water Heater ≤ 55 GAL - EF 0.62 | New | Water Heater - Federal Standard 2015 Storage | Federal Standard 2015 Storage Water Heater ≤ 55 GAL - EF 0.62 | Federal Standard 2015 Storage Water Heater ≤ 55 GAL - EF 0.62 | per Home | 13 | Based on PSE Business Case: APPROVED_Measure Case_Water Heater Res_2022 | 130.2392 | 130.2392 | Using measure description efficiency metrics to adjust loads from RTF/2021P workbooks to consumptions. | Using measure description efficiency metrics to adjust loads from RTF/2021P workbooks to consumptions. | 0 | 0 | NA | NA | 0 | 0 | 0 | 595.7619 | 757.4323 | 0 | 0 | Technical Support Document - Residential Water Heaters, Direct Heating Equipment, and Pooler Heaters. November 2009; calculated by linear interpolation | Technical Support Document - Residential Water Heaters, Direct Heating Equipment, and Pooler Heaters. November 2009; calculated by linear interpolation | Assuming no incremental O&M cost | 0 | 0 | No applicable non-energy benefits | No applicable non-energy benefits | 100% | Equipment 100% technically feasible within end use | System | System
King CountyMultifamily - Highly ImpactedWater Heat LE 55 Gal2Existing | King CountyMultifamily - Highly ImpactedWater Heat LE 55 GalExisting | King County | Multifamily - Highly Impacted | Water Heat LE 55 Gal | 2 | Federal Standard 2015 Storage Water Heater ≤ 55 GAL - EF 0.62 | Existing | Water Heater - Federal Standard 2015 Storage | Federal Standard 2015 Storage Water Heater ≤ 55 GAL - EF 0.62 | Federal Standard 2015 Storage Water Heater ≤ 55 GAL - EF 0.62 | per Home | 13 | Based on PSE Business Case: APPROVED_Measure Case_Water Heater Res_2022 | 146.618 | 146.618 | Using measure description efficiency metrics to adjust loads from RTF/2021P workbooks to consumptions. | Using measure description efficiency metrics to adjust loads from RTF/2021P workbooks to consumptions. | 0 | 0 | NA | NA | 0 | 0 | 0 | 595.7619 | 757.4323 | 0 | 0 | Technical Support Document - Residential Water Heaters, Direct Heating Equipment, and Pooler Heaters. November 2009; calculated by linear interpolation | Technical Support Document - Residential Water Heaters, Direct Heating Equipment, and Pooler Heaters. November 2009; calculated by linear interpolation | Assuming no incremental O&M cost | 0 | 0 | No applicable non-energy benefits | No applicable non-energy benefits | 100% | Equipment 100% technically feasible within end use | System | System
King CountyMultifamily - Highly ImpactedWater Heat LE 55 Gal2New | King CountyMultifamily - Highly ImpactedWater Heat LE 55 GalNew | King County | Multifamily - Highly Impacted | Water Heat LE 55 Gal | 2 | Federal Standard 2015 Storage Water Heater ≤ 55 GAL - EF 0.62 | New | Water Heater - Federal Standard 2015 Storage | Federal Standard 2015 Storage Water Heater ≤ 55 GAL - EF 0.62 | Federal Standard 2015 Storage Water Heater ≤ 55 GAL - EF 0.62 | per Home | 13 | Based on PSE Business Case: APPROVED_Measure Case_Water Heater Res_2022 | 146.618 | 146.618 | Using measure description efficiency metrics to adjust loads from RTF/2021P workbooks to consumptions. | Using measure description efficiency metrics to adjust loads from RTF/2021P workbooks to consumptions. | 0 | 0 | NA | NA | 0 | 0 | 0 | 595.7619 | 757.4323 | 0 | 0 | Technical Support Document - Residential Water Heaters, Direct Heating Equipment, and Pooler Heaters. November 2009; calculated by linear interpolation | Technical Support Document - Residential Water Heaters, Direct Heating Equipment, and Pooler Heaters. November 2009; calculated by linear interpolation | Assuming no incremental O&M cost | 0 | 0 | No applicable non-energy benefits | No applicable non-energy benefits | 100% | Equipment 100% technically feasible within end use | System | System
King CountyManufacturedWater Heat LE 55 Gal2Existing | King CountyManufacturedWater Heat LE 55 GalExisting | King County | Manufactured | Water Heat LE 55 Gal | 2 | Federal Standard 2015 Storage Water Heater ≤ 55 GAL - EF 0.62 | Existing | Water Heater - Federal Standard 2015 Storage | Federal Standard 2015 Storage Water Heater ≤ 55 GAL - EF 0.62 | Federal Standard 2015 Storage Water Heater ≤ 55 GAL - EF 0.62 | per Home | 13 | Based on PSE Business Case: APPROVED_Measure Case_Water Heater Res_2022 | 162.5538 | 162.5538 | Using measure description efficiency metrics to adjust loads from RTF/2021P workbooks to consumptions. | Using measure description efficiency metrics to adjust loads from RTF/2021P workbooks to consumptions. | 0 | 0 | NA | NA | 0 | 0 | 0 | 595.7619 | 757.4323 | 0 | 0 | Technical Support Document - Residential Water Heaters, Direct Heating Equipment, and Pooler Heaters. November 2009; calculated by linear interpolation | Technical Support Document - Residential Water Heaters, Direct Heating Equipment, and Pooler Heaters. November 2009; calculated by linear interpolation | Assuming no incremental O&M cost | 0 | 0 | No applicable non-energy benefits | No applicable non-energy benefits | 100% | Equipment 100% technically feasible within end use | System | System
King CountyManufacturedWater Heat LE 55 Gal2New | King CountyManufacturedWater Heat LE 55 GalNew | King County | Manufactured | Water Heat LE 55 Gal | 2 | Federal Standard 2015 Storage Water Heater ≤ 55 GAL - EF 0.62 | New | Water Heater - Federal Standard 2015 Storage | Federal Standard 2015 Storage Water Heater ≤ 55 GAL - EF 0.62 | Federal Standard 2015 Storage Water Heater ≤ 55 GAL - EF 0.62 | per Home | 13 | Based on PSE Business Case: APPROVED_Measure Case_Water Heater Res_2022 | 162.5538 | 162.5538 | Using measure description efficiency metrics to adjust loads from RTF/2021P workbooks to consumptions. | Using measure description efficiency metrics to adjust loads from RTF/2021P workbooks to consumptions. | 0 | 0 | NA | NA | 0 | 0 | 0 | 595.7619 | 757.4323 | 0 | 0 | Technical Support Document - Residential Water Heaters, Direct Heating Equipment, and Pooler Heaters. November 2009; calculated by linear interpolation | Technical Support Document - Residential Water Heaters, Direct Heating Equipment, and Pooler Heaters. November 2009; calculated by linear interpolation | Assuming no incremental O&M cost | 0 | 0 | No applicable non-energy benefits | No applicable non-energy benefits | 100% | Equipment 100% technically feasible within end use | System | System
King CountyManufactured - Highly ImpactedWater Heat LE 55 Gal2Existing | King CountyManufactured - Highly ImpactedWater Heat LE 55 GalExisting | King County | Manufactured - Highly Impacted | Water Heat LE 55 Gal | 2 | Federal Standard 2015 Storage Water Heater ≤ 55 GAL - EF 0.62 | Existing | Water Heater - Federal Standard 2015 Storage | Federal Standard 2015 Storage Water Heater ≤ 55 GAL - EF 0.62 | Federal Standard 2015 Storage Water Heater ≤ 55 GAL - EF 0.62 | per Home | 13 | Based on PSE Business Case: APPROVED_Measure Case_Water Heater Res_2022 | 138.5975 | 138.5975 | Using measure description efficiency metrics to adjust loads from RTF/2021P workbooks to consumptions. | Using measure description efficiency metrics to adjust loads from RTF/2021P workbooks to consumptions. | 0 | 0 | NA | NA | 0 | 0 | 0 | 595.7619 | 757.4323 | 0 | 0 | Technical Support Document - Residential Water Heaters, Direct Heating Equipment, and Pooler Heaters. November 2009; calculated by linear interpolation | Technical Support Document - Residential Water Heaters, Direct Heating Equipment, and Pooler Heaters. November 2009; calculated by linear interpolation | Assuming no incremental O&M cost | 0 | 0 | No applicable non-energy benefits | No applicable non-energy benefits | 100% | Equipment 100% technically feasible within end use | System | System
King CountyManufactured - Highly ImpactedWater Heat LE 55 Gal2New | King CountyManufactured - Highly ImpactedWater Heat LE 55 GalNew | King County | Manufactured - Highly Impacted | Water Heat LE 55 Gal | 2 | Federal Standard 2015 Storage Water Heater ≤ 55 GAL - EF 0.62 | New | Water Heater - Federal Standard 2015 Storage | Federal Standard 2015 Storage Water Heater ≤ 55 GAL - EF 0.62 | Federal Standard 2015 Storage Water Heater ≤ 55 GAL - EF 0.62 | per Home | 13 | Based on PSE Business Case: APPROVED_Measure Case_Water Heater Res_2022 | 138.5975 | 138.5975 | Using measure description efficiency metrics to adjust loads from RTF/2021P workbooks to consumptions. | Using measure description efficiency metrics to adjust loads from RTF/2021P workbooks to consumptions. | 0 | 0 | NA | NA | 0 | 0 | 0 | 595.7619 | 757.4323 | 0 | 0 | Technical Support Document - Residential Water Heaters, Direct Heating Equipment, and Pooler Heaters. November 2009; calculated by linear interpolation | Technical Support Document - Residential Water Heaters, Direct Heating Equipment, and Pooler Heaters. November 2009; calculated by linear interpolation | Assuming no incremental O&M cost | 0 | 0 | No applicable non-energy benefits | No applicable non-energy benefits | 100% | Equipment 100% technically feasible within end use | System | System
King CountySingle FamilyWater Heat LE 55 Gal3Existing | King CountySingle FamilyWater Heat LE 55 GalExisting | King County | Single Family | Water Heat LE 55 Gal | 3 | Market Standard Storage Water Heater ≤ 55 GAL | Existing | Water Heater - Market Standard | Market Standard Storage Water Heater ≤ 55 GAL | Market Standard Storage Water Heater ≤ 55 GAL | per Home | 13 | Based on PSE Business Case: APPROVED_Measure Case_Water Heater Res_2022 | 145.7228 | 145.7228 | Using measure description efficiency metrics to adjust loads from RTF/2021P workbooks to consumptions. | Using measure description efficiency metrics to adjust loads from RTF/2021P workbooks to consumptions. | 0 | 0 | NA | NA | 0 | 0 | 0 | 0 | 0 | 0 | 0 | Baseline is equal to efficient case. | Baseline is equal to efficient case. | Baseline is equal to efficient case. | 0 | 0 | No applicable non-energy benefits | No applicable non-energy benefits | 100% | Equipment 100% technically feasible within end use | System | System
King CountySingle FamilyWater Heat LE 55 Gal3New | King CountySingle FamilyWater Heat LE 55 GalNew | King County | Single Family | Water Heat LE 55 Gal | 3 | Market Standard Storage Water Heater ≤ 55 GAL | New | Water Heater - Market Standard | Market Standard Storage Water Heater ≤ 55 GAL | Market Standard Storage Water Heater ≤ 55 GAL | per Home | 13 | Based on PSE Business Case: APPROVED_Measure Case_Water Heater Res_2022 | 145.7228 | 145.7228 | Using measure description efficiency metrics to adjust loads from RTF/2021P workbooks to consumptions. | Using measure description efficiency metrics to adjust loads from RTF/2021P workbooks to consumptions. | 0 | 0 | NA | NA | 0 | 0 | 0 | 0 | 0 | 0 | 0 | Baseline is equal to efficient case. | Baseline is equal to efficient case. | Baseline is equal to efficient case. | 0 | 0 | No applicable non-energy benefits | No applicable non-energy benefits | 100% | Equipment 100% technically feasible within end use | System | System
King CountySingle Family - Highly ImpactedWater Heat LE 55 Gal3Existing | King CountySingle Family - Highly ImpactedWater Heat LE 55 GalExisting | King County | Single Family - Highly Impacted | Water Heat LE 55 Gal | 3 | Market Standard Storage Water Heater ≤ 55 GAL | Existing | Water Heater - Market Standard | Market Standard Storage Water Heater ≤ 55 GAL | Market Standard Storage Water Heater ≤ 55 GAL | per Home | 13 | Based on PSE Business Case: APPROVED_Measure Case_Water Heater Res_2022 | 127.3099 | 127.3099 | Using measure description efficiency metrics to adjust loads from RTF/2021P workbooks to consumptions. | Using measure description efficiency metrics to adjust loads from RTF/2021P workbooks to consumptions. | 0 | 0 | NA | NA | 0 | 0 | 0 | 0 | 0 | 0 | 0 | Baseline is equal to efficient case. | Baseline is equal to efficient case. | Baseline is equal to efficient case. | 0 | 0 | No applicable non-energy benefits | No applicable non-energy benefits | 100% | Equipment 100% technically feasible within end use | System | System
King CountySingle Family - Highly ImpactedWater Heat LE 55 Gal3New | King CountySingle Family - Highly ImpactedWater Heat LE 55 GalNew | King County | Single Family - Highly Impacted | Water Heat LE 55 Gal | 3 | Market Standard Storage Water Heater ≤ 55 GAL | New | Water Heater - Market Standard | Market Standard Storage Water Heater ≤ 55 GAL | Market Standard Storage Water Heater ≤ 55 GAL | per Home | 13 | Based on PSE Business Case: APPROVED_Measure Case_Water Heater Res_2022 | 127.3099 | 127.3099 | Using measure description efficiency metrics to adjust loads from RTF/2021P workbooks to consumptions. | Using measure description efficiency metrics to adjust loads from RTF/2021P workbooks to consumptions. | 0 | 0 | NA | NA | 0 | 0 | 0 | 0 | 0 | 0 | 0 | Baseline is equal to efficient case. | Baseline is equal to efficient case. | Baseline is equal to efficient case. | 0 | 0 | No applicable non-energy benefits | No applicable non-energy benefits | 100% | Equipment 100% technically feasible within end use | System | System
King CountyMultifamilyWater Heat LE 55 Gal3Existing | King CountyMultifamilyWater Heat LE 55 GalExisting | King County | Multifamily | Water Heat LE 55 Gal | 3 | Market Standard Storage Water Heater ≤ 55 GAL | Existing | Water Heater - Market Standard | Market Standard Storage Water Heater ≤ 55 GAL | Market Standard Storage Water Heater ≤ 55 GAL | per Home | 13 | Based on PSE Business Case: APPROVED_Measure Case_Water Heater Res_2022 | 103.4953 | 103.4953 | Using measure description efficiency metrics to adjust loads from RTF/2021P workbooks to consumptions. | Using measure description efficiency metrics to adjust loads from RTF/2021P workbooks to consumptions. | 0 | 0 | NA | NA | 0 | 0 | 0 | 0 | 0 | 0 | 0 | Baseline is equal to efficient case. | Baseline is equal to efficient case. | Baseline is equal to efficient case. | 0 | 0 | No applicable non-energy benefits | No applicable non-energy benefits | 100% | Equipment 100% technically feasible within end use | System | System
King CountyMultifamilyWater Heat LE 55 Gal3New | King CountyMultifamilyWater Heat LE 55 GalNew | King County | Multifamily | Water Heat LE 55 Gal | 3 | Market Standard Storage Water Heater ≤ 55 GAL | New | Water Heater - Market Standard | Market Standard Storage Water Heater ≤ 55 GAL | Market Standard Storage Water Heater ≤ 55 GAL | per Home | 13 | Based on PSE Business Case: APPROVED_Measure Case_Water Heater Res_2022 | 103.4953 | 103.4953 | Using measure description efficiency metrics to adjust loads from RTF/2021P workbooks to consumptions. | Using measure description efficiency metrics to adjust loads from RTF/2021P workbooks to consumptions. | 0 | 0 | NA | NA | 0 | 0 | 0 | 0 | 0 | 0 | 0 | Baseline is equal to efficient case. | Baseline is equal to efficient case. | Baseline is equal to efficient case. | 0 | 0 | No applicable non-energy benefits | No applicable non-energy benefits | 100% | Equipment 100% technically feasible within end use | System | System
King CountyMultifamily - Highly ImpactedWater Heat LE 55 Gal3Existing | King CountyMultifamily - Highly ImpactedWater Heat LE 55 GalExisting | King County | Multifamily - Highly Impacted | Water Heat LE 55 Gal | 3 | Market Standard Storage Water Heater ≤ 55 GAL | Existing | Water Heater - Market Standard | Market Standard Storage Water Heater ≤ 55 GAL | Market Standard Storage Water Heater ≤ 55 GAL | per Home | 13 | Based on PSE Business Case: APPROVED_Measure Case_Water Heater Res_2022 | 116.5108 | 116.5108 | Using measure description efficiency metrics to adjust loads from RTF/2021P workbooks to consumptions. | Using measure description efficiency metrics to adjust loads from RTF/2021P workbooks to consumptions. | 0 | 0 | NA | NA | 0 | 0 | 0 | 0 | 0 | 0 | 0 | Baseline is equal to efficient case. | Baseline is equal to efficient case. | Baseline is equal to efficient case. | 0 | 0 | No applicable non-energy benefits | No applicable non-energy benefits | 100% | Equipment 100% technically feasible within end use | System | System
King CountyMultifamily - Highly ImpactedWater Heat LE 55 Gal3New | King CountyMultifamily - Highly ImpactedWater Heat LE 55 GalNew | King County | Multifamily - Highly Impacted | Water Heat LE 55 Gal | 3 | Market Standard Storage Water Heater ≤ 55 GAL | New | Water Heater - Market Standard | Market Standard Storage Water Heater ≤ 55 GAL | Market Standard Storage Water Heater ≤ 55 GAL | per Home | 13 | Based on PSE Business Case: APPROVED_Measure Case_Water Heater Res_2022 | 116.5108 | 116.5108 | Using measure description efficiency metrics to adjust loads from RTF/2021P workbooks to consumptions. | Using measure description efficiency metrics to adjust loads from RTF/2021P workbooks to consumptions. | 0 | 0 | NA | NA | 0 | 0 | 0 | 0 | 0 | 0 | 0 | Baseline is equal to efficient case. | Baseline is equal to efficient case. | Baseline is equal to efficient case. | 0 | 0 | No applicable non-energy benefits | No applicable non-energy benefits | 100% | Equipment 100% technically feasible within end use | System | System
King CountyManufacturedWater Heat LE 55 Gal3Existing | King CountyManufacturedWater Heat LE 55 GalExisting | King County | Manufactured | Water Heat LE 55 Gal | 3 | Market Standard Storage Water Heater ≤ 55 GAL | Existing | Water Heater - Market Standard | Market Standard Storage Water Heater ≤ 55 GAL | Market Standard Storage Water Heater ≤ 55 GAL | per Home | 13 | Based on PSE Business Case: APPROVED_Measure Case_Water Heater Res_2022 | 129.1743 | 129.1743 | Using measure description efficiency metrics to adjust loads from RTF/2021P workbooks to consumptions. | Using measure description efficiency metrics to adjust loads from RTF/2021P workbooks to consumptions. | 0 | 0 | NA | NA | 0 | 0 | 0 | 0 | 0 | 0 | 0 | Baseline is equal to efficient case. | Baseline is equal to efficient case. | Baseline is equal to efficient case. | 0 | 0 | No applicable non-energy benefits | No applicable non-energy benefits | 100% | Equipment 100% technically feasible within end use | System | System
King CountyManufacturedWater Heat LE 55 Gal3New | King CountyManufacturedWater Heat LE 55 GalNew | King County | Manufactured | Water Heat LE 55 Gal | 3 | Market Standard Storage Water Heater ≤ 55 GAL | New | Water Heater - Market Standard | Market Standard Storage Water Heater ≤ 55 GAL | Market Standard Storage Water Heater ≤ 55 GAL | per Home | 13 | Based on PSE Business Case: APPROVED_Measure Case_Water Heater Res_2022 | 129.1743 | 129.1743 | Using measure description efficiency metrics to adjust loads from RTF/2021P workbooks to consumptions. | Using measure description efficiency metrics to adjust loads from RTF/2021P workbooks to consumptions. | 0 | 0 | NA | NA | 0 | 0 | 0 | 0 | 0 | 0 | 0 | Baseline is equal to efficient case. | Baseline is equal to efficient case. | Baseline is equal to efficient case. | 0 | 0 | No applicable non-energy benefits | No applicable non-energy benefits | 100% | Equipment 100% technically feasible within end use | System | System
King CountyManufactured - Highly ImpactedWater Heat LE 55 Gal3Existing | King CountyManufactured - Highly ImpactedWater Heat LE 55 GalExisting | King County | Manufactured - Highly Impacted | Water Heat LE 55 Gal | 3 | Market Standard Storage Water Heater ≤ 55 GAL | Existing | Water Heater - Market Standard | Market Standard Storage Water Heater ≤ 55 GAL | Market Standard Storage Water Heater ≤ 55 GAL | per Home | 13 | Based on PSE Business Case: APPROVED_Measure Case_Water Heater Res_2022 | 110.1373 | 110.1373 | Using measure description efficiency metrics to adjust loads from RTF/2021P workbooks to consumptions. | Using measure description efficiency metrics to adjust loads from RTF/2021P workbooks to consumptions. | 0 | 0 | NA | NA | 0 | 0 | 0 | 0 | 0 | 0 | 0 | Baseline is equal to efficient case. | Baseline is equal to efficient case. | Baseline is equal to efficient case. | 0 | 0 | No applicable non-energy benefits | No applicable non-energy benefits | 100% | Equipment 100% technically feasible within end use | System | System
King CountyManufactured - Highly ImpactedWater Heat LE 55 Gal3New | King CountyManufactured - Highly ImpactedWater Heat LE 55 GalNew | King County | Manufactured - Highly Impacted | Water Heat LE 55 Gal | 3 | Market Standard Storage Water Heater ≤ 55 GAL | New | Water Heater - Market Standard | Market Standard Storage Water Heater ≤ 55 GAL | Market Standard Storage Water Heater ≤ 55 GAL | per Home | 13 | Based on PSE Business Case: APPROVED_Measure Case_Water Heater Res_2022 | 110.1373 | 110.1373 | Using measure description efficiency metrics to adjust loads from RTF/2021P workbooks to consumptions. | Using measure description efficiency metrics to adjust loads from RTF/2021P workbooks to consumptions. | 0 | 0 | NA | NA | 0 | 0 | 0 | 0 | 0 | 0 | 0 | Baseline is equal to efficient case. | Baseline is equal to efficient case. | Baseline is equal to efficient case. | 0 | 0 | No applicable non-energy benefits | No applicable non-energy benefits | 100% | Equipment 100% technically feasible within end use | System | System
King CountySingle FamilyWater Heat LE 55 Gal4Existing | King CountySingle FamilyWater Heat LE 55 GalExisting | King County | Single Family | Water Heat LE 55 Gal | 4 | ENERGY STAR Storage Water Heater ≤ 55 GAL - EF 0.67 | Existing | Water Heater - ENERGY STAR Storage | ENERGY STAR Storage Water Heater ≤ 55 GAL - EF 0.67 | Federal Standard 2015 Storage Water Heater ≤ 55 GAL - EF 0.62 | per Home | 13 | Based on PSE Business Case: APPROVED_Measure Case_Water Heater Res_2022 | 183.3785 | 169.6936 | Using measure description efficiency metrics to adjust loads from RTF/2021P workbooks to consumptions. | Using measure description efficiency metrics to adjust loads from RTF/2021P workbooks to consumptions. | 0 | 0 | NA | NA | 595.7619 | 757.4323 | 0 | 929.2867 | 1028.5803 | 0 | 0 | Technical Support Document - Residential Water Heaters, Direct Heating Equipment, and Pooler Heaters. November 2009; calculated by linear interpolation | Technical Support Document - Residential Water Heaters, Direct Heating Equipment, and Pooler Heaters. November 2009; calculated by linear interpolation | Assuming no incremental O&M cost | 0 | 6.5644 | PSE NEI data | No applicable non-energy benefits | 100% | Equipment 100% technically feasible within end use | System | System
King CountySingle FamilyWater Heat LE 55 Gal4New | King CountySingle FamilyWater Heat LE 55 GalNew | King County | Single Family | Water Heat LE 55 Gal | 4 | ENERGY STAR Storage Water Heater ≤ 55 GAL - EF 0.67 | New | Water Heater - ENERGY STAR Storage | ENERGY STAR Storage Water Heater ≤ 55 GAL - EF 0.67 | Federal Standard 2015 Storage Water Heater ≤ 55 GAL - EF 0.62 | per Home | 13 | Based on PSE Business Case: APPROVED_Measure Case_Water Heater Res_2022 | 183.3785 | 169.6936 | Using measure description efficiency metrics to adjust loads from RTF/2021P workbooks to consumptions. | Using measure description efficiency metrics to adjust loads from RTF/2021P workbooks to consumptions. | 0 | 0 | NA | NA | 595.7619 | 757.4323 | 0 | 929.2867 | 1028.5803 | 0 | 0 | Technical Support Document - Residential Water Heaters, Direct Heating Equipment, and Pooler Heaters. November 2009; calculated by linear interpolation | Technical Support Document - Residential Water Heaters, Direct Heating Equipment, and Pooler Heaters. November 2009; calculated by linear interpolation | Assuming no incremental O&M cost | 0 | 6.5644 | PSE NEI data | No applicable non-energy benefits | 100% | Equipment 100% technically feasible within end use | System | System
King CountySingle Family - Highly ImpactedWater Heat LE 55 Gal4Existing | King CountySingle Family - Highly ImpactedWater Heat LE 55 GalExisting | King County | Single Family - Highly Impacted | Water Heat LE 55 Gal | 4 | ENERGY STAR Storage Water Heater ≤ 55 GAL - EF 0.67 | Existing | Water Heater - ENERGY STAR Storage | ENERGY STAR Storage Water Heater ≤ 55 GAL - EF 0.67 | Federal Standard 2015 Storage Water Heater ≤ 55 GAL - EF 0.62 | per Home | 13 | Based on PSE Business Case: APPROVED_Measure Case_Water Heater Res_2022 | 160.2076 | 148.2518 | Using measure description efficiency metrics to adjust loads from RTF/2021P workbooks to consumptions. | Using measure description efficiency metrics to adjust loads from RTF/2021P workbooks to consumptions. | 0 | 0 | NA | NA | 595.7619 | 757.4323 | 0 | 929.2867 | 1028.5803 | 0 | 0 | Technical Support Document - Residential Water Heaters, Direct Heating Equipment, and Pooler Heaters. November 2009; calculated by linear interpolation | Technical Support Document - Residential Water Heaters, Direct Heating Equipment, and Pooler Heaters. November 2009; calculated by linear interpolation | Assuming no incremental O&M cost | 0 | 1.2784 | PSE NEI data | No applicable non-energy benefits | 100% | Equipment 100% technically feasible within end use | System | System
King CountySingle Family - Highly ImpactedWater Heat LE 55 Gal4New | King CountySingle Family - Highly ImpactedWater Heat LE 55 GalNew | King County | Single Family - Highly Impacted | Water Heat LE 55 Gal | 4 | ENERGY STAR Storage Water Heater ≤ 55 GAL - EF 0.67 | New | Water Heater - ENERGY STAR Storage | ENERGY STAR Storage Water Heater ≤ 55 GAL - EF 0.67 | Federal Standard 2015 Storage Water Heater ≤ 55 GAL - EF 0.62 | per Home | 13 | Based on PSE Business Case: APPROVED_Measure Case_Water Heater Res_2022 | 160.2076 | 148.2518 | Using measure description efficiency metrics to adjust loads from RTF/2021P workbooks to consumptions. | Using measure description efficiency metrics to adjust loads from RTF/2021P workbooks to consumptions. | 0 | 0 | NA | NA | 595.7619 | 757.4323 | 0 | 929.2867 | 1028.5803 | 0 | 0 | Technical Support Document - Residential Water Heaters, Direct Heating Equipment, and Pooler Heaters. November 2009; calculated by linear interpolation | Technical Support Document - Residential Water Heaters, Direct Heating Equipment, and Pooler Heaters. November 2009; calculated by linear interpolation | Assuming no incremental O&M cost | 0 | 1.2784 | PSE NEI data | No applicable non-energy benefits | 100% | Equipment 100% technically feasible within end use | System | System
King CountyMultifamilyWater Heat LE 55 Gal4Existing | King CountyMultifamilyWater Heat LE 55 GalExisting | King County | Multifamily | Water Heat LE 55 Gal | 4 | ENERGY STAR Storage Water Heater ≤ 55 GAL - EF 0.67 | Existing | Water Heater - ENERGY STAR Storage | ENERGY STAR Storage Water Heater ≤ 55 GAL - EF 0.67 | Federal Standard 2015 Storage Water Heater ≤ 55 GAL - EF 0.62 | per Home | 13 | Based on PSE Business Case: APPROVED_Measure Case_Water Heater Res_2022 | 130.2392 | 120.5199 | Using measure description efficiency metrics to adjust loads from RTF/2021P workbooks to consumptions. | Using measure description efficiency metrics to adjust loads from RTF/2021P workbooks to consumptions. | 0 | 0 | NA | NA | 595.7619 | 757.4323 | 0 | 929.2867 | 1028.5803 | 0 | 0 | Technical Support Document - Residential Water Heaters, Direct Heating Equipment, and Pooler Heaters. November 2009; calculated by linear interpolation | Technical Support Document - Residential Water Heaters, Direct Heating Equipment, and Pooler Heaters. November 2009; calculated by linear interpolation | Assuming no incremental O&M cost | 0 | 4.6622 | PSE NEI data | No applicable non-energy benefits | 100% | Equipment 100% technically feasible within end use | System | System
King CountyMultifamilyWater Heat LE 55 Gal4New | King CountyMultifamilyWater Heat LE 55 GalNew | King County | Multifamily | Water Heat LE 55 Gal | 4 | ENERGY STAR Storage Water Heater ≤ 55 GAL - EF 0.67 | New | Water Heater - ENERGY STAR Storage | ENERGY STAR Storage Water Heater ≤ 55 GAL - EF 0.67 | Federal Standard 2015 Storage Water Heater ≤ 55 GAL - EF 0.62 | per Home | 13 | Based on PSE Business Case: APPROVED_Measure Case_Water Heater Res_2022 | 130.2392 | 120.5199 | Using measure description efficiency metrics to adjust loads from RTF/2021P workbooks to consumptions. | Using measure description efficiency metrics to adjust loads from RTF/2021P workbooks to consumptions. | 0 | 0 | NA | NA | 595.7619 | 757.4323 | 0 | 929.2867 | 1028.5803 | 0 | 0 | Technical Support Document - Residential Water Heaters, Direct Heating Equipment, and Pooler Heaters. November 2009; calculated by linear interpolation | Technical Support Document - Residential Water Heaters, Direct Heating Equipment, and Pooler Heaters. November 2009; calculated by linear interpolation | Assuming no incremental O&M cost | 0 | 4.6622 | PSE NEI data | No applicable non-energy benefits | 100% | Equipment 100% technically feasible within end use | System | System
King CountyMultifamily - Highly ImpactedWater Heat LE 55 Gal4Existing | King CountyMultifamily - Highly ImpactedWater Heat LE 55 GalExisting | King County | Multifamily - Highly Impacted | Water Heat LE 55 Gal | 4 | ENERGY STAR Storage Water Heater ≤ 55 GAL - EF 0.67 | Existing | Water Heater - ENERGY STAR Storage | ENERGY STAR Storage Water Heater ≤ 55 GAL - EF 0.67 | Federal Standard 2015 Storage Water Heater ≤ 55 GAL - EF 0.62 | per Home | 13 | Based on PSE Business Case: APPROVED_Measure Case_Water Heater Res_2022 | 146.618 | 135.6764 | Using measure description efficiency metrics to adjust loads from RTF/2021P workbooks to consumptions. | Using measure description efficiency metrics to adjust loads from RTF/2021P workbooks to consumptions. | 0 | 0 | NA | NA | 595.7619 | 757.4323 | 0 | 929.2867 | 1028.5803 | 0 | 0 | Technical Support Document - Residential Water Heaters, Direct Heating Equipment, and Pooler Heaters. November 2009; calculated by linear interpolation | Technical Support Document - Residential Water Heaters, Direct Heating Equipment, and Pooler Heaters. November 2009; calculated by linear interpolation | Assuming no incremental O&M cost | 0 | 1.1699 | PSE NEI data | No applicable non-energy benefits | 100% | Equipment 100% technically feasible within end use | System | System
King CountyMultifamily - Highly ImpactedWater Heat LE 55 Gal4New | King CountyMultifamily - Highly ImpactedWater Heat LE 55 GalNew | King County | Multifamily - Highly Impacted | Water Heat LE 55 Gal | 4 | ENERGY STAR Storage Water Heater ≤ 55 GAL - EF 0.67 | New | Water Heater - ENERGY STAR Storage | ENERGY STAR Storage Water Heater ≤ 55 GAL - EF 0.67 | Federal Standard 2015 Storage Water Heater ≤ 55 GAL - EF 0.62 | per Home | 13 | Based on PSE Business Case: APPROVED_Measure Case_Water Heater Res_2022 | 146.618 | 135.6764 | Using measure description efficiency metrics to adjust loads from RTF/2021P workbooks to consumptions. | Using measure description efficiency metrics to adjust loads from RTF/2021P workbooks to consumptions. | 0 | 0 | NA | NA | 595.7619 | 757.4323 | 0 | 929.2867 | 1028.5803 | 0 | 0 | Technical Support Document - Residential Water Heaters, Direct Heating Equipment, and Pooler Heaters. November 2009; calculated by linear interpolation | Technical Support Document - Residential Water Heaters, Direct Heating Equipment, and Pooler Heaters. November 2009; calculated by linear interpolation | Assuming no incremental O&M cost | 0 | 1.1699 | PSE NEI data | No applicable non-energy benefits | 100% | Equipment 100% technically feasible within end use | System | System
King CountyManufacturedWater Heat LE 55 Gal4Existing | King CountyManufacturedWater Heat LE 55 GalExisting | King County | Manufactured | Water Heat LE 55 Gal | 4 | ENERGY STAR Storage Water Heater ≤ 55 GAL - EF 0.67 | Existing | Water Heater - ENERGY STAR Storage | ENERGY STAR Storage Water Heater ≤ 55 GAL - EF 0.67 | Federal Standard 2015 Storage Water Heater ≤ 55 GAL - EF 0.62 | per Home | 13 | Based on PSE Business Case: APPROVED_Measure Case_Water Heater Res_2022 | 162.5538 | 150.4229 | Using measure description efficiency metrics to adjust loads from RTF/2021P workbooks to consumptions. | Using measure description efficiency metrics to adjust loads from RTF/2021P workbooks to consumptions. | 0 | 0 | NA | NA | 595.7619 | 757.4323 | 0 | 929.2867 | 1028.5803 | 0 | 0 | Technical Support Document - Residential Water Heaters, Direct Heating Equipment, and Pooler Heaters. November 2009; calculated by linear interpolation | Technical Support Document - Residential Water Heaters, Direct Heating Equipment, and Pooler Heaters. November 2009; calculated by linear interpolation | Assuming no incremental O&M cost | 0 | 5.819 | PSE NEI data | No applicable non-energy benefits | 100% | Equipment 100% technically feasible within end use | System | System
King CountyManufacturedWater Heat LE 55 Gal4New | King CountyManufacturedWater Heat LE 55 GalNew | King County | Manufactured | Water Heat LE 55 Gal | 4 | ENERGY STAR Storage Water Heater ≤ 55 GAL - EF 0.67 | New | Water Heater - ENERGY STAR Storage | ENERGY STAR Storage Water Heater ≤ 55 GAL - EF 0.67 | Federal Standard 2015 Storage Water Heater ≤ 55 GAL - EF 0.62 | per Home | 13 | Based on PSE Business Case: APPROVED_Measure Case_Water Heater Res_2022 | 162.5538 | 150.4229 | Using measure description efficiency metrics to adjust loads from RTF/2021P workbooks to consumptions. | Using measure description efficiency metrics to adjust loads from RTF/2021P workbooks to consumptions. | 0 | 0 | NA | NA | 595.7619 | 757.4323 | 0 | 929.2867 | 1028.5803 | 0 | 0 | Technical Support Document - Residential Water Heaters, Direct Heating Equipment, and Pooler Heaters. November 2009; calculated by linear interpolation | Technical Support Document - Residential Water Heaters, Direct Heating Equipment, and Pooler Heaters. November 2009; calculated by linear interpolation | Assuming no incremental O&M cost | 0 | 5.819 | PSE NEI data | No applicable non-energy benefits | 100% | Equipment 100% technically feasible within end use | System | System
King CountyManufactured - Highly ImpactedWater Heat LE 55 Gal4Existing | King CountyManufactured - Highly ImpactedWater Heat LE 55 GalExisting | King County | Manufactured - Highly Impacted | Water Heat LE 55 Gal | 4 | ENERGY STAR Storage Water Heater ≤ 55 GAL - EF 0.67 | Existing | Water Heater - ENERGY STAR Storage | ENERGY STAR Storage Water Heater ≤ 55 GAL - EF 0.67 | Federal Standard 2015 Storage Water Heater ≤ 55 GAL - EF 0.62 | per Home | 13 | Based on PSE Business Case: APPROVED_Measure Case_Water Heater Res_2022 | 138.5975 | 128.2544 | Using measure description efficiency metrics to adjust loads from RTF/2021P workbooks to consumptions. | Using measure description efficiency metrics to adjust loads from RTF/2021P workbooks to consumptions. | 0 | 0 | NA | NA | 595.7619 | 757.4323 | 0 | 929.2867 | 1028.5803 | 0 | 0 | Technical Support Document - Residential Water Heaters, Direct Heating Equipment, and Pooler Heaters. November 2009; calculated by linear interpolation | Technical Support Document - Residential Water Heaters, Direct Heating Equipment, and Pooler Heaters. November 2009; calculated by linear interpolation | Assuming no incremental O&M cost | 0 | 1.1059 | PSE NEI data | No applicable non-energy benefits | 100% | Equipment 100% technically feasible within end use | System | System
King CountyManufactured - Highly ImpactedWater Heat LE 55 Gal4New | King CountyManufactured - Highly ImpactedWater Heat LE 55 GalNew | King County | Manufactured - Highly Impacted | Water Heat LE 55 Gal | 4 | ENERGY STAR Storage Water Heater ≤ 55 GAL - EF 0.67 | New | Water Heater - ENERGY STAR Storage | ENERGY STAR Storage Water Heater ≤ 55 GAL - EF 0.67 | Federal Standard 2015 Storage Water Heater ≤ 55 GAL - EF 0.62 | per Home | 13 | Based on PSE Business Case: APPROVED_Measure Case_Water Heater Res_2022 | 138.5975 | 128.2544 | Using measure description efficiency metrics to adjust loads from RTF/2021P workbooks to consumptions. | Using measure description efficiency metrics to adjust loads from RTF/2021P workbooks to consumptions. | 0 | 0 | NA | NA | 595.7619 | 757.4323 | 0 | 929.2867 | 1028.5803 | 0 | 0 | Technical Support Document - Residential Water Heaters, Direct Heating Equipment, and Pooler Heaters. November 2009; calculated by linear interpolation | Technical Support Document - Residential Water Heaters, Direct Heating Equipment, and Pooler Heaters. November 2009; calculated by linear interpolation | Assuming no incremental O&M cost | 0 | 1.1059 | PSE NEI data | No applicable non-energy benefits | 100% | Equipment 100% technically feasible within end use | System | System
King CountySingle FamilyWater Heat LE 55 Gal5Existing | King CountySingle FamilyWater Heat LE 55 GalExisting | King County | Single Family | Water Heat LE 55 Gal | 5 | Condensing Water Heater ≤ 55 GAL - EF 0.85 | Existing | Water Heater - Condensing | Condensing Water Heater ≤ 55 GAL - EF 0.85 | Federal Standard 2015 Storage Water Heater ≤ 55 GAL - EF 0.62 | per Home | 13 | Based on PSE Business Case: APPROVED_Measure Case_Water Heater Res_2022 | 183.3785 | 133.7585 | Using measure description efficiency metrics to adjust loads from RTF/2021P workbooks to consumptions. | Using measure description efficiency metrics to adjust loads from RTF/2021P workbooks to consumptions. | 0 | 0 | NA | NA | 595.7619 | 757.4323 | 0 | 2027.0326 | 1068.0656 | 0 | 0 | Technical Support Document - Residential Water Heaters, Direct Heating Equipment, and Pooler Heaters. November 2009, various retail prices from internet price research; calculated by linear interpolation | Technical Support Document - Residential Water Heaters, Direct Heating Equipment, and Pooler Heaters. November 2009; calculated by linear interpolation | Assuming no incremental O&M cost | 0 | 23.8018 | PSE NEI data | No applicable non-energy benefits | 100% | Equipment 100% technically feasible within end use | System | System
King CountySingle FamilyWater Heat LE 55 Gal5New | King CountySingle FamilyWater Heat LE 55 GalNew | King County | Single Family | Water Heat LE 55 Gal | 5 | Condensing Water Heater ≤ 55 GAL - EF 0.85 | New | Water Heater - Condensing | Condensing Water Heater ≤ 55 GAL - EF 0.85 | Federal Standard 2015 Storage Water Heater ≤ 55 GAL - EF 0.62 | per Home | 13 | Based on PSE Business Case: APPROVED_Measure Case_Water Heater Res_2022 | 183.3785 | 133.7585 | Using measure description efficiency metrics to adjust loads from RTF/2021P workbooks to consumptions. | Using measure description efficiency metrics to adjust loads from RTF/2021P workbooks to consumptions. | 0 | 0 | NA | NA | 595.7619 | 757.4323 | 0 | 2027.0326 | 1068.0656 | 0 | 0 | Technical Support Document - Residential Water Heaters, Direct Heating Equipment, and Pooler Heaters. November 2009, various retail prices from internet price research; calculated by linear interpolation | Technical Support Document - Residential Water Heaters, Direct Heating Equipment, and Pooler Heaters. November 2009; calculated by linear interpolation | Assuming no incremental O&M cost | 0 | 23.8018 | PSE NEI data | No applicable non-energy benefits | 100% | Equipment 100% technically feasible within end use | System | System
King CountySingle Family - Highly ImpactedWater Heat LE 55 Gal5Existing | King CountySingle Family - Highly ImpactedWater Heat LE 55 GalExisting | King County | Single Family - Highly Impacted | Water Heat LE 55 Gal | 5 | Condensing Water Heater ≤ 55 GAL - EF 0.85 | Existing | Water Heater - Condensing | Condensing Water Heater ≤ 55 GAL - EF 0.85 | Federal Standard 2015 Storage Water Heater ≤ 55 GAL - EF 0.62 | per Home | 13 | Based on PSE Business Case: APPROVED_Measure Case_Water Heater Res_2022 | 160.2076 | 116.8573 | Using measure description efficiency metrics to adjust loads from RTF/2021P workbooks to consumptions. | Using measure description efficiency metrics to adjust loads from RTF/2021P workbooks to consumptions. | 0 | 0 | NA | NA | 595.7619 | 757.4323 | 0 | 2027.0326 | 1068.0656 | 0 | 0 | Technical Support Document - Residential Water Heaters, Direct Heating Equipment, and Pooler Heaters. November 2009, various retail prices from internet price research; calculated by linear interpolation | Technical Support Document - Residential Water Heaters, Direct Heating Equipment, and Pooler Heaters. November 2009; calculated by linear interpolation | Assuming no incremental O&M cost | 0 | 4.6352 | PSE NEI data | No applicable non-energy benefits | 100% | Equipment 100% technically feasible within end use | System | System
King CountySingle Family - Highly ImpactedWater Heat LE 55 Gal5New | King CountySingle Family - Highly ImpactedWater Heat LE 55 GalNew | King County | Single Family - Highly Impacted | Water Heat LE 55 Gal | 5 | Condensing Water Heater ≤ 55 GAL - EF 0.85 | New | Water Heater - Condensing | Condensing Water Heater ≤ 55 GAL - EF 0.85 | Federal Standard 2015 Storage Water Heater ≤ 55 GAL - EF 0.62 | per Home | 13 | Based on PSE Business Case: APPROVED_Measure Case_Water Heater Res_2022 | 160.2076 | 116.8573 | Using measure description efficiency metrics to adjust loads from RTF/2021P workbooks to consumptions. | Using measure description efficiency metrics to adjust loads from RTF/2021P workbooks to consumptions. | 0 | 0 | NA | NA | 595.7619 | 757.4323 | 0 | 2027.0326 | 1068.0656 | 0 | 0 | Technical Support Document - Residential Water Heaters, Direct Heating Equipment, and Pooler Heaters. November 2009, various retail prices from internet price research; calculated by linear interpolation | Technical Support Document - Residential Water Heaters, Direct Heating Equipment, and Pooler Heaters. November 2009; calculated by linear interpolation | Assuming no incremental O&M cost | 0 | 4.6352 | PSE NEI data | No applicable non-energy benefits | 100% | Equipment 100% technically feasible within end use | System | System
King CountyMultifamilyWater Heat LE 55 Gal5Existing | King CountyMultifamilyWater Heat LE 55 GalExisting | King County | Multifamily | Water Heat LE 55 Gal | 5 | Condensing Water Heater ≤ 55 GAL - EF 0.85 | Existing | Water Heater - Condensing | Condensing Water Heater ≤ 55 GAL - EF 0.85 | Federal Standard 2015 Storage Water Heater ≤ 55 GAL - EF 0.62 | per Home | 13 | Based on PSE Business Case: APPROVED_Measure Case_Water Heater Res_2022 | 130.2392 | 94.998 | Using measure description efficiency metrics to adjust loads from RTF/2021P workbooks to consumptions. | Using measure description efficiency metrics to adjust loads from RTF/2021P workbooks to consumptions. | 0 | 0 | NA | NA | 595.7619 | 757.4323 | 0 | 2027.0326 | 1068.0656 | 0 | 0 | Technical Support Document - Residential Water Heaters, Direct Heating Equipment, and Pooler Heaters. November 2009, various retail prices from internet price research; calculated by linear interpolation | Technical Support Document - Residential Water Heaters, Direct Heating Equipment, and Pooler Heaters. November 2009; calculated by linear interpolation | Assuming no incremental O&M cost | 0 | 16.9046 | PSE NEI data | No applicable non-energy benefits | 100% | Equipment 100% technically feasible within end use | System | System
King CountyMultifamilyWater Heat LE 55 Gal5New | King CountyMultifamilyWater Heat LE 55 GalNew | King County | Multifamily | Water Heat LE 55 Gal | 5 | Condensing Water Heater ≤ 55 GAL - EF 0.85 | New | Water Heater - Condensing | Condensing Water Heater ≤ 55 GAL - EF 0.85 | Federal Standard 2015 Storage Water Heater ≤ 55 GAL - EF 0.62 | per Home | 13 | Based on PSE Business Case: APPROVED_Measure Case_Water Heater Res_2022 | 130.2392 | 94.998 | Using measure description efficiency metrics to adjust loads from RTF/2021P workbooks to consumptions. | Using measure description efficiency metrics to adjust loads from RTF/2021P workbooks to consumptions. | 0 | 0 | NA | NA | 595.7619 | 757.4323 | 0 | 2027.0326 | 1068.0656 | 0 | 0 | Technical Support Document - Residential Water Heaters, Direct Heating Equipment, and Pooler Heaters. November 2009, various retail prices from internet price research; calculated by linear interpolation | Technical Support Document - Residential Water Heaters, Direct Heating Equipment, and Pooler Heaters. November 2009; calculated by linear interpolation | Assuming no incremental O&M cost | 0 | 16.9046 | PSE NEI data | No applicable non-energy benefits | 100% | Equipment 100% technically feasible within end use | System | System
King CountyMultifamily - Highly ImpactedWater Heat LE 55 Gal5Existing | King CountyMultifamily - Highly ImpactedWater Heat LE 55 GalExisting | King County | Multifamily - Highly Impacted | Water Heat LE 55 Gal | 5 | Condensing Water Heater ≤ 55 GAL - EF 0.85 | Existing | Water Heater - Condensing | Condensing Water Heater ≤ 55 GAL - EF 0.85 | Federal Standard 2015 Storage Water Heater ≤ 55 GAL - EF 0.62 | per Home | 13 | Based on PSE Business Case: APPROVED_Measure Case_Water Heater Res_2022 | 146.618 | 106.9449 | Using measure description efficiency metrics to adjust loads from RTF/2021P workbooks to consumptions. | Using measure description efficiency metrics to adjust loads from RTF/2021P workbooks to consumptions. | 0 | 0 | NA | NA | 595.7619 | 757.4323 | 0 | 2027.0326 | 1068.0656 | 0 | 0 | Technical Support Document - Residential Water Heaters, Direct Heating Equipment, and Pooler Heaters. November 2009, various retail prices from internet price research; calculated by linear interpolation | Technical Support Document - Residential Water Heaters, Direct Heating Equipment, and Pooler Heaters. November 2009; calculated by linear interpolation | Assuming no incremental O&M cost | 0 | 4.242 | PSE NEI data | No applicable non-energy benefits | 100% | Equipment 100% technically feasible within end use | System | System
King CountyMultifamily - Highly ImpactedWater Heat LE 55 Gal5New | King CountyMultifamily - Highly ImpactedWater Heat LE 55 GalNew | King County | Multifamily - Highly Impacted | Water Heat LE 55 Gal | 5 | Condensing Water Heater ≤ 55 GAL - EF 0.85 | New | Water Heater - Condensing | Condensing Water Heater ≤ 55 GAL - EF 0.85 | Federal Standard 2015 Storage Water Heater ≤ 55 GAL - EF 0.62 | per Home | 13 | Based on PSE Business Case: APPROVED_Measure Case_Water Heater Res_2022 | 146.618 | 106.9449 | Using measure description efficiency metrics to adjust loads from RTF/2021P workbooks to consumptions. | Using measure description efficiency metrics to adjust loads from RTF/2021P workbooks to consumptions. | 0 | 0 | NA | NA | 595.7619 | 757.4323 | 0 | 2027.0326 | 1068.0656 | 0 | 0 | Technical Support Document - Residential Water Heaters, Direct Heating Equipment, and Pooler Heaters. November 2009, various retail prices from internet price research; calculated by linear interpolation | Technical Support Document - Residential Water Heaters, Direct Heating Equipment, and Pooler Heaters. November 2009; calculated by linear interpolation | Assuming no incremental O&M cost | 0 | 4.242 | PSE NEI data | No applicable non-energy benefits | 100% | Equipment 100% technically feasible within end use | System | System
King CountyManufacturedWater Heat LE 55 Gal5Existing | King CountyManufacturedWater Heat LE 55 GalExisting | King County | Manufactured | Water Heat LE 55 Gal | 5 | Condensing Water Heater ≤ 55 GAL - EF 0.85 | Existing | Water Heater - Condensing | Condensing Water Heater ≤ 55 GAL - EF 0.85 | Federal Standard 2015 Storage Water Heater ≤ 55 GAL - EF 0.62 | per Home | 13 | Based on PSE Business Case: APPROVED_Measure Case_Water Heater Res_2022 | 162.5538 | 118.5687 | Using measure description efficiency metrics to adjust loads from RTF/2021P workbooks to consumptions. | Using measure description efficiency metrics to adjust loads from RTF/2021P workbooks to consumptions. | 0 | 0 | NA | NA | 595.7619 | 757.4323 | 0 | 2027.0326 | 1068.0656 | 0 | 0 | Technical Support Document - Residential Water Heaters, Direct Heating Equipment, and Pooler Heaters. November 2009, various retail prices from internet price research; calculated by linear interpolation | Technical Support Document - Residential Water Heaters, Direct Heating Equipment, and Pooler Heaters. November 2009; calculated by linear interpolation | Assuming no incremental O&M cost | 0 | 21.0989 | PSE NEI data | No applicable non-energy benefits | 100% | Equipment 100% technically feasible within end use | System | System
King CountyManufacturedWater Heat LE 55 Gal5New | King CountyManufacturedWater Heat LE 55 GalNew | King County | Manufactured | Water Heat LE 55 Gal | 5 | Condensing Water Heater ≤ 55 GAL - EF 0.85 | New | Water Heater - Condensing | Condensing Water Heater ≤ 55 GAL - EF 0.85 | Federal Standard 2015 Storage Water Heater ≤ 55 GAL - EF 0.62 | per Home | 13 | Based on PSE Business Case: APPROVED_Measure Case_Water Heater Res_2022 | 162.5538 | 118.5687 | Using measure description efficiency metrics to adjust loads from RTF/2021P workbooks to consumptions. | Using measure description efficiency metrics to adjust loads from RTF/2021P workbooks to consumptions. | 0 | 0 | NA | NA | 595.7619 | 757.4323 | 0 | 2027.0326 | 1068.0656 | 0 | 0 | Technical Support Document - Residential Water Heaters, Direct Heating Equipment, and Pooler Heaters. November 2009, various retail prices from internet price research; calculated by linear interpolation | Technical Support Document - Residential Water Heaters, Direct Heating Equipment, and Pooler Heaters. November 2009; calculated by linear interpolation | Assuming no incremental O&M cost | 0 | 21.0989 | PSE NEI data | No applicable non-energy benefits | 100% | Equipment 100% technically feasible within end use | System | System
King CountyManufactured - Highly ImpactedWater Heat LE 55 Gal5Existing | King CountyManufactured - Highly ImpactedWater Heat LE 55 GalExisting | King County | Manufactured - Highly Impacted | Water Heat LE 55 Gal | 5 | Condensing Water Heater ≤ 55 GAL - EF 0.85 | Existing | Water Heater - Condensing | Condensing Water Heater ≤ 55 GAL - EF 0.85 | Federal Standard 2015 Storage Water Heater ≤ 55 GAL - EF 0.62 | per Home | 13 | Based on PSE Business Case: APPROVED_Measure Case_Water Heater Res_2022 | 138.5975 | 101.0947 | Using measure description efficiency metrics to adjust loads from RTF/2021P workbooks to consumptions. | Using measure description efficiency metrics to adjust loads from RTF/2021P workbooks to consumptions. | 0 | 0 | NA | NA | 595.7619 | 757.4323 | 0 | 2027.0326 | 1068.0656 | 0 | 0 | Technical Support Document - Residential Water Heaters, Direct Heating Equipment, and Pooler Heaters. November 2009, various retail prices from internet price research; calculated by linear interpolation | Technical Support Document - Residential Water Heaters, Direct Heating Equipment, and Pooler Heaters. November 2009; calculated by linear interpolation | Assuming no incremental O&M cost | 0 | 4.01 | PSE NEI data | No applicable non-energy benefits | 100% | Equipment 100% technically feasible within end use | System | System
King CountyManufactured - Highly ImpactedWater Heat LE 55 Gal5New | King CountyManufactured - Highly ImpactedWater Heat LE 55 GalNew | King County | Manufactured - Highly Impacted | Water Heat LE 55 Gal | 5 | Condensing Water Heater ≤ 55 GAL - EF 0.85 | New | Water Heater - Condensing | Condensing Water Heater ≤ 55 GAL - EF 0.85 | Federal Standard 2015 Storage Water Heater ≤ 55 GAL - EF 0.62 | per Home | 13 | Based on PSE Business Case: APPROVED_Measure Case_Water Heater Res_2022 | 138.5975 | 101.0947 | Using measure description efficiency metrics to adjust loads from RTF/2021P workbooks to consumptions. | Using measure description efficiency metrics to adjust loads from RTF/2021P workbooks to consumptions. | 0 | 0 | NA | NA | 595.7619 | 757.4323 | 0 | 2027.0326 | 1068.0656 | 0 | 0 | Technical Support Document - Residential Water Heaters, Direct Heating Equipment, and Pooler Heaters. November 2009, various retail prices from internet price research; calculated by linear interpolation | Technical Support Document - Residential Water Heaters, Direct Heating Equipment, and Pooler Heaters. November 2009; calculated by linear interpolation | Assuming no incremental O&M cost | 0 | 4.01 | PSE NEI data | No applicable non-energy benefits | 100% | Equipment 100% technically feasible within end use | System | System
King CountySingle FamilyWater Heat LE 55 Gal6Existing | King CountySingle FamilyWater Heat LE 55 GalExisting | King County | Single Family | Water Heat LE 55 Gal | 6 | ENERGY STAR Tankless Water Heater ≤ 55 GAL - EF 0.90 | Existing | Water Heater - ENERGY STAR Tankless | ENERGY STAR Tankless Water Heater ≤ 55 GAL - EF 0.90 | Federal Standard 2015 Storage Water Heater ≤ 55 GAL - EF 0.62 | per Home | 20 | Based on PSE Business Case: APPROVED_Measure Case_Water Heater Res_2022 | 183.3785 | 126.3274 | Using measure description efficiency metrics to adjust loads from RTF/2021P workbooks to consumptions. | Using measure description efficiency metrics to adjust loads from RTF/2021P workbooks to consumptions. | 0 | 0 | NA | NA | 595.7619 | 757.4323 | 0 | 2318.3065 | 1226.2583 | 0 | 0 | Technical Support Document - Residential Water Heaters, Direct Heating Equipment, and Pooler Heaters. November 2009, various retail prices from internet price research; calculated by linear interpolation | Technical Support Document - Residential Water Heaters, Direct Heating Equipment, and Pooler Heaters. November 2009. | Assuming no incremental O&M cost | 0 | 15.2425 | PSE NEI data | No applicable non-energy benefits | 100% | Equipment 100% technically feasible within end use | System | System
King CountySingle FamilyWater Heat LE 55 Gal6New | King CountySingle FamilyWater Heat LE 55 GalNew | King County | Single Family | Water Heat LE 55 Gal | 6 | ENERGY STAR Tankless Water Heater ≤ 55 GAL - EF 0.90 | New | Water Heater - ENERGY STAR Tankless | ENERGY STAR Tankless Water Heater ≤ 55 GAL - EF 0.90 | Federal Standard 2015 Storage Water Heater ≤ 55 GAL - EF 0.62 | per Home | 20 | Based on PSE Business Case: APPROVED_Measure Case_Water Heater Res_2022 | 183.3785 | 126.3274 | Using measure description efficiency metrics to adjust loads from RTF/2021P workbooks to consumptions. | Using measure description efficiency metrics to adjust loads from RTF/2021P workbooks to consumptions. | 0 | 0 | NA | NA | 595.7619 | 757.4323 | 0 | 2318.3065 | 1226.2583 | 0 | 0 | Technical Support Document - Residential Water Heaters, Direct Heating Equipment, and Pooler Heaters. November 2009, various retail prices from internet price research; calculated by linear interpolation | Technical Support Document - Residential Water Heaters, Direct Heating Equipment, and Pooler Heaters. November 2009. | Assuming no incremental O&M cost | 0 | 15.2425 | PSE NEI data | No applicable non-energy benefits | 100% | Equipment 100% technically feasible within end use | System | System
King CountySingle Family - Highly ImpactedWater Heat LE 55 Gal6Existing | King CountySingle Family - Highly ImpactedWater Heat LE 55 GalExisting | King County | Single Family - Highly Impacted | Water Heat LE 55 Gal | 6 | ENERGY STAR Tankless Water Heater ≤ 55 GAL - EF 0.90 | Existing | Water Heater - ENERGY STAR Tankless | ENERGY STAR Tankless Water Heater ≤ 55 GAL - EF 0.90 | Federal Standard 2015 Storage Water Heater ≤ 55 GAL - EF 0.62 | per Home | 20 | Based on PSE Business Case: APPROVED_Measure Case_Water Heater Res_2022 | 160.2076 | 110.3652 | Using measure description efficiency metrics to adjust loads from RTF/2021P workbooks to consumptions. | Using measure description efficiency metrics to adjust loads from RTF/2021P workbooks to consumptions. | 0 | 0 | NA | NA | 595.7619 | 757.4323 | 0 | 2318.3065 | 1226.2583 | 0 | 0 | Technical Support Document - Residential Water Heaters, Direct Heating Equipment, and Pooler Heaters. November 2009, various retail prices from internet price research; calculated by linear interpolation | Technical Support Document - Residential Water Heaters, Direct Heating Equipment, and Pooler Heaters. November 2009. | Assuming no incremental O&M cost | 0 | 17.2322 | PSE NEI data | No applicable non-energy benefits | 100% | Equipment 100% technically feasible within end use | System | System
King CountySingle Family - Highly ImpactedWater Heat LE 55 Gal6New | King CountySingle Family - Highly ImpactedWater Heat LE 55 GalNew | King County | Single Family - Highly Impacted | Water Heat LE 55 Gal | 6 | ENERGY STAR Tankless Water Heater ≤ 55 GAL - EF 0.90 | New | Water Heater - ENERGY STAR Tankless | ENERGY STAR Tankless Water Heater ≤ 55 GAL - EF 0.90 | Federal Standard 2015 Storage Water Heater ≤ 55 GAL - EF 0.62 | per Home | 20 | Based on PSE Business Case: APPROVED_Measure Case_Water Heater Res_2022 | 160.2076 | 110.3652 | Using measure description efficiency metrics to adjust loads from RTF/2021P workbooks to consumptions. | Using measure description efficiency metrics to adjust loads from RTF/2021P workbooks to consumptions. | 0 | 0 | NA | NA | 595.7619 | 757.4323 | 0 | 2318.3065 | 1226.2583 | 0 | 0 | Technical Support Document - Residential Water Heaters, Direct Heating Equipment, and Pooler Heaters. November 2009, various retail prices from internet price research; calculated by linear interpolation | Technical Support Document - Residential Water Heaters, Direct Heating Equipment, and Pooler Heaters. November 2009. | Assuming no incremental O&M cost | 0 | 17.2322 | PSE NEI data | No applicable non-energy benefits | 100% | Equipment 100% technically feasible within end use | System | System
King CountyMultifamilyWater Heat LE 55 Gal6Existing | King CountyMultifamilyWater Heat LE 55 GalExisting | King County | Multifamily | Water Heat LE 55 Gal | 6 | ENERGY STAR Tankless Water Heater ≤ 55 GAL - EF 0.90 | Existing | Water Heater - ENERGY STAR Tankless | ENERGY STAR Tankless Water Heater ≤ 55 GAL - EF 0.90 | Federal Standard 2015 Storage Water Heater ≤ 55 GAL - EF 0.62 | per Home | 20 | Based on PSE Business Case: APPROVED_Measure Case_Water Heater Res_2022 | 130.2392 | 89.7203 | Using measure description efficiency metrics to adjust loads from RTF/2021P workbooks to consumptions. | Using measure description efficiency metrics to adjust loads from RTF/2021P workbooks to consumptions. | 0 | 0 | NA | NA | 595.7619 | 757.4323 | 0 | 2318.3065 | 1226.2583 | 0 | 0 | Technical Support Document - Residential Water Heaters, Direct Heating Equipment, and Pooler Heaters. November 2009, various retail prices from internet price research; calculated by linear interpolation | Technical Support Document - Residential Water Heaters, Direct Heating Equipment, and Pooler Heaters. November 2009. | Assuming no incremental O&M cost | 0 | 10.8255 | PSE NEI data | No applicable non-energy benefits | 100% | Equipment 100% technically feasible within end use | System | System
King CountyMultifamilyWater Heat LE 55 Gal6New | King CountyMultifamilyWater Heat LE 55 GalNew | King County | Multifamily | Water Heat LE 55 Gal | 6 | ENERGY STAR Tankless Water Heater ≤ 55 GAL - EF 0.90 | New | Water Heater - ENERGY STAR Tankless | ENERGY STAR Tankless Water Heater ≤ 55 GAL - EF 0.90 | Federal Standard 2015 Storage Water Heater ≤ 55 GAL - EF 0.62 | per Home | 20 | Based on PSE Business Case: APPROVED_Measure Case_Water Heater Res_2022 | 130.2392 | 89.7203 | Using measure description efficiency metrics to adjust loads from RTF/2021P workbooks to consumptions. | Using measure description efficiency metrics to adjust loads from RTF/2021P workbooks to consumptions. | 0 | 0 | NA | NA | 595.7619 | 757.4323 | 0 | 2318.3065 | 1226.2583 | 0 | 0 | Technical Support Document - Residential Water Heaters, Direct Heating Equipment, and Pooler Heaters. November 2009, various retail prices from internet price research; calculated by linear interpolation | Technical Support Document - Residential Water Heaters, Direct Heating Equipment, and Pooler Heaters. November 2009. | Assuming no incremental O&M cost | 0 | 10.8255 | PSE NEI data | No applicable non-energy benefits | 100% | Equipment 100% technically feasible within end use | System | System
King CountyMultifamily - Highly ImpactedWater Heat LE 55 Gal6Existing | King CountyMultifamily - Highly ImpactedWater Heat LE 55 GalExisting | King County | Multifamily - Highly Impacted | Water Heat LE 55 Gal | 6 | ENERGY STAR Tankless Water Heater ≤ 55 GAL - EF 0.90 | Existing | Water Heater - ENERGY STAR Tankless | ENERGY STAR Tankless Water Heater ≤ 55 GAL - EF 0.90 | Federal Standard 2015 Storage Water Heater ≤ 55 GAL - EF 0.62 | per Home | 20 | Based on PSE Business Case: APPROVED_Measure Case_Water Heater Res_2022 | 146.618 | 101.0035 | Using measure description efficiency metrics to adjust loads from RTF/2021P workbooks to consumptions. | Using measure description efficiency metrics to adjust loads from RTF/2021P workbooks to consumptions. | 0 | 0 | NA | NA | 595.7619 | 757.4323 | 0 | 2318.3065 | 1226.2583 | 0 | 0 | Technical Support Document - Residential Water Heaters, Direct Heating Equipment, and Pooler Heaters. November 2009, various retail prices from internet price research; calculated by linear interpolation | Technical Support Document - Residential Water Heaters, Direct Heating Equipment, and Pooler Heaters. November 2009. | Assuming no incremental O&M cost | 0 | 4.4709 | PSE NEI data | No applicable non-energy benefits | 100% | Equipment 100% technically feasible within end use | System | System
King CountyMultifamily - Highly ImpactedWater Heat LE 55 Gal6New | King CountyMultifamily - Highly ImpactedWater Heat LE 55 GalNew | King County | Multifamily - Highly Impacted | Water Heat LE 55 Gal | 6 | ENERGY STAR Tankless Water Heater ≤ 55 GAL - EF 0.90 | New | Water Heater - ENERGY STAR Tankless | ENERGY STAR Tankless Water Heater ≤ 55 GAL - EF 0.90 | Federal Standard 2015 Storage Water Heater ≤ 55 GAL - EF 0.62 | per Home | 20 | Based on PSE Business Case: APPROVED_Measure Case_Water Heater Res_2022 | 146.618 | 101.0035 | Using measure description efficiency metrics to adjust loads from RTF/2021P workbooks to consumptions. | Using measure description efficiency metrics to adjust loads from RTF/2021P workbooks to consumptions. | 0 | 0 | NA | NA | 595.7619 | 757.4323 | 0 | 2318.3065 | 1226.2583 | 0 | 0 | Technical Support Document - Residential Water Heaters, Direct Heating Equipment, and Pooler Heaters. November 2009, various retail prices from internet price research; calculated by linear interpolation | Technical Support Document - Residential Water Heaters, Direct Heating Equipment, and Pooler Heaters. November 2009. | Assuming no incremental O&M cost | 0 | 4.4709 | PSE NEI data | No applicable non-energy benefits | 100% | Equipment 100% technically feasible within end use | System | System
King CountyManufacturedWater Heat LE 55 Gal6Existing | King CountyManufacturedWater Heat LE 55 GalExisting | King County | Manufactured | Water Heat LE 55 Gal | 6 | ENERGY STAR Tankless Water Heater ≤ 55 GAL - EF 0.90 | Existing | Water Heater - ENERGY STAR Tankless | ENERGY STAR Tankless Water Heater ≤ 55 GAL - EF 0.90 | Federal Standard 2015 Storage Water Heater ≤ 55 GAL - EF 0.62 | per Home | 20 | Based on PSE Business Case: APPROVED_Measure Case_Water Heater Res_2022 | 162.5538 | 111.9815 | Using measure description efficiency metrics to adjust loads from RTF/2021P workbooks to consumptions. | Using measure description efficiency metrics to adjust loads from RTF/2021P workbooks to consumptions. | 0 | 0 | NA | NA | 595.7619 | 757.4323 | 0 | 2318.3065 | 1226.2583 | 0 | 0 | Technical Support Document - Residential Water Heaters, Direct Heating Equipment, and Pooler Heaters. November 2009, various retail prices from internet price research; calculated by linear interpolation | Technical Support Document - Residential Water Heaters, Direct Heating Equipment, and Pooler Heaters. November 2009. | Assuming no incremental O&M cost | 0 | 13.5115 | PSE NEI data | No applicable non-energy benefits | 100% | Equipment 100% technically feasible within end use | System | System
King CountyManufacturedWater Heat LE 55 Gal6New | King CountyManufacturedWater Heat LE 55 GalNew | King County | Manufactured | Water Heat LE 55 Gal | 6 | ENERGY STAR Tankless Water Heater ≤ 55 GAL - EF 0.90 | New | Water Heater - ENERGY STAR Tankless | ENERGY STAR Tankless Water Heater ≤ 55 GAL - EF 0.90 | Federal Standard 2015 Storage Water Heater ≤ 55 GAL - EF 0.62 | per Home | 20 | Based on PSE Business Case: APPROVED_Measure Case_Water Heater Res_2022 | 162.5538 | 111.9815 | Using measure description efficiency metrics to adjust loads from RTF/2021P workbooks to consumptions. | Using measure description efficiency metrics to adjust loads from RTF/2021P workbooks to consumptions. | 0 | 0 | NA | NA | 595.7619 | 757.4323 | 0 | 2318.3065 | 1226.2583 | 0 | 0 | Technical Support Document - Residential Water Heaters, Direct Heating Equipment, and Pooler Heaters. November 2009, various retail prices from internet price research; calculated by linear interpolation | Technical Support Document - Residential Water Heaters, Direct Heating Equipment, and Pooler Heaters. November 2009. | Assuming no incremental O&M cost | 0 | 13.5115 | PSE NEI data | No applicable non-energy benefits | 100% | Equipment 100% technically feasible within end use | System | System
King CountyManufactured - Highly ImpactedWater Heat LE 55 Gal6Existing | King CountyManufactured - Highly ImpactedWater Heat LE 55 GalExisting | King County | Manufactured - Highly Impacted | Water Heat LE 55 Gal | 6 | ENERGY STAR Tankless Water Heater ≤ 55 GAL - EF 0.90 | Existing | Water Heater - ENERGY STAR Tankless | ENERGY STAR Tankless Water Heater ≤ 55 GAL - EF 0.90 | Federal Standard 2015 Storage Water Heater ≤ 55 GAL - EF 0.62 | per Home | 20 | Based on PSE Business Case: APPROVED_Measure Case_Water Heater Res_2022 | 138.5975 | 95.4783 | Using measure description efficiency metrics to adjust loads from RTF/2021P workbooks to consumptions. | Using measure description efficiency metrics to adjust loads from RTF/2021P workbooks to consumptions. | 0 | 0 | NA | NA | 595.7619 | 757.4323 | 0 | 2318.3065 | 1226.2583 | 0 | 0 | Technical Support Document - Residential Water Heaters, Direct Heating Equipment, and Pooler Heaters. November 2009, various retail prices from internet price research; calculated by linear interpolation | Technical Support Document - Residential Water Heaters, Direct Heating Equipment, and Pooler Heaters. November 2009. | Assuming no incremental O&M cost | 0 | 4.2263 | PSE NEI data | No applicable non-energy benefits | 100% | Equipment 100% technically feasible within end use | System | System
King CountyManufactured - Highly ImpactedWater Heat LE 55 Gal6New | King CountyManufactured - Highly ImpactedWater Heat LE 55 GalNew | King County | Manufactured - Highly Impacted | Water Heat LE 55 Gal | 6 | ENERGY STAR Tankless Water Heater ≤ 55 GAL - EF 0.90 | New | Water Heater - ENERGY STAR Tankless | ENERGY STAR Tankless Water Heater ≤ 55 GAL - EF 0.90 | Federal Standard 2015 Storage Water Heater ≤ 55 GAL - EF 0.62 | per Home | 20 | Based on PSE Business Case: APPROVED_Measure Case_Water Heater Res_2022 | 138.5975 | 95.4783 | Using measure description efficiency metrics to adjust loads from RTF/2021P workbooks to consumptions. | Using measure description efficiency metrics to adjust loads from RTF/2021P workbooks to consumptions. | 0 | 0 | NA | NA | 595.7619 | 757.4323 | 0 | 2318.3065 | 1226.2583 | 0 | 0 | Technical Support Document - Residential Water Heaters, Direct Heating Equipment, and Pooler Heaters. November 2009, various retail prices from internet price research; calculated by linear interpolation | Technical Support Document - Residential Water Heaters, Direct Heating Equipment, and Pooler Heaters. November 2009. | Assuming no incremental O&M cost | 0 | 4.2263 | PSE NEI data | No applicable non-energy benefits | 100% | Equipment 100% technically feasible within end use | System | System
King CountySingle FamilyWater Heat GT 55 Gal1Existing | King CountySingle FamilyWater Heat GT 55 GalExisting | King County | Single Family | Water Heat GT 55 Gal | 1 | Below Standard Water Heater > 55 GAL - EF 0.52 | Existing | Water Heater - Below Standard | Below Standard Water Heater > 55 GAL - EF 0.52 | Below Standard Water Heater > 55 GAL - EF 0.52 | per Home | 7 | Assuming half the measure life for below standard equipment. Based on RTF workbook ResGasWH_v1_2 | 218.6436 | 218.6436 | Using measure description efficiency metrics to adjust loads from RTF/2021P workbooks to consumptions. | Using measure description efficiency metrics to adjust loads from RTF/2021P workbooks to consumptions. | 0 | 0 | NA | NA | 0 | 0 | 0 | 0 | 0 | 0 | 0 | Baseline is equal to efficient case | Baseline is equal to efficient case | Baseline is equal to efficient case | 0 | 0 | No applicable non-energy benefits | No applicable non-energy benefits | 100% | Equipment 100% technically feasible within end use | System | System
King CountySingle FamilyWater Heat GT 55 Gal1New | King CountySingle FamilyWater Heat GT 55 GalNew | King County | Single Family | Water Heat GT 55 Gal | 1 | Below Standard Water Heater > 55 GAL - EF 0.52 | New | Water Heater - Below Standard | Below Standard Water Heater > 55 GAL - EF 0.52 | Below Standard Water Heater > 55 GAL - EF 0.52 | per Home | 7 | Assuming half the measure life for below standard equipment. Based on RTF workbook ResGasWH_v1_2 | 218.6436 | 218.6436 | Using measure description efficiency metrics to adjust loads from RTF/2021P workbooks to consumptions. | Using measure description efficiency metrics to adjust loads from RTF/2021P workbooks to consumptions. | 0 | 0 | NA | NA | 0 | 0 | 0 | 0 | 0 | 0 | 0 | Baseline is equal to efficient case | Baseline is equal to efficient case | Baseline is equal to efficient case | 0 | 0 | No applicable non-energy benefits | No applicable non-energy benefits | 100% | Equipment 100% technically feasible within end use | System | System
King CountySingle Family - Highly ImpactedWater Heat GT 55 Gal1Existing | King CountySingle Family - Highly ImpactedWater Heat GT 55 GalExisting | King County | Single Family - Highly Impacted | Water Heat GT 55 Gal | 1 | Below Standard Water Heater > 55 GAL - EF 0.52 | Existing | Water Heater - Below Standard | Below Standard Water Heater > 55 GAL - EF 0.52 | Below Standard Water Heater > 55 GAL - EF 0.52 | per Home | 7 | Assuming half the measure life for below standard equipment. Based on RTF workbook ResGasWH_v1_2 | 191.0168 | 191.0168 | Using measure description efficiency metrics to adjust loads from RTF/2021P workbooks to consumptions. | Using measure description efficiency metrics to adjust loads from RTF/2021P workbooks to consumptions. | 0 | 0 | NA | NA | 0 | 0 | 0 | 0 | 0 | 0 | 0 | Baseline is equal to efficient case | Baseline is equal to efficient case | Baseline is equal to efficient case | 0 | 0 | No applicable non-energy benefits | No applicable non-energy benefits | 100% | Equipment 100% technically feasible within end use | System | System
King CountySingle Family - Highly ImpactedWater Heat GT 55 Gal1New | King CountySingle Family - Highly ImpactedWater Heat GT 55 GalNew | King County | Single Family - Highly Impacted | Water Heat GT 55 Gal | 1 | Below Standard Water Heater > 55 GAL - EF 0.52 | New | Water Heater - Below Standard | Below Standard Water Heater > 55 GAL - EF 0.52 | Below Standard Water Heater > 55 GAL - EF 0.52 | per Home | 7 | Assuming half the measure life for below standard equipment. Based on RTF workbook ResGasWH_v1_2 | 191.0168 | 191.0168 | Using measure description efficiency metrics to adjust loads from RTF/2021P workbooks to consumptions. | Using measure description efficiency metrics to adjust loads from RTF/2021P workbooks to consumptions. | 0 | 0 | NA | NA | 0 | 0 | 0 | 0 | 0 | 0 | 0 | Baseline is equal to efficient case | Baseline is equal to efficient case | Baseline is equal to efficient case | 0 | 0 | No applicable non-energy benefits | No applicable non-energy benefits | 100% | Equipment 100% technically feasible within end use | System | System
King CountyMultifamilyWater Heat GT 55 Gal1Existing | King CountyMultifamilyWater Heat GT 55 GalExisting | King County | Multifamily | Water Heat GT 55 Gal | 1 | Below Standard Water Heater > 55 GAL - EF 0.52 | Existing | Water Heater - Below Standard | Below Standard Water Heater > 55 GAL - EF 0.52 | Below Standard Water Heater > 55 GAL - EF 0.52 | per Home | 7 | Assuming half the measure life for below standard equipment. Based on RTF workbook ResGasWH_v1_2 | 155.2852 | 155.2852 | Using measure description efficiency metrics to adjust loads from RTF/2021P workbooks to consumptions. | Using measure description efficiency metrics to adjust loads from RTF/2021P workbooks to consumptions. | 0 | 0 | NA | NA | 0 | 0 | 0 | 0 | 0 | 0 | 0 | Baseline is equal to efficient case | Baseline is equal to efficient case | Baseline is equal to efficient case | 0 | 0 | No applicable non-energy benefits | No applicable non-energy benefits | 100% | Equipment 100% technically feasible within end use | System | System
King CountyMultifamilyWater Heat GT 55 Gal1New | King CountyMultifamilyWater Heat GT 55 GalNew | King County | Multifamily | Water Heat GT 55 Gal | 1 | Below Standard Water Heater > 55 GAL - EF 0.52 | New | Water Heater - Below Standard | Below Standard Water Heater > 55 GAL - EF 0.52 | Below Standard Water Heater > 55 GAL - EF 0.52 | per Home | 7 | Assuming half the measure life for below standard equipment. Based on RTF workbook ResGasWH_v1_2 | 155.2852 | 155.2852 | Using measure description efficiency metrics to adjust loads from RTF/2021P workbooks to consumptions. | Using measure description efficiency metrics to adjust loads from RTF/2021P workbooks to consumptions. | 0 | 0 | NA | NA | 0 | 0 | 0 | 0 | 0 | 0 | 0 | Baseline is equal to efficient case | Baseline is equal to efficient case | Baseline is equal to efficient case | 0 | 0 | No applicable non-energy benefits | No applicable non-energy benefits | 100% | Equipment 100% technically feasible within end use | System | System
King CountyMultifamily - Highly ImpactedWater Heat GT 55 Gal1Existing | King CountyMultifamily - Highly ImpactedWater Heat GT 55 GalExisting | King County | Multifamily - Highly Impacted | Water Heat GT 55 Gal | 1 | Below Standard Water Heater > 55 GAL - EF 0.52 | Existing | Water Heater - Below Standard | Below Standard Water Heater > 55 GAL - EF 0.52 | Below Standard Water Heater > 55 GAL - EF 0.52 | per Home | 7 | Assuming half the measure life for below standard equipment. Based on RTF workbook ResGasWH_v1_2 | 174.8138 | 174.8138 | Using measure description efficiency metrics to adjust loads from RTF/2021P workbooks to consumptions. | Using measure description efficiency metrics to adjust loads from RTF/2021P workbooks to consumptions. | 0 | 0 | NA | NA | 0 | 0 | 0 | 0 | 0 | 0 | 0 | Baseline is equal to efficient case | Baseline is equal to efficient case | Baseline is equal to efficient case | 0 | 0 | No applicable non-energy benefits | No applicable non-energy benefits | 100% | Equipment 100% technically feasible within end use | System | System
King CountyMultifamily - Highly ImpactedWater Heat GT 55 Gal1New | King CountyMultifamily - Highly ImpactedWater Heat GT 55 GalNew | King County | Multifamily - Highly Impacted | Water Heat GT 55 Gal | 1 | Below Standard Water Heater > 55 GAL - EF 0.52 | New | Water Heater - Below Standard | Below Standard Water Heater > 55 GAL - EF 0.52 | Below Standard Water Heater > 55 GAL - EF 0.52 | per Home | 7 | Assuming half the measure life for below standard equipment. Based on RTF workbook ResGasWH_v1_2 | 174.8138 | 174.8138 | Using measure description efficiency metrics to adjust loads from RTF/2021P workbooks to consumptions. | Using measure description efficiency metrics to adjust loads from RTF/2021P workbooks to consumptions. | 0 | 0 | NA | NA | 0 | 0 | 0 | 0 | 0 | 0 | 0 | Baseline is equal to efficient case | Baseline is equal to efficient case | Baseline is equal to efficient case | 0 | 0 | No applicable non-energy benefits | No applicable non-energy benefits | 100% | Equipment 100% technically feasible within end use | System | System
King CountyManufacturedWater Heat GT 55 Gal1Existing | King CountyManufacturedWater Heat GT 55 GalExisting | King County | Manufactured | Water Heat GT 55 Gal | 1 | Below Standard Water Heater > 55 GAL - EF 0.52 | Existing | Water Heater - Below Standard | Below Standard Water Heater > 55 GAL - EF 0.52 | Below Standard Water Heater > 55 GAL - EF 0.52 | per Home | 7 | Assuming half the measure life for below standard equipment. Based on RTF workbook ResGasWH_v1_2 | 193.8142 | 193.8142 | Using measure description efficiency metrics to adjust loads from RTF/2021P workbooks to consumptions. | Using measure description efficiency metrics to adjust loads from RTF/2021P workbooks to consumptions. | 0 | 0 | NA | NA | 0 | 0 | 0 | 0 | 0 | 0 | 0 | Baseline is equal to efficient case | Baseline is equal to efficient case | Baseline is equal to efficient case | 0 | 0 | No applicable non-energy benefits | No applicable non-energy benefits | 100% | Equipment 100% technically feasible within end use | System | System
King CountyManufacturedWater Heat GT 55 Gal1New | King CountyManufacturedWater Heat GT 55 GalNew | King County | Manufactured | Water Heat GT 55 Gal | 1 | Below Standard Water Heater > 55 GAL - EF 0.52 | New | Water Heater - Below Standard | Below Standard Water Heater > 55 GAL - EF 0.52 | Below Standard Water Heater > 55 GAL - EF 0.52 | per Home | 7 | Assuming half the measure life for below standard equipment. Based on RTF workbook ResGasWH_v1_2 | 193.8142 | 193.8142 | Using measure description efficiency metrics to adjust loads from RTF/2021P workbooks to consumptions. | Using measure description efficiency metrics to adjust loads from RTF/2021P workbooks to consumptions. | 0 | 0 | NA | NA | 0 | 0 | 0 | 0 | 0 | 0 | 0 | Baseline is equal to efficient case | Baseline is equal to efficient case | Baseline is equal to efficient case | 0 | 0 | No applicable non-energy benefits | No applicable non-energy benefits | 100% | Equipment 100% technically feasible within end use | System | System
King CountyManufactured - Highly ImpactedWater Heat GT 55 Gal1Existing | King CountyManufactured - Highly ImpactedWater Heat GT 55 GalExisting | King County | Manufactured - Highly Impacted | Water Heat GT 55 Gal | 1 | Below Standard Water Heater > 55 GAL - EF 0.52 | Existing | Water Heater - Below Standard | Below Standard Water Heater > 55 GAL - EF 0.52 | Below Standard Water Heater > 55 GAL - EF 0.52 | per Home | 7 | Assuming half the measure life for below standard equipment. Based on RTF workbook ResGasWH_v1_2 | 165.2509 | 165.2509 | Using measure description efficiency metrics to adjust loads from RTF/2021P workbooks to consumptions. | Using measure description efficiency metrics to adjust loads from RTF/2021P workbooks to consumptions. | 0 | 0 | NA | NA | 0 | 0 | 0 | 0 | 0 | 0 | 0 | Baseline is equal to efficient case | Baseline is equal to efficient case | Baseline is equal to efficient case | 0 | 0 | No applicable non-energy benefits | No applicable non-energy benefits | 100% | Equipment 100% technically feasible within end use | System | System
King CountyManufactured - Highly ImpactedWater Heat GT 55 Gal1New | King CountyManufactured - Highly ImpactedWater Heat GT 55 GalNew | King County | Manufactured - Highly Impacted | Water Heat GT 55 Gal | 1 | Below Standard Water Heater > 55 GAL - EF 0.52 | New | Water Heater - Below Standard | Below Standard Water Heater > 55 GAL - EF 0.52 | Below Standard Water Heater > 55 GAL - EF 0.52 | per Home | 7 | Assuming half the measure life for below standard equipment. Based on RTF workbook ResGasWH_v1_2 | 165.2509 | 165.2509 | Using measure description efficiency metrics to adjust loads from RTF/2021P workbooks to consumptions. | Using measure description efficiency metrics to adjust loads from RTF/2021P workbooks to consumptions. | 0 | 0 | NA | NA | 0 | 0 | 0 | 0 | 0 | 0 | 0 | Baseline is equal to efficient case | Baseline is equal to efficient case | Baseline is equal to efficient case | 0 | 0 | No applicable non-energy benefits | No applicable non-energy benefits | 100% | Equipment 100% technically feasible within end use | System | System
King CountySingle FamilyWater Heat GT 55 Gal2Existing | King CountySingle FamilyWater Heat GT 55 GalExisting | King County | Single Family | Water Heat GT 55 Gal | 2 | Federal Standard 2015 Condensing Water Heater > 55 GAL - EF 0.74 | Existing | Water Heater - Federal Standard 2015 Condensing | Federal Standard 2015 Condensing Water Heater > 55 GAL - EF 0.74 | Federal Standard 2015 Condensing Water Heater > 55 GAL - EF 0.74 | per Home | 13 | Based on RTF workbook ResGasWH_v1_2 | 153.6415 | 153.6415 | Using measure description efficiency metrics to adjust loads from RTF/2021P workbooks to consumptions. | Using measure description efficiency metrics to adjust loads from RTF/2021P workbooks to consumptions. | 0 | 0 | NA | NA | 0 | 0 | 0 | 985.5502 | 960.201 | 0 | 0 | Baseline is equal to efficient case | Baseline is equal to efficient case | Baseline is equal to efficient case | 0 | 0 | No applicable non-energy benefits | No applicable non-energy benefits | 100% | Equipment 100% technically feasible within end use | System | System
King CountySingle FamilyWater Heat GT 55 Gal2New | King CountySingle FamilyWater Heat GT 55 GalNew | King County | Single Family | Water Heat GT 55 Gal | 2 | Federal Standard 2015 Condensing Water Heater > 55 GAL - EF 0.74 | New | Water Heater - Federal Standard 2015 Condensing | Federal Standard 2015 Condensing Water Heater > 55 GAL - EF 0.74 | Federal Standard 2015 Condensing Water Heater > 55 GAL - EF 0.74 | per Home | 13 | Based on RTF workbook ResGasWH_v1_2 | 153.6415 | 153.6415 | Using measure description efficiency metrics to adjust loads from RTF/2021P workbooks to consumptions. | Using measure description efficiency metrics to adjust loads from RTF/2021P workbooks to consumptions. | 0 | 0 | NA | NA | 0 | 0 | 0 | 985.5502 | 960.201 | 0 | 0 | Baseline is equal to efficient case | Baseline is equal to efficient case | Baseline is equal to efficient case | 0 | 0 | No applicable non-energy benefits | No applicable non-energy benefits | 100% | Equipment 100% technically feasible within end use | System | System
King CountySingle Family - Highly ImpactedWater Heat GT 55 Gal2Existing | King CountySingle Family - Highly ImpactedWater Heat GT 55 GalExisting | King County | Single Family - Highly Impacted | Water Heat GT 55 Gal | 2 | Federal Standard 2015 Condensing Water Heater > 55 GAL - EF 0.74 | Existing | Water Heater - Federal Standard 2015 Condensing | Federal Standard 2015 Condensing Water Heater > 55 GAL - EF 0.74 | Federal Standard 2015 Condensing Water Heater > 55 GAL - EF 0.74 | per Home | 13 | Based on RTF workbook ResGasWH_v1_2 | 134.228 | 134.228 | Using measure description efficiency metrics to adjust loads from RTF/2021P workbooks to consumptions. | Using measure description efficiency metrics to adjust loads from RTF/2021P workbooks to consumptions. | 0 | 0 | NA | NA | 0 | 0 | 0 | 985.5502 | 960.201 | 0 | 0 | Baseline is equal to efficient case | Baseline is equal to efficient case | Baseline is equal to efficient case | 0 | 0 | No applicable non-energy benefits | No applicable non-energy benefits | 100% | Equipment 100% technically feasible within end use | System | System
King CountySingle Family - Highly ImpactedWater Heat GT 55 Gal2New | King CountySingle Family - Highly ImpactedWater Heat GT 55 GalNew | King County | Single Family - Highly Impacted | Water Heat GT 55 Gal | 2 | Federal Standard 2015 Condensing Water Heater > 55 GAL - EF 0.74 | New | Water Heater - Federal Standard 2015 Condensing | Federal Standard 2015 Condensing Water Heater > 55 GAL - EF 0.74 | Federal Standard 2015 Condensing Water Heater > 55 GAL - EF 0.74 | per Home | 13 | Based on RTF workbook ResGasWH_v1_2 | 134.228 | 134.228 | Using measure description efficiency metrics to adjust loads from RTF/2021P workbooks to consumptions. | Using measure description efficiency metrics to adjust loads from RTF/2021P workbooks to consumptions. | 0 | 0 | NA | NA | 0 | 0 | 0 | 985.5502 | 960.201 | 0 | 0 | Baseline is equal to efficient case | Baseline is equal to efficient case | Baseline is equal to efficient case | 0 | 0 | No applicable non-energy benefits | No applicable non-energy benefits | 100% | Equipment 100% technically feasible within end use | System | System
King CountyMultifamilyWater Heat GT 55 Gal2Existing | King CountyMultifamilyWater Heat GT 55 GalExisting | King County | Multifamily | Water Heat GT 55 Gal | 2 | Federal Standard 2015 Condensing Water Heater > 55 GAL - EF 0.74 | Existing | Water Heater - Federal Standard 2015 Condensing | Federal Standard 2015 Condensing Water Heater > 55 GAL - EF 0.74 | Federal Standard 2015 Condensing Water Heater > 55 GAL - EF 0.74 | per Home | 13 | Based on RTF workbook ResGasWH_v1_2 | 109.1193 | 109.1193 | Using measure description efficiency metrics to adjust loads from RTF/2021P workbooks to consumptions. | Using measure description efficiency metrics to adjust loads from RTF/2021P workbooks to consumptions. | 0 | 0 | NA | NA | 0 | 0 | 0 | 985.5502 | 960.201 | 0 | 0 | Baseline is equal to efficient case | Baseline is equal to efficient case | Baseline is equal to efficient case | 0 | 0 | No applicable non-energy benefits | No applicable non-energy benefits | 100% | Equipment 100% technically feasible within end use | System | System
King CountyMultifamilyWater Heat GT 55 Gal2New | King CountyMultifamilyWater Heat GT 55 GalNew | King County | Multifamily | Water Heat GT 55 Gal | 2 | Federal Standard 2015 Condensing Water Heater > 55 GAL - EF 0.74 | New | Water Heater - Federal Standard 2015 Condensing | Federal Standard 2015 Condensing Water Heater > 55 GAL - EF 0.74 | Federal Standard 2015 Condensing Water Heater > 55 GAL - EF 0.74 | per Home | 13 | Based on RTF workbook ResGasWH_v1_2 | 109.1193 | 109.1193 | Using measure description efficiency metrics to adjust loads from RTF/2021P workbooks to consumptions. | Using measure description efficiency metrics to adjust loads from RTF/2021P workbooks to consumptions. | 0 | 0 | NA | NA | 0 | 0 | 0 | 985.5502 | 960.201 | 0 | 0 | Baseline is equal to efficient case | Baseline is equal to efficient case | Baseline is equal to efficient case | 0 | 0 | No applicable non-energy benefits | No applicable non-energy benefits | 100% | Equipment 100% technically feasible within end use | System | System
King CountyMultifamily - Highly ImpactedWater Heat GT 55 Gal2Existing | King CountyMultifamily - Highly ImpactedWater Heat GT 55 GalExisting | King County | Multifamily - Highly Impacted | Water Heat GT 55 Gal | 2 | Federal Standard 2015 Condensing Water Heater > 55 GAL - EF 0.74 | Existing | Water Heater - Federal Standard 2015 Condensing | Federal Standard 2015 Condensing Water Heater > 55 GAL - EF 0.74 | Federal Standard 2015 Condensing Water Heater > 55 GAL - EF 0.74 | per Home | 13 | Based on RTF workbook ResGasWH_v1_2 | 122.8421 | 122.8421 | Using measure description efficiency metrics to adjust loads from RTF/2021P workbooks to consumptions. | Using measure description efficiency metrics to adjust loads from RTF/2021P workbooks to consumptions. | 0 | 0 | NA | NA | 0 | 0 | 0 | 985.5502 | 960.201 | 0 | 0 | Baseline is equal to efficient case | Baseline is equal to efficient case | Baseline is equal to efficient case | 0 | 0 | No applicable non-energy benefits | No applicable non-energy benefits | 100% | Equipment 100% technically feasible within end use | System | System
King CountyMultifamily - Highly ImpactedWater Heat GT 55 Gal2New | King CountyMultifamily - Highly ImpactedWater Heat GT 55 GalNew | King County | Multifamily - Highly Impacted | Water Heat GT 55 Gal | 2 | Federal Standard 2015 Condensing Water Heater > 55 GAL - EF 0.74 | New | Water Heater - Federal Standard 2015 Condensing | Federal Standard 2015 Condensing Water Heater > 55 GAL - EF 0.74 | Federal Standard 2015 Condensing Water Heater > 55 GAL - EF 0.74 | per Home | 13 | Based on RTF workbook ResGasWH_v1_2 | 122.8421 | 122.8421 | Using measure description efficiency metrics to adjust loads from RTF/2021P workbooks to consumptions. | Using measure description efficiency metrics to adjust loads from RTF/2021P workbooks to consumptions. | 0 | 0 | NA | NA | 0 | 0 | 0 | 985.5502 | 960.201 | 0 | 0 | Baseline is equal to efficient case | Baseline is equal to efficient case | Baseline is equal to efficient case | 0 | 0 | No applicable non-energy benefits | No applicable non-energy benefits | 100% | Equipment 100% technically feasible within end use | System | System
King CountyManufacturedWater Heat GT 55 Gal2Existing | King CountyManufacturedWater Heat GT 55 GalExisting | King County | Manufactured | Water Heat GT 55 Gal | 2 | Federal Standard 2015 Condensing Water Heater > 55 GAL - EF 0.74 | Existing | Water Heater - Federal Standard 2015 Condensing | Federal Standard 2015 Condensing Water Heater > 55 GAL - EF 0.74 | Federal Standard 2015 Condensing Water Heater > 55 GAL - EF 0.74 | per Home | 13 | Based on RTF workbook ResGasWH_v1_2 | 136.1937 | 136.1937 | Using measure description efficiency metrics to adjust loads from RTF/2021P workbooks to consumptions. | Using measure description efficiency metrics to adjust loads from RTF/2021P workbooks to consumptions. | 0 | 0 | NA | NA | 0 | 0 | 0 | 985.5502 | 960.201 | 0 | 0 | Baseline is equal to efficient case | Baseline is equal to efficient case | Baseline is equal to efficient case | 0 | 0 | No applicable non-energy benefits | No applicable non-energy benefits | 100% | Equipment 100% technically feasible within end use | System | System
King CountyManufacturedWater Heat GT 55 Gal2New | King CountyManufacturedWater Heat GT 55 GalNew | King County | Manufactured | Water Heat GT 55 Gal | 2 | Federal Standard 2015 Condensing Water Heater > 55 GAL - EF 0.74 | New | Water Heater - Federal Standard 2015 Condensing | Federal Standard 2015 Condensing Water Heater > 55 GAL - EF 0.74 | Federal Standard 2015 Condensing Water Heater > 55 GAL - EF 0.74 | per Home | 13 | Based on RTF workbook ResGasWH_v1_2 | 136.1937 | 136.1937 | Using measure description efficiency metrics to adjust loads from RTF/2021P workbooks to consumptions. | Using measure description efficiency metrics to adjust loads from RTF/2021P workbooks to consumptions. | 0 | 0 | NA | NA | 0 | 0 | 0 | 985.5502 | 960.201 | 0 | 0 | Baseline is equal to efficient case | Baseline is equal to efficient case | Baseline is equal to efficient case | 0 | 0 | No applicable non-energy benefits | No applicable non-energy benefits | 100% | Equipment 100% technically feasible within end use | System | System
King CountyManufactured - Highly ImpactedWater Heat GT 55 Gal2Existing | King CountyManufactured - Highly ImpactedWater Heat GT 55 GalExisting | King County | Manufactured - Highly Impacted | Water Heat GT 55 Gal | 2 | Federal Standard 2015 Condensing Water Heater > 55 GAL - EF 0.74 | Existing | Water Heater - Federal Standard 2015 Condensing | Federal Standard 2015 Condensing Water Heater > 55 GAL - EF 0.74 | Federal Standard 2015 Condensing Water Heater > 55 GAL - EF 0.74 | per Home | 13 | Based on RTF workbook ResGasWH_v1_2 | 116.1222 | 116.1222 | Using measure description efficiency metrics to adjust loads from RTF/2021P workbooks to consumptions. | Using measure description efficiency metrics to adjust loads from RTF/2021P workbooks to consumptions. | 0 | 0 | NA | NA | 0 | 0 | 0 | 985.5502 | 960.201 | 0 | 0 | Baseline is equal to efficient case | Baseline is equal to efficient case | Baseline is equal to efficient case | 0 | 0 | No applicable non-energy benefits | No applicable non-energy benefits | 100% | Equipment 100% technically feasible within end use | System | System
King CountyManufactured - Highly ImpactedWater Heat GT 55 Gal2New | King CountyManufactured - Highly ImpactedWater Heat GT 55 GalNew | King County | Manufactured - Highly Impacted | Water Heat GT 55 Gal | 2 | Federal Standard 2015 Condensing Water Heater > 55 GAL - EF 0.74 | New | Water Heater - Federal Standard 2015 Condensing | Federal Standard 2015 Condensing Water Heater > 55 GAL - EF 0.74 | Federal Standard 2015 Condensing Water Heater > 55 GAL - EF 0.74 | per Home | 13 | Based on RTF workbook ResGasWH_v1_2 | 116.1222 | 116.1222 | Using measure description efficiency metrics to adjust loads from RTF/2021P workbooks to consumptions. | Using measure description efficiency metrics to adjust loads from RTF/2021P workbooks to consumptions. | 0 | 0 | NA | NA | 0 | 0 | 0 | 985.5502 | 960.201 | 0 | 0 | Baseline is equal to efficient case | Baseline is equal to efficient case | Baseline is equal to efficient case | 0 | 0 | No applicable non-energy benefits | No applicable non-energy benefits | 100% | Equipment 100% technically feasible within end use | System | System
King CountySingle FamilyWater Heat GT 55 Gal3Existing | King CountySingle FamilyWater Heat GT 55 GalExisting | King County | Single Family | Water Heat GT 55 Gal | 3 | Market Standard Water Heater > 55 GAL | Existing | Water Heater - Market Standard | Market Standard Water Heater > 55 GAL | Market Standard Water Heater > 55 GAL | per Home | 13 | Based on RTF workbook ResGasWH_v1_2 | 147.1385 | 147.1385 | Using measure description efficiency metrics to adjust loads from RTF/2021P workbooks to consumptions. | Using measure description efficiency metrics to adjust loads from RTF/2021P workbooks to consumptions. | 0 | 0 | NA | NA | 0 | 0 | 0 | 0 | 0 | 0 | 0 | Baseline is equal to efficient case | Baseline is equal to efficient case | Baseline is equal to efficient case | 0 | 0 | No applicable non-energy benefits | No applicable non-energy benefits | 100% | Equipment 100% technically feasible within end use | System | System
King CountySingle FamilyWater Heat GT 55 Gal3New | King CountySingle FamilyWater Heat GT 55 GalNew | King County | Single Family | Water Heat GT 55 Gal | 3 | Market Standard Water Heater > 55 GAL | New | Water Heater - Market Standard | Market Standard Water Heater > 55 GAL | Market Standard Water Heater > 55 GAL | per Home | 13 | Based on RTF workbook ResGasWH_v1_2 | 147.1385 | 147.1385 | Using measure description efficiency metrics to adjust loads from RTF/2021P workbooks to consumptions. | Using measure description efficiency metrics to adjust loads from RTF/2021P workbooks to consumptions. | 0 | 0 | NA | NA | 0 | 0 | 0 | 0 | 0 | 0 | 0 | Baseline is equal to efficient case | Baseline is equal to efficient case | Baseline is equal to efficient case | 0 | 0 | No applicable non-energy benefits | No applicable non-energy benefits | 100% | Equipment 100% technically feasible within end use | System | System
King CountySingle Family - Highly ImpactedWater Heat GT 55 Gal3Existing | King CountySingle Family - Highly ImpactedWater Heat GT 55 GalExisting | King County | Single Family - Highly Impacted | Water Heat GT 55 Gal | 3 | Market Standard Water Heater > 55 GAL | Existing | Water Heater - Market Standard | Market Standard Water Heater > 55 GAL | Market Standard Water Heater > 55 GAL | per Home | 13 | Based on RTF workbook ResGasWH_v1_2 | 128.5467 | 128.5467 | Using measure description efficiency metrics to adjust loads from RTF/2021P workbooks to consumptions. | Using measure description efficiency metrics to adjust loads from RTF/2021P workbooks to consumptions. | 0 | 0 | NA | NA | 0 | 0 | 0 | 0 | 0 | 0 | 0 | Baseline is equal to efficient case | Baseline is equal to efficient case | Baseline is equal to efficient case | 0 | 0 | No applicable non-energy benefits | No applicable non-energy benefits | 100% | Equipment 100% technically feasible within end use | System | System
King CountySingle Family - Highly ImpactedWater Heat GT 55 Gal3New | King CountySingle Family - Highly ImpactedWater Heat GT 55 GalNew | King County | Single Family - Highly Impacted | Water Heat GT 55 Gal | 3 | Market Standard Water Heater > 55 GAL | New | Water Heater - Market Standard | Market Standard Water Heater > 55 GAL | Market Standard Water Heater > 55 GAL | per Home | 13 | Based on RTF workbook ResGasWH_v1_2 | 128.5467 | 128.5467 | Using measure description efficiency metrics to adjust loads from RTF/2021P workbooks to consumptions. | Using measure description efficiency metrics to adjust loads from RTF/2021P workbooks to consumptions. | 0 | 0 | NA | NA | 0 | 0 | 0 | 0 | 0 | 0 | 0 | Baseline is equal to efficient case | Baseline is equal to efficient case | Baseline is equal to efficient case | 0 | 0 | No applicable non-energy benefits | No applicable non-energy benefits | 100% | Equipment 100% technically feasible within end use | System | System
King CountyMultifamilyWater Heat GT 55 Gal3Existing | King CountyMultifamilyWater Heat GT 55 GalExisting | King County | Multifamily | Water Heat GT 55 Gal | 3 | Market Standard Water Heater > 55 GAL | Existing | Water Heater - Market Standard | Market Standard Water Heater > 55 GAL | Market Standard Water Heater > 55 GAL | per Home | 13 | Based on RTF workbook ResGasWH_v1_2 | 104.5008 | 104.5008 | Using measure description efficiency metrics to adjust loads from RTF/2021P workbooks to consumptions. | Using measure description efficiency metrics to adjust loads from RTF/2021P workbooks to consumptions. | 0 | 0 | NA | NA | 0 | 0 | 0 | 0 | 0 | 0 | 0 | Baseline is equal to efficient case | Baseline is equal to efficient case | Baseline is equal to efficient case | 0 | 0 | No applicable non-energy benefits | No applicable non-energy benefits | 100% | Equipment 100% technically feasible within end use | System | System
King CountyMultifamilyWater Heat GT 55 Gal3New | King CountyMultifamilyWater Heat GT 55 GalNew | King County | Multifamily | Water Heat GT 55 Gal | 3 | Market Standard Water Heater > 55 GAL | New | Water Heater - Market Standard | Market Standard Water Heater > 55 GAL | Market Standard Water Heater > 55 GAL | per Home | 13 | Based on RTF workbook ResGasWH_v1_2 | 104.5008 | 104.5008 | Using measure description efficiency metrics to adjust loads from RTF/2021P workbooks to consumptions. | Using measure description efficiency metrics to adjust loads from RTF/2021P workbooks to consumptions. | 0 | 0 | NA | NA | 0 | 0 | 0 | 0 | 0 | 0 | 0 | Baseline is equal to efficient case | Baseline is equal to efficient case | Baseline is equal to efficient case | 0 | 0 | No applicable non-energy benefits | No applicable non-energy benefits | 100% | Equipment 100% technically feasible within end use | System | System
King CountyMultifamily - Highly ImpactedWater Heat GT 55 Gal3Existing | King CountyMultifamily - Highly ImpactedWater Heat GT 55 GalExisting | King County | Multifamily - Highly Impacted | Water Heat GT 55 Gal | 3 | Market Standard Water Heater > 55 GAL | Existing | Water Heater - Market Standard | Market Standard Water Heater > 55 GAL | Market Standard Water Heater > 55 GAL | per Home | 13 | Based on RTF workbook ResGasWH_v1_2 | 117.6427 | 117.6427 | Using measure description efficiency metrics to adjust loads from RTF/2021P workbooks to consumptions. | Using measure description efficiency metrics to adjust loads from RTF/2021P workbooks to consumptions. | 0 | 0 | NA | NA | 0 | 0 | 0 | 0 | 0 | 0 | 0 | Baseline is equal to efficient case | Baseline is equal to efficient case | Baseline is equal to efficient case | 0 | 0 | No applicable non-energy benefits | No applicable non-energy benefits | 100% | Equipment 100% technically feasible within end use | System | System
King CountyMultifamily - Highly ImpactedWater Heat GT 55 Gal3New | King CountyMultifamily - Highly ImpactedWater Heat GT 55 GalNew | King County | Multifamily - Highly Impacted | Water Heat GT 55 Gal | 3 | Market Standard Water Heater > 55 GAL | New | Water Heater - Market Standard | Market Standard Water Heater > 55 GAL | Market Standard Water Heater > 55 GAL | per Home | 13 | Based on RTF workbook ResGasWH_v1_2 | 117.6427 | 117.6427 | Using measure description efficiency metrics to adjust loads from RTF/2021P workbooks to consumptions. | Using measure description efficiency metrics to adjust loads from RTF/2021P workbooks to consumptions. | 0 | 0 | NA | NA | 0 | 0 | 0 | 0 | 0 | 0 | 0 | Baseline is equal to efficient case | Baseline is equal to efficient case | Baseline is equal to efficient case | 0 | 0 | No applicable non-energy benefits | No applicable non-energy benefits | 100% | Equipment 100% technically feasible within end use | System | System
King CountyManufacturedWater Heat GT 55 Gal3Existing | King CountyManufacturedWater Heat GT 55 GalExisting | King County | Manufactured | Water Heat GT 55 Gal | 3 | Market Standard Water Heater > 55 GAL | Existing | Water Heater - Market Standard | Market Standard Water Heater > 55 GAL | Market Standard Water Heater > 55 GAL | per Home | 13 | Based on RTF workbook ResGasWH_v1_2 | 130.4292 | 130.4292 | Using measure description efficiency metrics to adjust loads from RTF/2021P workbooks to consumptions. | Using measure description efficiency metrics to adjust loads from RTF/2021P workbooks to consumptions. | 0 | 0 | NA | NA | 0 | 0 | 0 | 0 | 0 | 0 | 0 | Baseline is equal to efficient case | Baseline is equal to efficient case | Baseline is equal to efficient case | 0 | 0 | No applicable non-energy benefits | No applicable non-energy benefits | 100% | Equipment 100% technically feasible within end use | System | System
King CountyManufacturedWater Heat GT 55 Gal3New | King CountyManufacturedWater Heat GT 55 GalNew | King County | Manufactured | Water Heat GT 55 Gal | 3 | Market Standard Water Heater > 55 GAL | New | Water Heater - Market Standard | Market Standard Water Heater > 55 GAL | Market Standard Water Heater > 55 GAL | per Home | 13 | Based on RTF workbook ResGasWH_v1_2 | 130.4292 | 130.4292 | Using measure description efficiency metrics to adjust loads from RTF/2021P workbooks to consumptions. | Using measure description efficiency metrics to adjust loads from RTF/2021P workbooks to consumptions. | 0 | 0 | NA | NA | 0 | 0 | 0 | 0 | 0 | 0 | 0 | Baseline is equal to efficient case | Baseline is equal to efficient case | Baseline is equal to efficient case | 0 | 0 | No applicable non-energy benefits | No applicable non-energy benefits | 100% | Equipment 100% technically feasible within end use | System | System
King CountyManufactured - Highly ImpactedWater Heat GT 55 Gal3Existing | King CountyManufactured - Highly ImpactedWater Heat GT 55 GalExisting | King County | Manufactured - Highly Impacted | Water Heat GT 55 Gal | 3 | Market Standard Water Heater > 55 GAL | Existing | Water Heater - Market Standard | Market Standard Water Heater > 55 GAL | Market Standard Water Heater > 55 GAL | per Home | 13 | Based on RTF workbook ResGasWH_v1_2 | 111.2073 | 111.2073 | Using measure description efficiency metrics to adjust loads from RTF/2021P workbooks to consumptions. | Using measure description efficiency metrics to adjust loads from RTF/2021P workbooks to consumptions. | 0 | 0 | NA | NA | 0 | 0 | 0 | 0 | 0 | 0 | 0 | Baseline is equal to efficient case | Baseline is equal to efficient case | Baseline is equal to efficient case | 0 | 0 | No applicable non-energy benefits | No applicable non-energy benefits | 100% | Equipment 100% technically feasible within end use | System | System
King CountyManufactured - Highly ImpactedWater Heat GT 55 Gal3New | King CountyManufactured - Highly ImpactedWater Heat GT 55 GalNew | King County | Manufactured - Highly Impacted | Water Heat GT 55 Gal | 3 | Market Standard Water Heater > 55 GAL | New | Water Heater - Market Standard | Market Standard Water Heater > 55 GAL | Market Standard Water Heater > 55 GAL | per Home | 13 | Based on RTF workbook ResGasWH_v1_2 | 111.2073 | 111.2073 | Using measure description efficiency metrics to adjust loads from RTF/2021P workbooks to consumptions. | Using measure description efficiency metrics to adjust loads from RTF/2021P workbooks to consumptions. | 0 | 0 | NA | NA | 0 | 0 | 0 | 0 | 0 | 0 | 0 | Baseline is equal to efficient case | Baseline is equal to efficient case | Baseline is equal to efficient case | 0 | 0 | No applicable non-energy benefits | No applicable non-energy benefits | 100% | Equipment 100% technically feasible within end use | System | System
King CountySingle FamilyWater Heat GT 55 Gal4Existing | King CountySingle FamilyWater Heat GT 55 GalExisting | King County | Single Family | Water Heat GT 55 Gal | 4 | ENERGY STAR Condensing Water Heater > 55 GAL - EF 0.77 | Existing | Water Heater - ENERGY STAR Condensing | ENERGY STAR Condensing Water Heater > 55 GAL - EF 0.77 | Federal Standard 2015 Condensing Water Heater > 55 GAL - EF 0.74 | per Home | 13 | Based on RTF workbook ResGasWH_v1_2 | 153.6415 | 147.6554 | Using measure description efficiency metrics to adjust loads from RTF/2021P workbooks to consumptions. | Using measure description efficiency metrics to adjust loads from RTF/2021P workbooks to consumptions. | 0 | 0 | NA | NA | 985.5502 | 960.201 | 0 | 1041.0297 | 965.6137 | 0 | 0 | Technical Support Document - Residential Water Heaters, Direct Heating Equipment, and Pooler Heaters. November 2009; calculated by linear interpolation | Technical Support Document - Residential Water Heaters, Direct Heating Equipment, and Pooler Heaters. November 2009; calculated by linear interpolation | Assuming no incremental O&M cost | 0 | 2.8714 | PSE NEI data | No applicable non-energy benefits | 100% | Equipment 100% technically feasible within end use | System | System
King CountySingle FamilyWater Heat GT 55 Gal4New | King CountySingle FamilyWater Heat GT 55 GalNew | King County | Single Family | Water Heat GT 55 Gal | 4 | ENERGY STAR Condensing Water Heater > 55 GAL - EF 0.77 | New | Water Heater - ENERGY STAR Condensing | ENERGY STAR Condensing Water Heater > 55 GAL - EF 0.77 | Federal Standard 2015 Condensing Water Heater > 55 GAL - EF 0.74 | per Home | 13 | Based on RTF workbook ResGasWH_v1_2 | 153.6415 | 147.6554 | Using measure description efficiency metrics to adjust loads from RTF/2021P workbooks to consumptions. | Using measure description efficiency metrics to adjust loads from RTF/2021P workbooks to consumptions. | 0 | 0 | NA | NA | 985.5502 | 960.201 | 0 | 1041.0297 | 965.6137 | 0 | 0 | Technical Support Document - Residential Water Heaters, Direct Heating Equipment, and Pooler Heaters. November 2009; calculated by linear interpolation | Technical Support Document - Residential Water Heaters, Direct Heating Equipment, and Pooler Heaters. November 2009; calculated by linear interpolation | Assuming no incremental O&M cost | 0 | 2.8714 | PSE NEI data | No applicable non-energy benefits | 100% | Equipment 100% technically feasible within end use | System | System
King CountySingle Family - Highly ImpactedWater Heat GT 55 Gal4Existing | King CountySingle Family - Highly ImpactedWater Heat GT 55 GalExisting | King County | Single Family - Highly Impacted | Water Heat GT 55 Gal | 4 | ENERGY STAR Condensing Water Heater > 55 GAL - EF 0.77 | Existing | Water Heater - ENERGY STAR Condensing | ENERGY STAR Condensing Water Heater > 55 GAL - EF 0.77 | Federal Standard 2015 Condensing Water Heater > 55 GAL - EF 0.74 | per Home | 13 | Based on RTF workbook ResGasWH_v1_2 | 134.228 | 128.9983 | Using measure description efficiency metrics to adjust loads from RTF/2021P workbooks to consumptions. | Using measure description efficiency metrics to adjust loads from RTF/2021P workbooks to consumptions. | 0 | 0 | NA | NA | 985.5502 | 960.201 | 0 | 1041.0297 | 965.6137 | 0 | 0 | Technical Support Document - Residential Water Heaters, Direct Heating Equipment, and Pooler Heaters. November 2009; calculated by linear interpolation | Technical Support Document - Residential Water Heaters, Direct Heating Equipment, and Pooler Heaters. November 2009; calculated by linear interpolation | Assuming no incremental O&M cost | 0 | 0.55918 | PSE NEI data | No applicable non-energy benefits | 100% | Equipment 100% technically feasible within end use | System | System
King CountySingle Family - Highly ImpactedWater Heat GT 55 Gal4New | King CountySingle Family - Highly ImpactedWater Heat GT 55 GalNew | King County | Single Family - Highly Impacted | Water Heat GT 55 Gal | 4 | ENERGY STAR Condensing Water Heater > 55 GAL - EF 0.77 | New | Water Heater - ENERGY STAR Condensing | ENERGY STAR Condensing Water Heater > 55 GAL - EF 0.77 | Federal Standard 2015 Condensing Water Heater > 55 GAL - EF 0.74 | per Home | 13 | Based on RTF workbook ResGasWH_v1_2 | 134.228 | 128.9983 | Using measure description efficiency metrics to adjust loads from RTF/2021P workbooks to consumptions. | Using measure description efficiency metrics to adjust loads from RTF/2021P workbooks to consumptions. | 0 | 0 | NA | NA | 985.5502 | 960.201 | 0 | 1041.0297 | 965.6137 | 0 | 0 | Technical Support Document - Residential Water Heaters, Direct Heating Equipment, and Pooler Heaters. November 2009; calculated by linear interpolation | Technical Support Document - Residential Water Heaters, Direct Heating Equipment, and Pooler Heaters. November 2009; calculated by linear interpolation | Assuming no incremental O&M cost | 0 | 0.55918 | PSE NEI data | No applicable non-energy benefits | 100% | Equipment 100% technically feasible within end use | System | System
King CountyMultifamilyWater Heat GT 55 Gal4Existing | King CountyMultifamilyWater Heat GT 55 GalExisting | King County | Multifamily | Water Heat GT 55 Gal | 4 | ENERGY STAR Condensing Water Heater > 55 GAL - EF 0.77 | Existing | Water Heater - ENERGY STAR Condensing | ENERGY STAR Condensing Water Heater > 55 GAL - EF 0.77 | Federal Standard 2015 Condensing Water Heater > 55 GAL - EF 0.74 | per Home | 13 | Based on RTF workbook ResGasWH_v1_2 | 109.1193 | 104.8679 | Using measure description efficiency metrics to adjust loads from RTF/2021P workbooks to consumptions. | Using measure description efficiency metrics to adjust loads from RTF/2021P workbooks to consumptions. | 0 | 0 | NA | NA | 985.5502 | 960.201 | 0 | 1041.0297 | 965.6137 | 0 | 0 | Technical Support Document - Residential Water Heaters, Direct Heating Equipment, and Pooler Heaters. November 2009; calculated by linear interpolation | Technical Support Document - Residential Water Heaters, Direct Heating Equipment, and Pooler Heaters. November 2009; calculated by linear interpolation | Assuming no incremental O&M cost | 0 | 2.0393 | PSE NEI data | No applicable non-energy benefits | 100% | Equipment 100% technically feasible within end use | System | System
King CountyMultifamilyWater Heat GT 55 Gal4New | King CountyMultifamilyWater Heat GT 55 GalNew | King County | Multifamily | Water Heat GT 55 Gal | 4 | ENERGY STAR Condensing Water Heater > 55 GAL - EF 0.77 | New | Water Heater - ENERGY STAR Condensing | ENERGY STAR Condensing Water Heater > 55 GAL - EF 0.77 | Federal Standard 2015 Condensing Water Heater > 55 GAL - EF 0.74 | per Home | 13 | Based on RTF workbook ResGasWH_v1_2 | 109.1193 | 104.8679 | Using measure description efficiency metrics to adjust loads from RTF/2021P workbooks to consumptions. | Using measure description efficiency metrics to adjust loads from RTF/2021P workbooks to consumptions. | 0 | 0 | NA | NA | 985.5502 | 960.201 | 0 | 1041.0297 | 965.6137 | 0 | 0 | Technical Support Document - Residential Water Heaters, Direct Heating Equipment, and Pooler Heaters. November 2009; calculated by linear interpolation | Technical Support Document - Residential Water Heaters, Direct Heating Equipment, and Pooler Heaters. November 2009; calculated by linear interpolation | Assuming no incremental O&M cost | 0 | 2.0393 | PSE NEI data | No applicable non-energy benefits | 100% | Equipment 100% technically feasible within end use | System | System
King CountyMultifamily - Highly ImpactedWater Heat GT 55 Gal4Existing | King CountyMultifamily - Highly ImpactedWater Heat GT 55 GalExisting | King County | Multifamily - Highly Impacted | Water Heat GT 55 Gal | 4 | ENERGY STAR Condensing Water Heater > 55 GAL - EF 0.77 | Existing | Water Heater - ENERGY STAR Condensing | ENERGY STAR Condensing Water Heater > 55 GAL - EF 0.77 | Federal Standard 2015 Condensing Water Heater > 55 GAL - EF 0.74 | per Home | 13 | Based on RTF workbook ResGasWH_v1_2 | 122.8421 | 118.0561 | Using measure description efficiency metrics to adjust loads from RTF/2021P workbooks to consumptions. | Using measure description efficiency metrics to adjust loads from RTF/2021P workbooks to consumptions. | 0 | 0 | NA | NA | 985.5502 | 960.201 | 0 | 1041.0297 | 965.6137 | 0 | 0 | Technical Support Document - Residential Water Heaters, Direct Heating Equipment, and Pooler Heaters. November 2009; calculated by linear interpolation | Technical Support Document - Residential Water Heaters, Direct Heating Equipment, and Pooler Heaters. November 2009; calculated by linear interpolation | Assuming no incremental O&M cost | 0 | 0.51175 | PSE NEI data | No applicable non-energy benefits | 100% | Equipment 100% technically feasible within end use | System | System
King CountyMultifamily - Highly ImpactedWater Heat GT 55 Gal4New | King CountyMultifamily - Highly ImpactedWater Heat GT 55 GalNew | King County | Multifamily - Highly Impacted | Water Heat GT 55 Gal | 4 | ENERGY STAR Condensing Water Heater > 55 GAL - EF 0.77 | New | Water Heater - ENERGY STAR Condensing | ENERGY STAR Condensing Water Heater > 55 GAL - EF 0.77 | Federal Standard 2015 Condensing Water Heater > 55 GAL - EF 0.74 | per Home | 13 | Based on RTF workbook ResGasWH_v1_2 | 122.8421 | 118.0561 | Using measure description efficiency metrics to adjust loads from RTF/2021P workbooks to consumptions. | Using measure description efficiency metrics to adjust loads from RTF/2021P workbooks to consumptions. | 0 | 0 | NA | NA | 985.5502 | 960.201 | 0 | 1041.0297 | 965.6137 | 0 | 0 | Technical Support Document - Residential Water Heaters, Direct Heating Equipment, and Pooler Heaters. November 2009; calculated by linear interpolation | Technical Support Document - Residential Water Heaters, Direct Heating Equipment, and Pooler Heaters. November 2009; calculated by linear interpolation | Assuming no incremental O&M cost | 0 | 0.51175 | PSE NEI data | No applicable non-energy benefits | 100% | Equipment 100% technically feasible within end use | System | System
King CountyManufacturedWater Heat GT 55 Gal4Existing | King CountyManufacturedWater Heat GT 55 GalExisting | King County | Manufactured | Water Heat GT 55 Gal | 4 | ENERGY STAR Condensing Water Heater > 55 GAL - EF 0.77 | Existing | Water Heater - ENERGY STAR Condensing | ENERGY STAR Condensing Water Heater > 55 GAL - EF 0.77 | Federal Standard 2015 Condensing Water Heater > 55 GAL - EF 0.74 | per Home | 13 | Based on RTF workbook ResGasWH_v1_2 | 136.1937 | 130.8875 | Using measure description efficiency metrics to adjust loads from RTF/2021P workbooks to consumptions. | Using measure description efficiency metrics to adjust loads from RTF/2021P workbooks to consumptions. | 0 | 0 | NA | NA | 985.5502 | 960.201 | 0 | 1041.0297 | 965.6137 | 0 | 0 | Technical Support Document - Residential Water Heaters, Direct Heating Equipment, and Pooler Heaters. November 2009; calculated by linear interpolation | Technical Support Document - Residential Water Heaters, Direct Heating Equipment, and Pooler Heaters. November 2009; calculated by linear interpolation | Assuming no incremental O&M cost | 0 | 2.5453 | PSE NEI data | No applicable non-energy benefits | 100% | Equipment 100% technically feasible within end use | System | System
King CountyManufacturedWater Heat GT 55 Gal4New | King CountyManufacturedWater Heat GT 55 GalNew | King County | Manufactured | Water Heat GT 55 Gal | 4 | ENERGY STAR Condensing Water Heater > 55 GAL - EF 0.77 | New | Water Heater - ENERGY STAR Condensing | ENERGY STAR Condensing Water Heater > 55 GAL - EF 0.77 | Federal Standard 2015 Condensing Water Heater > 55 GAL - EF 0.74 | per Home | 13 | Based on RTF workbook ResGasWH_v1_2 | 136.1937 | 130.8875 | Using measure description efficiency metrics to adjust loads from RTF/2021P workbooks to consumptions. | Using measure description efficiency metrics to adjust loads from RTF/2021P workbooks to consumptions. | 0 | 0 | NA | NA | 985.5502 | 960.201 | 0 | 1041.0297 | 965.6137 | 0 | 0 | Technical Support Document - Residential Water Heaters, Direct Heating Equipment, and Pooler Heaters. November 2009; calculated by linear interpolation | Technical Support Document - Residential Water Heaters, Direct Heating Equipment, and Pooler Heaters. November 2009; calculated by linear interpolation | Assuming no incremental O&M cost | 0 | 2.5453 | PSE NEI data | No applicable non-energy benefits | 100% | Equipment 100% technically feasible within end use | System | System
King CountyManufactured - Highly ImpactedWater Heat GT 55 Gal4Existing | King CountyManufactured - Highly ImpactedWater Heat GT 55 GalExisting | King County | Manufactured - Highly Impacted | Water Heat GT 55 Gal | 4 | ENERGY STAR Condensing Water Heater > 55 GAL - EF 0.77 | Existing | Water Heater - ENERGY STAR Condensing | ENERGY STAR Condensing Water Heater > 55 GAL - EF 0.77 | Federal Standard 2015 Condensing Water Heater > 55 GAL - EF 0.74 | per Home | 13 | Based on RTF workbook ResGasWH_v1_2 | 116.1222 | 111.598 | Using measure description efficiency metrics to adjust loads from RTF/2021P workbooks to consumptions. | Using measure description efficiency metrics to adjust loads from RTF/2021P workbooks to consumptions. | 0 | 0 | NA | NA | 985.5502 | 960.201 | 0 | 1041.0297 | 965.6137 | 0 | 0 | Technical Support Document - Residential Water Heaters, Direct Heating Equipment, and Pooler Heaters. November 2009; calculated by linear interpolation | Technical Support Document - Residential Water Heaters, Direct Heating Equipment, and Pooler Heaters. November 2009; calculated by linear interpolation | Assuming no incremental O&M cost | 0 | 0.48375 | PSE NEI data | No applicable non-energy benefits | 100% | Equipment 100% technically feasible within end use | System | System
King CountyManufactured - Highly ImpactedWater Heat GT 55 Gal4New | King CountyManufactured - Highly ImpactedWater Heat GT 55 GalNew | King County | Manufactured - Highly Impacted | Water Heat GT 55 Gal | 4 | ENERGY STAR Condensing Water Heater > 55 GAL - EF 0.77 | New | Water Heater - ENERGY STAR Condensing | ENERGY STAR Condensing Water Heater > 55 GAL - EF 0.77 | Federal Standard 2015 Condensing Water Heater > 55 GAL - EF 0.74 | per Home | 13 | Based on RTF workbook ResGasWH_v1_2 | 116.1222 | 111.598 | Using measure description efficiency metrics to adjust loads from RTF/2021P workbooks to consumptions. | Using measure description efficiency metrics to adjust loads from RTF/2021P workbooks to consumptions. | 0 | 0 | NA | NA | 985.5502 | 960.201 | 0 | 1041.0297 | 965.6137 | 0 | 0 | Technical Support Document - Residential Water Heaters, Direct Heating Equipment, and Pooler Heaters. November 2009; calculated by linear interpolation | Technical Support Document - Residential Water Heaters, Direct Heating Equipment, and Pooler Heaters. November 2009; calculated by linear interpolation | Assuming no incremental O&M cost | 0 | 0.48375 | PSE NEI data | No applicable non-energy benefits | 100% | Equipment 100% technically feasible within end use | System | System
King CountySingle FamilyWater Heat GT 55 Gal5Existing | King CountySingle FamilyWater Heat GT 55 GalExisting | King County | Single Family | Water Heat GT 55 Gal | 5 | Condensing Water Heater > 55 GAL - EF 0.85 | Existing | Water Heater - Condensing | Condensing Water Heater > 55 GAL - EF 0.85 | Federal Standard 2015 Condensing Water Heater > 55 GAL - EF 0.74 | per Home | 13 | Based on RTF workbook ResGasWH_v1_2 | 153.6415 | 133.7585 | Using measure description efficiency metrics to adjust loads from RTF/2021P workbooks to consumptions. | Using measure description efficiency metrics to adjust loads from RTF/2021P workbooks to consumptions. | 0 | 0 | NA | NA | 985.5502 | 960.201 | 0 | 1740.7333 | 980.0474 | 0 | 0 | Technical Support Document - Residential Water Heaters, Direct Heating Equipment, and Pooler Heaters. November 2009, various retail prices from internet price research; calculated by linear interpolation | Technical Support Document - Residential Water Heaters, Direct Heating Equipment, and Pooler Heaters. November 2009; calculated by linear interpolation | Assuming no incremental O&M cost | 0 | 9.5375 | PSE NEI data | No applicable non-energy benefits | 100% | Equipment 100% technically feasible within end use | System | System
King CountySingle FamilyWater Heat GT 55 Gal5New | King CountySingle FamilyWater Heat GT 55 GalNew | King County | Single Family | Water Heat GT 55 Gal | 5 | Condensing Water Heater > 55 GAL - EF 0.85 | New | Water Heater - Condensing | Condensing Water Heater > 55 GAL - EF 0.85 | Federal Standard 2015 Condensing Water Heater > 55 GAL - EF 0.74 | per Home | 13 | Based on RTF workbook ResGasWH_v1_2 | 153.6415 | 133.7585 | Using measure description efficiency metrics to adjust loads from RTF/2021P workbooks to consumptions. | Using measure description efficiency metrics to adjust loads from RTF/2021P workbooks to consumptions. | 0 | 0 | NA | NA | 985.5502 | 960.201 | 0 | 1740.7333 | 980.0474 | 0 | 0 | Technical Support Document - Residential Water Heaters, Direct Heating Equipment, and Pooler Heaters. November 2009, various retail prices from internet price research; calculated by linear interpolation | Technical Support Document - Residential Water Heaters, Direct Heating Equipment, and Pooler Heaters. November 2009; calculated by linear interpolation | Assuming no incremental O&M cost | 0 | 9.5375 | PSE NEI data | No applicable non-energy benefits | 100% | Equipment 100% technically feasible within end use | System | System
King CountySingle Family - Highly ImpactedWater Heat GT 55 Gal5Existing | King CountySingle Family - Highly ImpactedWater Heat GT 55 GalExisting | King County | Single Family - Highly Impacted | Water Heat GT 55 Gal | 5 | Condensing Water Heater > 55 GAL - EF 0.85 | Existing | Water Heater - Condensing | Condensing Water Heater > 55 GAL - EF 0.85 | Federal Standard 2015 Condensing Water Heater > 55 GAL - EF 0.74 | per Home | 13 | Based on RTF workbook ResGasWH_v1_2 | 134.228 | 116.8573 | Using measure description efficiency metrics to adjust loads from RTF/2021P workbooks to consumptions. | Using measure description efficiency metrics to adjust loads from RTF/2021P workbooks to consumptions. | 0 | 0 | NA | NA | 985.5502 | 960.201 | 0 | 1740.7333 | 980.0474 | 0 | 0 | Technical Support Document - Residential Water Heaters, Direct Heating Equipment, and Pooler Heaters. November 2009, various retail prices from internet price research; calculated by linear interpolation | Technical Support Document - Residential Water Heaters, Direct Heating Equipment, and Pooler Heaters. November 2009; calculated by linear interpolation | Assuming no incremental O&M cost | 0 | 1.8574 | PSE NEI data | No applicable non-energy benefits | 100% | Equipment 100% technically feasible within end use | System | System
King CountySingle Family - Highly ImpactedWater Heat GT 55 Gal5New | King CountySingle Family - Highly ImpactedWater Heat GT 55 GalNew | King County | Single Family - Highly Impacted | Water Heat GT 55 Gal | 5 | Condensing Water Heater > 55 GAL - EF 0.85 | New | Water Heater - Condensing | Condensing Water Heater > 55 GAL - EF 0.85 | Federal Standard 2015 Condensing Water Heater > 55 GAL - EF 0.74 | per Home | 13 | Based on RTF workbook ResGasWH_v1_2 | 134.228 | 116.8573 | Using measure description efficiency metrics to adjust loads from RTF/2021P workbooks to consumptions. | Using measure description efficiency metrics to adjust loads from RTF/2021P workbooks to consumptions. | 0 | 0 | NA | NA | 985.5502 | 960.201 | 0 | 1740.7333 | 980.0474 | 0 | 0 | Technical Support Document - Residential Water Heaters, Direct Heating Equipment, and Pooler Heaters. November 2009, various retail prices from internet price research; calculated by linear interpolation | Technical Support Document - Residential Water Heaters, Direct Heating Equipment, and Pooler Heaters. November 2009; calculated by linear interpolation | Assuming no incremental O&M cost | 0 | 1.8574 | PSE NEI data | No applicable non-energy benefits | 100% | Equipment 100% technically feasible within end use | System | System
King CountyMultifamilyWater Heat GT 55 Gal5Existing | King CountyMultifamilyWater Heat GT 55 GalExisting | King County | Multifamily | Water Heat GT 55 Gal | 5 | Condensing Water Heater > 55 GAL - EF 0.85 | Existing | Water Heater - Condensing | Condensing Water Heater > 55 GAL - EF 0.85 | Federal Standard 2015 Condensing Water Heater > 55 GAL - EF 0.74 | per Home | 13 | Based on RTF workbook ResGasWH_v1_2 | 109.1193 | 94.998 | Using measure description efficiency metrics to adjust loads from RTF/2021P workbooks to consumptions. | Using measure description efficiency metrics to adjust loads from RTF/2021P workbooks to consumptions. | 0 | 0 | NA | NA | 985.5502 | 960.201 | 0 | 1740.7333 | 980.0474 | 0 | 0 | Technical Support Document - Residential Water Heaters, Direct Heating Equipment, and Pooler Heaters. November 2009, various retail prices from internet price research; calculated by linear interpolation | Technical Support Document - Residential Water Heaters, Direct Heating Equipment, and Pooler Heaters. November 2009; calculated by linear interpolation | Assuming no incremental O&M cost | 0 | 6.7737 | PSE NEI data | No applicable non-energy benefits | 100% | Equipment 100% technically feasible within end use | System | System
King CountyMultifamilyWater Heat GT 55 Gal5New | King CountyMultifamilyWater Heat GT 55 GalNew | King County | Multifamily | Water Heat GT 55 Gal | 5 | Condensing Water Heater > 55 GAL - EF 0.85 | New | Water Heater - Condensing | Condensing Water Heater > 55 GAL - EF 0.85 | Federal Standard 2015 Condensing Water Heater > 55 GAL - EF 0.74 | per Home | 13 | Based on RTF workbook ResGasWH_v1_2 | 109.1193 | 94.998 | Using measure description efficiency metrics to adjust loads from RTF/2021P workbooks to consumptions. | Using measure description efficiency metrics to adjust loads from RTF/2021P workbooks to consumptions. | 0 | 0 | NA | NA | 985.5502 | 960.201 | 0 | 1740.7333 | 980.0474 | 0 | 0 | Technical Support Document - Residential Water Heaters, Direct Heating Equipment, and Pooler Heaters. November 2009, various retail prices from internet price research; calculated by linear interpolation | Technical Support Document - Residential Water Heaters, Direct Heating Equipment, and Pooler Heaters. November 2009; calculated by linear interpolation | Assuming no incremental O&M cost | 0 | 6.7737 | PSE NEI data | No applicable non-energy benefits | 100% | Equipment 100% technically feasible within end use | System | System
King CountyMultifamily - Highly ImpactedWater Heat GT 55 Gal5Existing | King CountyMultifamily - Highly ImpactedWater Heat GT 55 GalExisting | King County | Multifamily - Highly Impacted | Water Heat GT 55 Gal | 5 | Condensing Water Heater > 55 GAL - EF 0.85 | Existing | Water Heater - Condensing | Condensing Water Heater > 55 GAL - EF 0.85 | Federal Standard 2015 Condensing Water Heater > 55 GAL - EF 0.74 | per Home | 13 | Based on RTF workbook ResGasWH_v1_2 | 122.8421 | 106.9449 | Using measure description efficiency metrics to adjust loads from RTF/2021P workbooks to consumptions. | Using measure description efficiency metrics to adjust loads from RTF/2021P workbooks to consumptions. | 0 | 0 | NA | NA | 985.5502 | 960.201 | 0 | 1740.7333 | 980.0474 | 0 | 0 | Technical Support Document - Residential Water Heaters, Direct Heating Equipment, and Pooler Heaters. November 2009, various retail prices from internet price research; calculated by linear interpolation | Technical Support Document - Residential Water Heaters, Direct Heating Equipment, and Pooler Heaters. November 2009; calculated by linear interpolation | Assuming no incremental O&M cost | 0 | 1.6998 | PSE NEI data | No applicable non-energy benefits | 100% | Equipment 100% technically feasible within end use | System | System
King CountyMultifamily - Highly ImpactedWater Heat GT 55 Gal5New | King CountyMultifamily - Highly ImpactedWater Heat GT 55 GalNew | King County | Multifamily - Highly Impacted | Water Heat GT 55 Gal | 5 | Condensing Water Heater > 55 GAL - EF 0.85 | New | Water Heater - Condensing | Condensing Water Heater > 55 GAL - EF 0.85 | Federal Standard 2015 Condensing Water Heater > 55 GAL - EF 0.74 | per Home | 13 | Based on RTF workbook ResGasWH_v1_2 | 122.8421 | 106.9449 | Using measure description efficiency metrics to adjust loads from RTF/2021P workbooks to consumptions. | Using measure description efficiency metrics to adjust loads from RTF/2021P workbooks to consumptions. | 0 | 0 | NA | NA | 985.5502 | 960.201 | 0 | 1740.7333 | 980.0474 | 0 | 0 | Technical Support Document - Residential Water Heaters, Direct Heating Equipment, and Pooler Heaters. November 2009, various retail prices from internet price research; calculated by linear interpolation | Technical Support Document - Residential Water Heaters, Direct Heating Equipment, and Pooler Heaters. November 2009; calculated by linear interpolation | Assuming no incremental O&M cost | 0 | 1.6998 | PSE NEI data | No applicable non-energy benefits | 100% | Equipment 100% technically feasible within end use | System | System
King CountyManufacturedWater Heat GT 55 Gal5Existing | King CountyManufacturedWater Heat GT 55 GalExisting | King County | Manufactured | Water Heat GT 55 Gal | 5 | Condensing Water Heater > 55 GAL - EF 0.85 | Existing | Water Heater - Condensing | Condensing Water Heater > 55 GAL - EF 0.85 | Federal Standard 2015 Condensing Water Heater > 55 GAL - EF 0.74 | per Home | 13 | Based on RTF workbook ResGasWH_v1_2 | 136.1937 | 118.5687 | Using measure description efficiency metrics to adjust loads from RTF/2021P workbooks to consumptions. | Using measure description efficiency metrics to adjust loads from RTF/2021P workbooks to consumptions. | 0 | 0 | NA | NA | 985.5502 | 960.201 | 0 | 1740.7333 | 980.0474 | 0 | 0 | Technical Support Document - Residential Water Heaters, Direct Heating Equipment, and Pooler Heaters. November 2009, various retail prices from internet price research; calculated by linear interpolation | Technical Support Document - Residential Water Heaters, Direct Heating Equipment, and Pooler Heaters. November 2009; calculated by linear interpolation | Assuming no incremental O&M cost | 0 | 8.4544 | PSE NEI data | No applicable non-energy benefits | 100% | Equipment 100% technically feasible within end use | System | System
King CountyManufacturedWater Heat GT 55 Gal5New | King CountyManufacturedWater Heat GT 55 GalNew | King County | Manufactured | Water Heat GT 55 Gal | 5 | Condensing Water Heater > 55 GAL - EF 0.85 | New | Water Heater - Condensing | Condensing Water Heater > 55 GAL - EF 0.85 | Federal Standard 2015 Condensing Water Heater > 55 GAL - EF 0.74 | per Home | 13 | Based on RTF workbook ResGasWH_v1_2 | 136.1937 | 118.5687 | Using measure description efficiency metrics to adjust loads from RTF/2021P workbooks to consumptions. | Using measure description efficiency metrics to adjust loads from RTF/2021P workbooks to consumptions. | 0 | 0 | NA | NA | 985.5502 | 960.201 | 0 | 1740.7333 | 980.0474 | 0 | 0 | Technical Support Document - Residential Water Heaters, Direct Heating Equipment, and Pooler Heaters. November 2009, various retail prices from internet price research; calculated by linear interpolation | Technical Support Document - Residential Water Heaters, Direct Heating Equipment, and Pooler Heaters. November 2009; calculated by linear interpolation | Assuming no incremental O&M cost | 0 | 8.4544 | PSE NEI data | No applicable non-energy benefits | 100% | Equipment 100% technically feasible within end use | System | System
King CountyManufactured - Highly ImpactedWater Heat GT 55 Gal5Existing | King CountyManufactured - Highly ImpactedWater Heat GT 55 GalExisting | King County | Manufactured - Highly Impacted | Water Heat GT 55 Gal | 5 | Condensing Water Heater > 55 GAL - EF 0.85 | Existing | Water Heater - Condensing | Condensing Water Heater > 55 GAL - EF 0.85 | Federal Standard 2015 Condensing Water Heater > 55 GAL - EF 0.74 | per Home | 13 | Based on RTF workbook ResGasWH_v1_2 | 116.1222 | 101.0947 | Using measure description efficiency metrics to adjust loads from RTF/2021P workbooks to consumptions. | Using measure description efficiency metrics to adjust loads from RTF/2021P workbooks to consumptions. | 0 | 0 | NA | NA | 985.5502 | 960.201 | 0 | 1740.7333 | 980.0474 | 0 | 0 | Technical Support Document - Residential Water Heaters, Direct Heating Equipment, and Pooler Heaters. November 2009, various retail prices from internet price research; calculated by linear interpolation | Technical Support Document - Residential Water Heaters, Direct Heating Equipment, and Pooler Heaters. November 2009; calculated by linear interpolation | Assuming no incremental O&M cost | 0 | 1.6068 | PSE NEI data | No applicable non-energy benefits | 100% | Equipment 100% technically feasible within end use | System | System
King CountyManufactured - Highly ImpactedWater Heat GT 55 Gal5New | King CountyManufactured - Highly ImpactedWater Heat GT 55 GalNew | King County | Manufactured - Highly Impacted | Water Heat GT 55 Gal | 5 | Condensing Water Heater > 55 GAL - EF 0.85 | New | Water Heater - Condensing | Condensing Water Heater > 55 GAL - EF 0.85 | Federal Standard 2015 Condensing Water Heater > 55 GAL - EF 0.74 | per Home | 13 | Based on RTF workbook ResGasWH_v1_2 | 116.1222 | 101.0947 | Using measure description efficiency metrics to adjust loads from RTF/2021P workbooks to consumptions. | Using measure description efficiency metrics to adjust loads from RTF/2021P workbooks to consumptions. | 0 | 0 | NA | NA | 985.5502 | 960.201 | 0 | 1740.7333 | 980.0474 | 0 | 0 | Technical Support Document - Residential Water Heaters, Direct Heating Equipment, and Pooler Heaters. November 2009, various retail prices from internet price research; calculated by linear interpolation | Technical Support Document - Residential Water Heaters, Direct Heating Equipment, and Pooler Heaters. November 2009; calculated by linear interpolation | Assuming no incremental O&M cost | 0 | 1.6068 | PSE NEI data | No applicable non-energy benefits | 100% | Equipment 100% technically feasible within end use | System | System
King CountySingle FamilyWater Heat GT 55 Gal6Existing | King CountySingle FamilyWater Heat GT 55 GalExisting | King County | Single Family | Water Heat GT 55 Gal | 6 | ENERGY STAR Tankless Water Heater > 55 GAL - EF 0.90 | Existing | Water Heater - ENERGY STAR Tankless | ENERGY STAR Tankless Water Heater > 55 GAL - EF 0.90 | Federal Standard 2015 Condensing Water Heater > 55 GAL - EF 0.74 | per Home | 20 | Based on RTF workbook ResGasWH_v1_2 | 153.6415 | 126.3274 | Using measure description efficiency metrics to adjust loads from RTF/2021P workbooks to consumptions. | Using measure description efficiency metrics to adjust loads from RTF/2021P workbooks to consumptions. | 0 | 0 | NA | NA | 985.5502 | 960.201 | 0 | 2135.7217 | 1129.6809 | 0 | 0 | Technical Support Document - Residential Water Heaters, Direct Heating Equipment, and Pooler Heaters. November 2009, various retail prices from internet price research; calculated by linear interpolation | Technical Support Document - Residential Water Heaters, Direct Heating Equipment, and Pooler Heaters. November 2009. | Assuming no incremental O&M cost | 0 | 7.2976 | PSE NEI data | No applicable non-energy benefits | 100% | Equipment 100% technically feasible within end use | System | System
King CountySingle FamilyWater Heat GT 55 Gal6New | King CountySingle FamilyWater Heat GT 55 GalNew | King County | Single Family | Water Heat GT 55 Gal | 6 | ENERGY STAR Tankless Water Heater > 55 GAL - EF 0.90 | New | Water Heater - ENERGY STAR Tankless | ENERGY STAR Tankless Water Heater > 55 GAL - EF 0.90 | Federal Standard 2015 Condensing Water Heater > 55 GAL - EF 0.74 | per Home | 20 | Based on RTF workbook ResGasWH_v1_2 | 153.6415 | 126.3274 | Using measure description efficiency metrics to adjust loads from RTF/2021P workbooks to consumptions. | Using measure description efficiency metrics to adjust loads from RTF/2021P workbooks to consumptions. | 0 | 0 | NA | NA | 985.5502 | 960.201 | 0 | 2135.7217 | 1129.6809 | 0 | 0 | Technical Support Document - Residential Water Heaters, Direct Heating Equipment, and Pooler Heaters. November 2009, various retail prices from internet price research; calculated by linear interpolation | Technical Support Document - Residential Water Heaters, Direct Heating Equipment, and Pooler Heaters. November 2009. | Assuming no incremental O&M cost | 0 | 7.2976 | PSE NEI data | No applicable non-energy benefits | 100% | Equipment 100% technically feasible within end use | System | System
King CountySingle Family - Highly ImpactedWater Heat GT 55 Gal6Existing | King CountySingle Family - Highly ImpactedWater Heat GT 55 GalExisting | King County | Single Family - Highly Impacted | Water Heat GT 55 Gal | 6 | ENERGY STAR Tankless Water Heater > 55 GAL - EF 0.90 | Existing | Water Heater - ENERGY STAR Tankless | ENERGY STAR Tankless Water Heater > 55 GAL - EF 0.90 | Federal Standard 2015 Condensing Water Heater > 55 GAL - EF 0.74 | per Home | 20 | Based on RTF workbook ResGasWH_v1_2 | 134.228 | 110.3652 | Using measure description efficiency metrics to adjust loads from RTF/2021P workbooks to consumptions. | Using measure description efficiency metrics to adjust loads from RTF/2021P workbooks to consumptions. | 0 | 0 | NA | NA | 985.5502 | 960.201 | 0 | 2135.7217 | 1129.6809 | 0 | 0 | Technical Support Document - Residential Water Heaters, Direct Heating Equipment, and Pooler Heaters. November 2009, various retail prices from internet price research; calculated by linear interpolation | Technical Support Document - Residential Water Heaters, Direct Heating Equipment, and Pooler Heaters. November 2009. | Assuming no incremental O&M cost | 0 | 8.2502 | PSE NEI data | No applicable non-energy benefits | 100% | Equipment 100% technically feasible within end use | System | System
King CountySingle Family - Highly ImpactedWater Heat GT 55 Gal6New | King CountySingle Family - Highly ImpactedWater Heat GT 55 GalNew | King County | Single Family - Highly Impacted | Water Heat GT 55 Gal | 6 | ENERGY STAR Tankless Water Heater > 55 GAL - EF 0.90 | New | Water Heater - ENERGY STAR Tankless | ENERGY STAR Tankless Water Heater > 55 GAL - EF 0.90 | Federal Standard 2015 Condensing Water Heater > 55 GAL - EF 0.74 | per Home | 20 | Based on RTF workbook ResGasWH_v1_2 | 134.228 | 110.3652 | Using measure description efficiency metrics to adjust loads from RTF/2021P workbooks to consumptions. | Using measure description efficiency metrics to adjust loads from RTF/2021P workbooks to consumptions. | 0 | 0 | NA | NA | 985.5502 | 960.201 | 0 | 2135.7217 | 1129.6809 | 0 | 0 | Technical Support Document - Residential Water Heaters, Direct Heating Equipment, and Pooler Heaters. November 2009, various retail prices from internet price research; calculated by linear interpolation | Technical Support Document - Residential Water Heaters, Direct Heating Equipment, and Pooler Heaters. November 2009. | Assuming no incremental O&M cost | 0 | 8.2502 | PSE NEI data | No applicable non-energy benefits | 100% | Equipment 100% technically feasible within end use | System | System
King CountyMultifamilyWater Heat GT 55 Gal6Existing | King CountyMultifamilyWater Heat GT 55 GalExisting | King County | Multifamily | Water Heat GT 55 Gal | 6 | ENERGY STAR Tankless Water Heater > 55 GAL - EF 0.90 | Existing | Water Heater - ENERGY STAR Tankless | ENERGY STAR Tankless Water Heater > 55 GAL - EF 0.90 | Federal Standard 2015 Condensing Water Heater > 55 GAL - EF 0.74 | per Home | 20 | Based on RTF workbook ResGasWH_v1_2 | 109.1193 | 89.7203 | Using measure description efficiency metrics to adjust loads from RTF/2021P workbooks to consumptions. | Using measure description efficiency metrics to adjust loads from RTF/2021P workbooks to consumptions. | 0 | 0 | NA | NA | 985.5502 | 960.201 | 0 | 2135.7217 | 1129.6809 | 0 | 0 | Technical Support Document - Residential Water Heaters, Direct Heating Equipment, and Pooler Heaters. November 2009, various retail prices from internet price research; calculated by linear interpolation | Technical Support Document - Residential Water Heaters, Direct Heating Equipment, and Pooler Heaters. November 2009. | Assuming no incremental O&M cost | 0 | 5.1829 | PSE NEI data | No applicable non-energy benefits | 100% | Equipment 100% technically feasible within end use | System | System
King CountyMultifamilyWater Heat GT 55 Gal6New | King CountyMultifamilyWater Heat GT 55 GalNew | King County | Multifamily | Water Heat GT 55 Gal | 6 | ENERGY STAR Tankless Water Heater > 55 GAL - EF 0.90 | New | Water Heater - ENERGY STAR Tankless | ENERGY STAR Tankless Water Heater > 55 GAL - EF 0.90 | Federal Standard 2015 Condensing Water Heater > 55 GAL - EF 0.74 | per Home | 20 | Based on RTF workbook ResGasWH_v1_2 | 109.1193 | 89.7203 | Using measure description efficiency metrics to adjust loads from RTF/2021P workbooks to consumptions. | Using measure description efficiency metrics to adjust loads from RTF/2021P workbooks to consumptions. | 0 | 0 | NA | NA | 985.5502 | 960.201 | 0 | 2135.7217 | 1129.6809 | 0 | 0 | Technical Support Document - Residential Water Heaters, Direct Heating Equipment, and Pooler Heaters. November 2009, various retail prices from internet price research; calculated by linear interpolation | Technical Support Document - Residential Water Heaters, Direct Heating Equipment, and Pooler Heaters. November 2009. | Assuming no incremental O&M cost | 0 | 5.1829 | PSE NEI data | No applicable non-energy benefits | 100% | Equipment 100% technically feasible within end use | System | System
King CountyMultifamily - Highly ImpactedWater Heat GT 55 Gal6Existing | King CountyMultifamily - Highly ImpactedWater Heat GT 55 GalExisting | King County | Multifamily - Highly Impacted | Water Heat GT 55 Gal | 6 | ENERGY STAR Tankless Water Heater > 55 GAL - EF 0.90 | Existing | Water Heater - ENERGY STAR Tankless | ENERGY STAR Tankless Water Heater > 55 GAL - EF 0.90 | Federal Standard 2015 Condensing Water Heater > 55 GAL - EF 0.74 | per Home | 20 | Based on RTF workbook ResGasWH_v1_2 | 122.8421 | 101.0035 | Using measure description efficiency metrics to adjust loads from RTF/2021P workbooks to consumptions. | Using measure description efficiency metrics to adjust loads from RTF/2021P workbooks to consumptions. | 0 | 0 | NA | NA | 985.5502 | 960.201 | 0 | 2135.7217 | 1129.6809 | 0 | 0 | Technical Support Document - Residential Water Heaters, Direct Heating Equipment, and Pooler Heaters. November 2009, various retail prices from internet price research; calculated by linear interpolation | Technical Support Document - Residential Water Heaters, Direct Heating Equipment, and Pooler Heaters. November 2009. | Assuming no incremental O&M cost | 0 | 2.1405 | PSE NEI data | No applicable non-energy benefits | 100% | Equipment 100% technically feasible within end use | System | System
King CountyMultifamily - Highly ImpactedWater Heat GT 55 Gal6New | King CountyMultifamily - Highly ImpactedWater Heat GT 55 GalNew | King County | Multifamily - Highly Impacted | Water Heat GT 55 Gal | 6 | ENERGY STAR Tankless Water Heater > 55 GAL - EF 0.90 | New | Water Heater - ENERGY STAR Tankless | ENERGY STAR Tankless Water Heater > 55 GAL - EF 0.90 | Federal Standard 2015 Condensing Water Heater > 55 GAL - EF 0.74 | per Home | 20 | Based on RTF workbook ResGasWH_v1_2 | 122.8421 | 101.0035 | Using measure description efficiency metrics to adjust loads from RTF/2021P workbooks to consumptions. | Using measure description efficiency metrics to adjust loads from RTF/2021P workbooks to consumptions. | 0 | 0 | NA | NA | 985.5502 | 960.201 | 0 | 2135.7217 | 1129.6809 | 0 | 0 | Technical Support Document - Residential Water Heaters, Direct Heating Equipment, and Pooler Heaters. November 2009, various retail prices from internet price research; calculated by linear interpolation | Technical Support Document - Residential Water Heaters, Direct Heating Equipment, and Pooler Heaters. November 2009. | Assuming no incremental O&M cost | 0 | 2.1405 | PSE NEI data | No applicable non-energy benefits | 100% | Equipment 100% technically feasible within end use | System | System
King CountyManufacturedWater Heat GT 55 Gal6Existing | King CountyManufacturedWater Heat GT 55 GalExisting | King County | Manufactured | Water Heat GT 55 Gal | 6 | ENERGY STAR Tankless Water Heater > 55 GAL - EF 0.90 | Existing | Water Heater - ENERGY STAR Tankless | ENERGY STAR Tankless Water Heater > 55 GAL - EF 0.90 | Federal Standard 2015 Condensing Water Heater > 55 GAL - EF 0.74 | per Home | 20 | Based on RTF workbook ResGasWH_v1_2 | 136.1937 | 111.9815 | Using measure description efficiency metrics to adjust loads from RTF/2021P workbooks to consumptions. | Using measure description efficiency metrics to adjust loads from RTF/2021P workbooks to consumptions. | 0 | 0 | NA | NA | 985.5502 | 960.201 | 0 | 2135.7217 | 1129.6809 | 0 | 0 | Technical Support Document - Residential Water Heaters, Direct Heating Equipment, and Pooler Heaters. November 2009, various retail prices from internet price research; calculated by linear interpolation | Technical Support Document - Residential Water Heaters, Direct Heating Equipment, and Pooler Heaters. November 2009. | Assuming no incremental O&M cost | 0 | 6.4688 | PSE NEI data | No applicable non-energy benefits | 100% | Equipment 100% technically feasible within end use | System | System
King CountyManufacturedWater Heat GT 55 Gal6New | King CountyManufacturedWater Heat GT 55 GalNew | King County | Manufactured | Water Heat GT 55 Gal | 6 | ENERGY STAR Tankless Water Heater > 55 GAL - EF 0.90 | New | Water Heater - ENERGY STAR Tankless | ENERGY STAR Tankless Water Heater > 55 GAL - EF 0.90 | Federal Standard 2015 Condensing Water Heater > 55 GAL - EF 0.74 | per Home | 20 | Based on RTF workbook ResGasWH_v1_2 | 136.1937 | 111.9815 | Using measure description efficiency metrics to adjust loads from RTF/2021P workbooks to consumptions. | Using measure description efficiency metrics to adjust loads from RTF/2021P workbooks to consumptions. | 0 | 0 | NA | NA | 985.5502 | 960.201 | 0 | 2135.7217 | 1129.6809 | 0 | 0 | Technical Support Document - Residential Water Heaters, Direct Heating Equipment, and Pooler Heaters. November 2009, various retail prices from internet price research; calculated by linear interpolation | Technical Support Document - Residential Water Heaters, Direct Heating Equipment, and Pooler Heaters. November 2009. | Assuming no incremental O&M cost | 0 | 6.4688 | PSE NEI data | No applicable non-energy benefits | 100% | Equipment 100% technically feasible within end use | System | System
King CountyManufactured - Highly ImpactedWater Heat GT 55 Gal6Existing | King CountyManufactured - Highly ImpactedWater Heat GT 55 GalExisting | King County | Manufactured - Highly Impacted | Water Heat GT 55 Gal | 6 | ENERGY STAR Tankless Water Heater > 55 GAL - EF 0.90 | Existing | Water Heater - ENERGY STAR Tankless | ENERGY STAR Tankless Water Heater > 55 GAL - EF 0.90 | Federal Standard 2015 Condensing Water Heater > 55 GAL - EF 0.74 | per Home | 20 | Based on RTF workbook ResGasWH_v1_2 | 116.1222 | 95.4783 | Using measure description efficiency metrics to adjust loads from RTF/2021P workbooks to consumptions. | Using measure description efficiency metrics to adjust loads from RTF/2021P workbooks to consumptions. | 0 | 0 | NA | NA | 985.5502 | 960.201 | 0 | 2135.7217 | 1129.6809 | 0 | 0 | Technical Support Document - Residential Water Heaters, Direct Heating Equipment, and Pooler Heaters. November 2009, various retail prices from internet price research; calculated by linear interpolation | Technical Support Document - Residential Water Heaters, Direct Heating Equipment, and Pooler Heaters. November 2009. | Assuming no incremental O&M cost | 0 | 2.0234 | PSE NEI data | No applicable non-energy benefits | 100% | Equipment 100% technically feasible within end use | System | System
King CountyManufactured - Highly ImpactedWater Heat GT 55 Gal6New | King CountyManufactured - Highly ImpactedWater Heat GT 55 GalNew | King County | Manufactured - Highly Impacted | Water Heat GT 55 Gal | 6 | ENERGY STAR Tankless Water Heater > 55 GAL - EF 0.90 | New | Water Heater - ENERGY STAR Tankless | ENERGY STAR Tankless Water Heater > 55 GAL - EF 0.90 | Federal Standard 2015 Condensing Water Heater > 55 GAL - EF 0.74 | per Home | 20 | Based on RTF workbook ResGasWH_v1_2 | 116.1222 | 95.4783 | Using measure description efficiency metrics to adjust loads from RTF/2021P workbooks to consumptions. | Using measure description efficiency metrics to adjust loads from RTF/2021P workbooks to consumptions. | 0 | 0 | NA | NA | 985.5502 | 960.201 | 0 | 2135.7217 | 1129.6809 | 0 | 0 | Technical Support Document - Residential Water Heaters, Direct Heating Equipment, and Pooler Heaters. November 2009, various retail prices from internet price research; calculated by linear interpolation | Technical Support Document - Residential Water Heaters, Direct Heating Equipment, and Pooler Heaters. November 2009. | Assuming no incremental O&M cost | 0 | 2.0234 | PSE NEI data | No applicable non-energy benefits | 100% | Equipment 100% technically feasible within end use | System | System
Kittitas CountySingle FamilyCooking Oven1Existing | Kittitas CountySingle FamilyCooking OvenExisting | Kittitas County | Single Family | Cooking Oven | 1 | Below Standard Cooking Oven | Existing | Cooking Oven - Below Standard | Below Standard Cooking Oven | Below Standard Cooking Oven | per Home | 8 | Assuming half the measure life for below standard equipment. | 15.5667 | 15.5667 | 2016 SNOPR Analytical Tools: National Impact Analysis (NIA) Spreadsheet, Cooking_Pds_NIA_SNOPR_DOE_2016_publication | 2016 SNOPR Analytical Tools: National Impact Analysis (NIA) Spreadsheet, Cooking_Pds_NIA_SNOPR_DOE_2016_publication | 0 | 0 | NA | NA | 0 | 0 | 0 | 0 | 0 | 0 | 0 | Baseline and measure are at the same efficiency level. Assuming no incremental cost. | No cost | No cost | 0 | 0 | No applicable non-energy benefits | No applicable non-energy benefits | 100% | Equipment 100% technically feasible within end use | System | System
Kittitas CountySingle FamilyCooking Oven1New | Kittitas CountySingle FamilyCooking OvenNew | Kittitas County | Single Family | Cooking Oven | 1 | Below Standard Cooking Oven | New | Cooking Oven - Below Standard | Below Standard Cooking Oven | Below Standard Cooking Oven | per Home | 8 | Assuming half the measure life for below standard equipment. | 15.5667 | 15.5667 | 2016 SNOPR Analytical Tools: National Impact Analysis (NIA) Spreadsheet, Cooking_Pds_NIA_SNOPR_DOE_2016_publication | 2016 SNOPR Analytical Tools: National Impact Analysis (NIA) Spreadsheet, Cooking_Pds_NIA_SNOPR_DOE_2016_publication | 0 | 0 | NA | NA | 0 | 0 | 0 | 0 | 0 | 0 | 0 | Baseline and measure are at the same efficiency level. Assuming no incremental cost. | No cost | No cost | 0 | 0 | No applicable non-energy benefits | No applicable non-energy benefits | 100% | Equipment 100% technically feasible within end use | System | System
Kittitas CountySingle Family - Highly ImpactedCooking Oven1Existing | Kittitas CountySingle Family - Highly ImpactedCooking OvenExisting | Kittitas County | Single Family - Highly Impacted | Cooking Oven | 1 | Below Standard Cooking Oven | Existing | Cooking Oven - Below Standard | Below Standard Cooking Oven | Below Standard Cooking Oven | per Home | 8 | Assuming half the measure life for below standard equipment. | 15.5667 | 15.5667 | 2016 SNOPR Analytical Tools: National Impact Analysis (NIA) Spreadsheet, Cooking_Pds_NIA_SNOPR_DOE_2016_publication | 2016 SNOPR Analytical Tools: National Impact Analysis (NIA) Spreadsheet, Cooking_Pds_NIA_SNOPR_DOE_2016_publication | 0 | 0 | NA | NA | 0 | 0 | 0 | 0 | 0 | 0 | 0 | Baseline and measure are at the same efficiency level. Assuming no incremental cost. | No cost | No cost | 0 | 0 | No applicable non-energy benefits | No applicable non-energy benefits | 100% | Equipment 100% technically feasible within end use | System | System
Kittitas CountySingle Family - Highly ImpactedCooking Oven1New | Kittitas CountySingle Family - Highly ImpactedCooking OvenNew | Kittitas County | Single Family - Highly Impacted | Cooking Oven | 1 | Below Standard Cooking Oven | New | Cooking Oven - Below Standard | Below Standard Cooking Oven | Below Standard Cooking Oven | per Home | 8 | Assuming half the measure life for below standard equipment. | 15.5667 | 15.5667 | 2016 SNOPR Analytical Tools: National Impact Analysis (NIA) Spreadsheet, Cooking_Pds_NIA_SNOPR_DOE_2016_publication | 2016 SNOPR Analytical Tools: National Impact Analysis (NIA) Spreadsheet, Cooking_Pds_NIA_SNOPR_DOE_2016_publication | 0 | 0 | NA | NA | 0 | 0 | 0 | 0 | 0 | 0 | 0 | Baseline and measure are at the same efficiency level. Assuming no incremental cost. | No cost | No cost | 0 | 0 | No applicable non-energy benefits | No applicable non-energy benefits | 100% | Equipment 100% technically feasible within end use | System | System
Kittitas CountyMultifamilyCooking Oven1Existing | Kittitas CountyMultifamilyCooking OvenExisting | Kittitas County | Multifamily | Cooking Oven | 1 | Below Standard Cooking Oven | Existing | Cooking Oven - Below Standard | Below Standard Cooking Oven | Below Standard Cooking Oven | per Home | 8 | Assuming half the measure life for below standard equipment. | 15.5667 | 15.5667 | 2016 SNOPR Analytical Tools: National Impact Analysis (NIA) Spreadsheet, Cooking_Pds_NIA_SNOPR_DOE_2016_publication | 2016 SNOPR Analytical Tools: National Impact Analysis (NIA) Spreadsheet, Cooking_Pds_NIA_SNOPR_DOE_2016_publication | 0 | 0 | NA | NA | 0 | 0 | 0 | 0 | 0 | 0 | 0 | Baseline and measure are at the same efficiency level. Assuming no incremental cost. | No cost | No cost | 0 | 0 | No applicable non-energy benefits | No applicable non-energy benefits | 100% | Equipment 100% technically feasible within end use | System | System
Kittitas CountyMultifamilyCooking Oven1New | Kittitas CountyMultifamilyCooking OvenNew | Kittitas County | Multifamily | Cooking Oven | 1 | Below Standard Cooking Oven | New | Cooking Oven - Below Standard | Below Standard Cooking Oven | Below Standard Cooking Oven | per Home | 8 | Assuming half the measure life for below standard equipment. | 15.5667 | 15.5667 | 2016 SNOPR Analytical Tools: National Impact Analysis (NIA) Spreadsheet, Cooking_Pds_NIA_SNOPR_DOE_2016_publication | 2016 SNOPR Analytical Tools: National Impact Analysis (NIA) Spreadsheet, Cooking_Pds_NIA_SNOPR_DOE_2016_publication | 0 | 0 | NA | NA | 0 | 0 | 0 | 0 | 0 | 0 | 0 | Baseline and measure are at the same efficiency level. Assuming no incremental cost. | No cost | No cost | 0 | 0 | No applicable non-energy benefits | No applicable non-energy benefits | 100% | Equipment 100% technically feasible within end use | System | System
Kittitas CountyMultifamily - Highly ImpactedCooking Oven1Existing | Kittitas CountyMultifamily - Highly ImpactedCooking OvenExisting | Kittitas County | Multifamily - Highly Impacted | Cooking Oven | 1 | Below Standard Cooking Oven | Existing | Cooking Oven - Below Standard | Below Standard Cooking Oven | Below Standard Cooking Oven | per Home | 8 | Assuming half the measure life for below standard equipment. | 15.5667 | 15.5667 | 2016 SNOPR Analytical Tools: National Impact Analysis (NIA) Spreadsheet, Cooking_Pds_NIA_SNOPR_DOE_2016_publication | 2016 SNOPR Analytical Tools: National Impact Analysis (NIA) Spreadsheet, Cooking_Pds_NIA_SNOPR_DOE_2016_publication | 0 | 0 | NA | NA | 0 | 0 | 0 | 0 | 0 | 0 | 0 | Baseline and measure are at the same efficiency level. Assuming no incremental cost. | No cost | No cost | 0 | 0 | No applicable non-energy benefits | No applicable non-energy benefits | 100% | Equipment 100% technically feasible within end use | System | System
Kittitas CountyMultifamily - Highly ImpactedCooking Oven1New | Kittitas CountyMultifamily - Highly ImpactedCooking OvenNew | Kittitas County | Multifamily - Highly Impacted | Cooking Oven | 1 | Below Standard Cooking Oven | New | Cooking Oven - Below Standard | Below Standard Cooking Oven | Below Standard Cooking Oven | per Home | 8 | Assuming half the measure life for below standard equipment. | 15.5667 | 15.5667 | 2016 SNOPR Analytical Tools: National Impact Analysis (NIA) Spreadsheet, Cooking_Pds_NIA_SNOPR_DOE_2016_publication | 2016 SNOPR Analytical Tools: National Impact Analysis (NIA) Spreadsheet, Cooking_Pds_NIA_SNOPR_DOE_2016_publication | 0 | 0 | NA | NA | 0 | 0 | 0 | 0 | 0 | 0 | 0 | Baseline and measure are at the same efficiency level. Assuming no incremental cost. | No cost | No cost | 0 | 0 | No applicable non-energy benefits | No applicable non-energy benefits | 100% | Equipment 100% technically feasible within end use | System | System
Kittitas CountyManufacturedCooking Oven1Existing | Kittitas CountyManufacturedCooking OvenExisting | Kittitas County | Manufactured | Cooking Oven | 1 | Below Standard Cooking Oven | Existing | Cooking Oven - Below Standard | Below Standard Cooking Oven | Below Standard Cooking Oven | per Home | 8 | Assuming half the measure life for below standard equipment. | 15.5667 | 15.5667 | 2016 SNOPR Analytical Tools: National Impact Analysis (NIA) Spreadsheet, Cooking_Pds_NIA_SNOPR_DOE_2016_publication | 2016 SNOPR Analytical Tools: National Impact Analysis (NIA) Spreadsheet, Cooking_Pds_NIA_SNOPR_DOE_2016_publication | 0 | 0 | NA | NA | 0 | 0 | 0 | 0 | 0 | 0 | 0 | Baseline and measure are at the same efficiency level. Assuming no incremental cost. | No cost | No cost | 0 | 0 | No applicable non-energy benefits | No applicable non-energy benefits | 100% | Equipment 100% technically feasible within end use | System | System
Kittitas CountyManufacturedCooking Oven1New | Kittitas CountyManufacturedCooking OvenNew | Kittitas County | Manufactured | Cooking Oven | 1 | Below Standard Cooking Oven | New | Cooking Oven - Below Standard | Below Standard Cooking Oven | Below Standard Cooking Oven | per Home | 8 | Assuming half the measure life for below standard equipment. | 15.5667 | 15.5667 | 2016 SNOPR Analytical Tools: National Impact Analysis (NIA) Spreadsheet, Cooking_Pds_NIA_SNOPR_DOE_2016_publication | 2016 SNOPR Analytical Tools: National Impact Analysis (NIA) Spreadsheet, Cooking_Pds_NIA_SNOPR_DOE_2016_publication | 0 | 0 | NA | NA | 0 | 0 | 0 | 0 | 0 | 0 | 0 | Baseline and measure are at the same efficiency level. Assuming no incremental cost. | No cost | No cost | 0 | 0 | No applicable non-energy benefits | No applicable non-energy benefits | 100% | Equipment 100% technically feasible within end use | System | System
Kittitas CountyManufactured - Highly ImpactedCooking Oven1Existing | Kittitas CountyManufactured - Highly ImpactedCooking OvenExisting | Kittitas County | Manufactured - Highly Impacted | Cooking Oven | 1 | Below Standard Cooking Oven | Existing | Cooking Oven - Below Standard | Below Standard Cooking Oven | Below Standard Cooking Oven | per Home | 8 | Assuming half the measure life for below standard equipment. | 15.5667 | 15.5667 | 2016 SNOPR Analytical Tools: National Impact Analysis (NIA) Spreadsheet, Cooking_Pds_NIA_SNOPR_DOE_2016_publication | 2016 SNOPR Analytical Tools: National Impact Analysis (NIA) Spreadsheet, Cooking_Pds_NIA_SNOPR_DOE_2016_publication | 0 | 0 | NA | NA | 0 | 0 | 0 | 0 | 0 | 0 | 0 | Baseline and measure are at the same efficiency level. Assuming no incremental cost. | No cost | No cost | 0 | 0 | No applicable non-energy benefits | No applicable non-energy benefits | 100% | Equipment 100% technically feasible within end use | System | System
Kittitas CountyManufactured - Highly ImpactedCooking Oven1New | Kittitas CountyManufactured - Highly ImpactedCooking OvenNew | Kittitas County | Manufactured - Highly Impacted | Cooking Oven | 1 | Below Standard Cooking Oven | New | Cooking Oven - Below Standard | Below Standard Cooking Oven | Below Standard Cooking Oven | per Home | 8 | Assuming half the measure life for below standard equipment. | 15.5667 | 15.5667 | 2016 SNOPR Analytical Tools: National Impact Analysis (NIA) Spreadsheet, Cooking_Pds_NIA_SNOPR_DOE_2016_publication | 2016 SNOPR Analytical Tools: National Impact Analysis (NIA) Spreadsheet, Cooking_Pds_NIA_SNOPR_DOE_2016_publication | 0 | 0 | NA | NA | 0 | 0 | 0 | 0 | 0 | 0 | 0 | Baseline and measure are at the same efficiency level. Assuming no incremental cost. | No cost | No cost | 0 | 0 | No applicable non-energy benefits | No applicable non-energy benefits | 100% | Equipment 100% technically feasible within end use | System | System
Kittitas CountySingle FamilyCooking Oven2Existing | Kittitas CountySingle FamilyCooking OvenExisting | Kittitas County | Single Family | Cooking Oven | 2 | Federal Standard 2012 Cooking Oven | Existing | Cooking Oven - Federal Standard 2012 | Federal Standard 2012 Cooking Oven | Federal Standard 2012 Cooking Oven | per Home | 16 | NWPCC 2021 Plan workbook Res-Oven-2021P_v2 | 9.915 | 9.915 | 2016 SNOPR Analytical Tools: National Impact Analysis (NIA) Spreadsheet, Cooking_Pds_NIA_SNOPR_DOE_2016_publication | 2016 SNOPR Analytical Tools: National Impact Analysis (NIA) Spreadsheet, Cooking_Pds_NIA_SNOPR_DOE_2016_publication | 0 | 0 | NA | NA | 565.2938 | 0 | 0 | 565.2938 | 0 | 0 | 0 | 2016 SNOPR Analytical Tools: National Impact Analysis (NIA) Spreadsheet, Cooking_Pds_NIA_SNOPR_DOE_2016_publication | No cost | No cost | 0 | 0 | No applicable non-energy benefits | No applicable non-energy benefits | 100% | Equipment 100% technically feasible within end use | System | System
Kittitas CountySingle FamilyCooking Oven2New | Kittitas CountySingle FamilyCooking OvenNew | Kittitas County | Single Family | Cooking Oven | 2 | Federal Standard 2012 Cooking Oven | New | Cooking Oven - Federal Standard 2012 | Federal Standard 2012 Cooking Oven | Federal Standard 2012 Cooking Oven | per Home | 16 | NWPCC 2021 Plan workbook Res-Oven-2021P_v2 | 9.915 | 9.915 | 2016 SNOPR Analytical Tools: National Impact Analysis (NIA) Spreadsheet, Cooking_Pds_NIA_SNOPR_DOE_2016_publication | 2016 SNOPR Analytical Tools: National Impact Analysis (NIA) Spreadsheet, Cooking_Pds_NIA_SNOPR_DOE_2016_publication | 0 | 0 | NA | NA | 565.2938 | 0 | 0 | 565.2938 | 0 | 0 | 0 | 2016 SNOPR Analytical Tools: National Impact Analysis (NIA) Spreadsheet, Cooking_Pds_NIA_SNOPR_DOE_2016_publication | No cost | No cost | 0 | 0 | No applicable non-energy benefits | No applicable non-energy benefits | 100% | Equipment 100% technically feasible within end use | System | System
Kittitas CountySingle Family - Highly ImpactedCooking Oven2Existing | Kittitas CountySingle Family - Highly ImpactedCooking OvenExisting | Kittitas County | Single Family - Highly Impacted | Cooking Oven | 2 | Federal Standard 2012 Cooking Oven | Existing | Cooking Oven - Federal Standard 2012 | Federal Standard 2012 Cooking Oven | Federal Standard 2012 Cooking Oven | per Home | 16 | NWPCC 2021 Plan workbook Res-Oven-2021P_v2 | 9.915 | 9.915 | 2016 SNOPR Analytical Tools: National Impact Analysis (NIA) Spreadsheet, Cooking_Pds_NIA_SNOPR_DOE_2016_publication | 2016 SNOPR Analytical Tools: National Impact Analysis (NIA) Spreadsheet, Cooking_Pds_NIA_SNOPR_DOE_2016_publication | 0 | 0 | NA | NA | 565.2938 | 0 | 0 | 565.2938 | 0 | 0 | 0 | 2016 SNOPR Analytical Tools: National Impact Analysis (NIA) Spreadsheet, Cooking_Pds_NIA_SNOPR_DOE_2016_publication | No cost | No cost | 0 | 0 | No applicable non-energy benefits | No applicable non-energy benefits | 100% | Equipment 100% technically feasible within end use | System | System
Kittitas CountySingle Family - Highly ImpactedCooking Oven2New | Kittitas CountySingle Family - Highly ImpactedCooking OvenNew | Kittitas County | Single Family - Highly Impacted | Cooking Oven | 2 | Federal Standard 2012 Cooking Oven | New | Cooking Oven - Federal Standard 2012 | Federal Standard 2012 Cooking Oven | Federal Standard 2012 Cooking Oven | per Home | 16 | NWPCC 2021 Plan workbook Res-Oven-2021P_v2 | 9.915 | 9.915 | 2016 SNOPR Analytical Tools: National Impact Analysis (NIA) Spreadsheet, Cooking_Pds_NIA_SNOPR_DOE_2016_publication | 2016 SNOPR Analytical Tools: National Impact Analysis (NIA) Spreadsheet, Cooking_Pds_NIA_SNOPR_DOE_2016_publication | 0 | 0 | NA | NA | 565.2938 | 0 | 0 | 565.2938 | 0 | 0 | 0 | 2016 SNOPR Analytical Tools: National Impact Analysis (NIA) Spreadsheet, Cooking_Pds_NIA_SNOPR_DOE_2016_publication | No cost | No cost | 0 | 0 | No applicable non-energy benefits | No applicable non-energy benefits | 100% | Equipment 100% technically feasible within end use | System | System
Kittitas CountyMultifamilyCooking Oven2Existing | Kittitas CountyMultifamilyCooking OvenExisting | Kittitas County | Multifamily | Cooking Oven | 2 | Federal Standard 2012 Cooking Oven | Existing | Cooking Oven - Federal Standard 2012 | Federal Standard 2012 Cooking Oven | Federal Standard 2012 Cooking Oven | per Home | 16 | NWPCC 2021 Plan workbook Res-Oven-2021P_v2 | 9.915 | 9.915 | 2016 SNOPR Analytical Tools: National Impact Analysis (NIA) Spreadsheet, Cooking_Pds_NIA_SNOPR_DOE_2016_publication | 2016 SNOPR Analytical Tools: National Impact Analysis (NIA) Spreadsheet, Cooking_Pds_NIA_SNOPR_DOE_2016_publication | 0 | 0 | NA | NA | 565.2938 | 0 | 0 | 565.2938 | 0 | 0 | 0 | 2016 SNOPR Analytical Tools: National Impact Analysis (NIA) Spreadsheet, Cooking_Pds_NIA_SNOPR_DOE_2016_publication | No cost | No cost | 0 | 0 | No applicable non-energy benefits | No applicable non-energy benefits | 100% | Equipment 100% technically feasible within end use | System | System
Kittitas CountyMultifamilyCooking Oven2New | Kittitas CountyMultifamilyCooking OvenNew | Kittitas County | Multifamily | Cooking Oven | 2 | Federal Standard 2012 Cooking Oven | New | Cooking Oven - Federal Standard 2012 | Federal Standard 2012 Cooking Oven | Federal Standard 2012 Cooking Oven | per Home | 16 | NWPCC 2021 Plan workbook Res-Oven-2021P_v2 | 9.915 | 9.915 | 2016 SNOPR Analytical Tools: National Impact Analysis (NIA) Spreadsheet, Cooking_Pds_NIA_SNOPR_DOE_2016_publication | 2016 SNOPR Analytical Tools: National Impact Analysis (NIA) Spreadsheet, Cooking_Pds_NIA_SNOPR_DOE_2016_publication | 0 | 0 | NA | NA | 565.2938 | 0 | 0 | 565.2938 | 0 | 0 | 0 | 2016 SNOPR Analytical Tools: National Impact Analysis (NIA) Spreadsheet, Cooking_Pds_NIA_SNOPR_DOE_2016_publication | No cost | No cost | 0 | 0 | No applicable non-energy benefits | No applicable non-energy benefits | 100% | Equipment 100% technically feasible within end use | System | System
Kittitas CountyMultifamily - Highly ImpactedCooking Oven2Existing | Kittitas CountyMultifamily - Highly ImpactedCooking OvenExisting | Kittitas County | Multifamily - Highly Impacted | Cooking Oven | 2 | Federal Standard 2012 Cooking Oven | Existing | Cooking Oven - Federal Standard 2012 | Federal Standard 2012 Cooking Oven | Federal Standard 2012 Cooking Oven | per Home | 16 | NWPCC 2021 Plan workbook Res-Oven-2021P_v2 | 9.915 | 9.915 | 2016 SNOPR Analytical Tools: National Impact Analysis (NIA) Spreadsheet, Cooking_Pds_NIA_SNOPR_DOE_2016_publication | 2016 SNOPR Analytical Tools: National Impact Analysis (NIA) Spreadsheet, Cooking_Pds_NIA_SNOPR_DOE_2016_publication | 0 | 0 | NA | NA | 565.2938 | 0 | 0 | 565.2938 | 0 | 0 | 0 | 2016 SNOPR Analytical Tools: National Impact Analysis (NIA) Spreadsheet, Cooking_Pds_NIA_SNOPR_DOE_2016_publication | No cost | No cost | 0 | 0 | No applicable non-energy benefits | No applicable non-energy benefits | 100% | Equipment 100% technically feasible within end use | System | System
Kittitas CountyMultifamily - Highly ImpactedCooking Oven2New | Kittitas CountyMultifamily - Highly ImpactedCooking OvenNew | Kittitas County | Multifamily - Highly Impacted | Cooking Oven | 2 | Federal Standard 2012 Cooking Oven | New | Cooking Oven - Federal Standard 2012 | Federal Standard 2012 Cooking Oven | Federal Standard 2012 Cooking Oven | per Home | 16 | NWPCC 2021 Plan workbook Res-Oven-2021P_v2 | 9.915 | 9.915 | 2016 SNOPR Analytical Tools: National Impact Analysis (NIA) Spreadsheet, Cooking_Pds_NIA_SNOPR_DOE_2016_publication | 2016 SNOPR Analytical Tools: National Impact Analysis (NIA) Spreadsheet, Cooking_Pds_NIA_SNOPR_DOE_2016_publication | 0 | 0 | NA | NA | 565.2938 | 0 | 0 | 565.2938 | 0 | 0 | 0 | 2016 SNOPR Analytical Tools: National Impact Analysis (NIA) Spreadsheet, Cooking_Pds_NIA_SNOPR_DOE_2016_publication | No cost | No cost | 0 | 0 | No applicable non-energy benefits | No applicable non-energy benefits | 100% | Equipment 100% technically feasible within end use | System | System
Kittitas CountyManufacturedCooking Oven2Existing | Kittitas CountyManufacturedCooking OvenExisting | Kittitas County | Manufactured | Cooking Oven | 2 | Federal Standard 2012 Cooking Oven | Existing | Cooking Oven - Federal Standard 2012 | Federal Standard 2012 Cooking Oven | Federal Standard 2012 Cooking Oven | per Home | 16 | NWPCC 2021 Plan workbook Res-Oven-2021P_v2 | 9.915 | 9.915 | 2016 SNOPR Analytical Tools: National Impact Analysis (NIA) Spreadsheet, Cooking_Pds_NIA_SNOPR_DOE_2016_publication | 2016 SNOPR Analytical Tools: National Impact Analysis (NIA) Spreadsheet, Cooking_Pds_NIA_SNOPR_DOE_2016_publication | 0 | 0 | NA | NA | 565.2938 | 0 | 0 | 565.2938 | 0 | 0 | 0 | 2016 SNOPR Analytical Tools: National Impact Analysis (NIA) Spreadsheet, Cooking_Pds_NIA_SNOPR_DOE_2016_publication | No cost | No cost | 0 | 0 | No applicable non-energy benefits | No applicable non-energy benefits | 100% | Equipment 100% technically feasible within end use | System | System
Kittitas CountyManufacturedCooking Oven2New | Kittitas CountyManufacturedCooking OvenNew | Kittitas County | Manufactured | Cooking Oven | 2 | Federal Standard 2012 Cooking Oven | New | Cooking Oven - Federal Standard 2012 | Federal Standard 2012 Cooking Oven | Federal Standard 2012 Cooking Oven | per Home | 16 | NWPCC 2021 Plan workbook Res-Oven-2021P_v2 | 9.915 | 9.915 | 2016 SNOPR Analytical Tools: National Impact Analysis (NIA) Spreadsheet, Cooking_Pds_NIA_SNOPR_DOE_2016_publication | 2016 SNOPR Analytical Tools: National Impact Analysis (NIA) Spreadsheet, Cooking_Pds_NIA_SNOPR_DOE_2016_publication | 0 | 0 | NA | NA | 565.2938 | 0 | 0 | 565.2938 | 0 | 0 | 0 | 2016 SNOPR Analytical Tools: National Impact Analysis (NIA) Spreadsheet, Cooking_Pds_NIA_SNOPR_DOE_2016_publication | No cost | No cost | 0 | 0 | No applicable non-energy benefits | No applicable non-energy benefits | 100% | Equipment 100% technically feasible within end use | System | System
Kittitas CountyManufactured - Highly ImpactedCooking Oven2Existing | Kittitas CountyManufactured - Highly ImpactedCooking OvenExisting | Kittitas County | Manufactured - Highly Impacted | Cooking Oven | 2 | Federal Standard 2012 Cooking Oven | Existing | Cooking Oven - Federal Standard 2012 | Federal Standard 2012 Cooking Oven | Federal Standard 2012 Cooking Oven | per Home | 16 | NWPCC 2021 Plan workbook Res-Oven-2021P_v2 | 9.915 | 9.915 | 2016 SNOPR Analytical Tools: National Impact Analysis (NIA) Spreadsheet, Cooking_Pds_NIA_SNOPR_DOE_2016_publication | 2016 SNOPR Analytical Tools: National Impact Analysis (NIA) Spreadsheet, Cooking_Pds_NIA_SNOPR_DOE_2016_publication | 0 | 0 | NA | NA | 565.2938 | 0 | 0 | 565.2938 | 0 | 0 | 0 | 2016 SNOPR Analytical Tools: National Impact Analysis (NIA) Spreadsheet, Cooking_Pds_NIA_SNOPR_DOE_2016_publication | No cost | No cost | 0 | 0 | No applicable non-energy benefits | No applicable non-energy benefits | 100% | Equipment 100% technically feasible within end use | System | System
Kittitas CountyManufactured - Highly ImpactedCooking Oven2New | Kittitas CountyManufactured - Highly ImpactedCooking OvenNew | Kittitas County | Manufactured - Highly Impacted | Cooking Oven | 2 | Federal Standard 2012 Cooking Oven | New | Cooking Oven - Federal Standard 2012 | Federal Standard 2012 Cooking Oven | Federal Standard 2012 Cooking Oven | per Home | 16 | NWPCC 2021 Plan workbook Res-Oven-2021P_v2 | 9.915 | 9.915 | 2016 SNOPR Analytical Tools: National Impact Analysis (NIA) Spreadsheet, Cooking_Pds_NIA_SNOPR_DOE_2016_publication | 2016 SNOPR Analytical Tools: National Impact Analysis (NIA) Spreadsheet, Cooking_Pds_NIA_SNOPR_DOE_2016_publication | 0 | 0 | NA | NA | 565.2938 | 0 | 0 | 565.2938 | 0 | 0 | 0 | 2016 SNOPR Analytical Tools: National Impact Analysis (NIA) Spreadsheet, Cooking_Pds_NIA_SNOPR_DOE_2016_publication | No cost | No cost | 0 | 0 | No applicable non-energy benefits | No applicable non-energy benefits | 100% | Equipment 100% technically feasible within end use | System | System
Kittitas CountySingle FamilyCooking Oven3Existing | Kittitas CountySingle FamilyCooking OvenExisting | Kittitas County | Single Family | Cooking Oven | 3 | Market Standard Cooking Oven | Existing | Cooking Oven - Market Standard | Market Standard Cooking Oven | Market Standard Cooking Oven | per Home | 16 | NWPCC 2021 Plan workbook Res-Oven-2021P_v2 | 9.1974 | 9.1974 | 2016 SNOPR Analytical Tools: National Impact Analysis (NIA) Spreadsheet, Cooking_Pds_NIA_SNOPR_DOE_2016_publication | 2016 SNOPR Analytical Tools: National Impact Analysis (NIA) Spreadsheet, Cooking_Pds_NIA_SNOPR_DOE_2016_publication | 0 | 0 | NA | NA | 0 | 0 | 0 | 0 | 0 | 0 | 0 | Baseline and measure are at the same efficiency level. Assuming no incremental cost. | No cost | No cost | 0 | 0 | No applicable non-energy benefits | No applicable non-energy benefits | 100% | Equipment 100% technically feasible within end use | System | System
Kittitas CountySingle FamilyCooking Oven3New | Kittitas CountySingle FamilyCooking OvenNew | Kittitas County | Single Family | Cooking Oven | 3 | Market Standard Cooking Oven | New | Cooking Oven - Market Standard | Market Standard Cooking Oven | Market Standard Cooking Oven | per Home | 16 | NWPCC 2021 Plan workbook Res-Oven-2021P_v2 | 9.1974 | 9.1974 | 2016 SNOPR Analytical Tools: National Impact Analysis (NIA) Spreadsheet, Cooking_Pds_NIA_SNOPR_DOE_2016_publication | 2016 SNOPR Analytical Tools: National Impact Analysis (NIA) Spreadsheet, Cooking_Pds_NIA_SNOPR_DOE_2016_publication | 0 | 0 | NA | NA | 0 | 0 | 0 | 0 | 0 | 0 | 0 | Baseline and measure are at the same efficiency level. Assuming no incremental cost. | No cost | No cost | 0 | 0 | No applicable non-energy benefits | No applicable non-energy benefits | 100% | Equipment 100% technically feasible within end use | System | System
Kittitas CountySingle Family - Highly ImpactedCooking Oven3Existing | Kittitas CountySingle Family - Highly ImpactedCooking OvenExisting | Kittitas County | Single Family - Highly Impacted | Cooking Oven | 3 | Market Standard Cooking Oven | Existing | Cooking Oven - Market Standard | Market Standard Cooking Oven | Market Standard Cooking Oven | per Home | 16 | NWPCC 2021 Plan workbook Res-Oven-2021P_v2 | 9.1974 | 9.1974 | 2016 SNOPR Analytical Tools: National Impact Analysis (NIA) Spreadsheet, Cooking_Pds_NIA_SNOPR_DOE_2016_publication | 2016 SNOPR Analytical Tools: National Impact Analysis (NIA) Spreadsheet, Cooking_Pds_NIA_SNOPR_DOE_2016_publication | 0 | 0 | NA | NA | 0 | 0 | 0 | 0 | 0 | 0 | 0 | Baseline and measure are at the same efficiency level. Assuming no incremental cost. | No cost | No cost | 0 | 0 | No applicable non-energy benefits | No applicable non-energy benefits | 100% | Equipment 100% technically feasible within end use | System | System
Kittitas CountySingle Family - Highly ImpactedCooking Oven3New | Kittitas CountySingle Family - Highly ImpactedCooking OvenNew | Kittitas County | Single Family - Highly Impacted | Cooking Oven | 3 | Market Standard Cooking Oven | New | Cooking Oven - Market Standard | Market Standard Cooking Oven | Market Standard Cooking Oven | per Home | 16 | NWPCC 2021 Plan workbook Res-Oven-2021P_v2 | 9.1974 | 9.1974 | 2016 SNOPR Analytical Tools: National Impact Analysis (NIA) Spreadsheet, Cooking_Pds_NIA_SNOPR_DOE_2016_publication | 2016 SNOPR Analytical Tools: National Impact Analysis (NIA) Spreadsheet, Cooking_Pds_NIA_SNOPR_DOE_2016_publication | 0 | 0 | NA | NA | 0 | 0 | 0 | 0 | 0 | 0 | 0 | Baseline and measure are at the same efficiency level. Assuming no incremental cost. | No cost | No cost | 0 | 0 | No applicable non-energy benefits | No applicable non-energy benefits | 100% | Equipment 100% technically feasible within end use | System | System
Kittitas CountyMultifamilyCooking Oven3Existing | Kittitas CountyMultifamilyCooking OvenExisting | Kittitas County | Multifamily | Cooking Oven | 3 | Market Standard Cooking Oven | Existing | Cooking Oven - Market Standard | Market Standard Cooking Oven | Market Standard Cooking Oven | per Home | 16 | NWPCC 2021 Plan workbook Res-Oven-2021P_v2 | 9.1974 | 9.1974 | 2016 SNOPR Analytical Tools: National Impact Analysis (NIA) Spreadsheet, Cooking_Pds_NIA_SNOPR_DOE_2016_publication | 2016 SNOPR Analytical Tools: National Impact Analysis (NIA) Spreadsheet, Cooking_Pds_NIA_SNOPR_DOE_2016_publication | 0 | 0 | NA | NA | 0 | 0 | 0 | 0 | 0 | 0 | 0 | Baseline and measure are at the same efficiency level. Assuming no incremental cost. | No cost | No cost | 0 | 0 | No applicable non-energy benefits | No applicable non-energy benefits | 100% | Equipment 100% technically feasible within end use | System | System
Kittitas CountyMultifamilyCooking Oven3New | Kittitas CountyMultifamilyCooking OvenNew | Kittitas County | Multifamily | Cooking Oven | 3 | Market Standard Cooking Oven | New | Cooking Oven - Market Standard | Market Standard Cooking Oven | Market Standard Cooking Oven | per Home | 16 | NWPCC 2021 Plan workbook Res-Oven-2021P_v2 | 9.1974 | 9.1974 | 2016 SNOPR Analytical Tools: National Impact Analysis (NIA) Spreadsheet, Cooking_Pds_NIA_SNOPR_DOE_2016_publication | 2016 SNOPR Analytical Tools: National Impact Analysis (NIA) Spreadsheet, Cooking_Pds_NIA_SNOPR_DOE_2016_publication | 0 | 0 | NA | NA | 0 | 0 | 0 | 0 | 0 | 0 | 0 | Baseline and measure are at the same efficiency level. Assuming no incremental cost. | No cost | No cost | 0 | 0 | No applicable non-energy benefits | No applicable non-energy benefits | 100% | Equipment 100% technically feasible within end use | System | System
Kittitas CountyMultifamily - Highly ImpactedCooking Oven3Existing | Kittitas CountyMultifamily - Highly ImpactedCooking OvenExisting | Kittitas County | Multifamily - Highly Impacted | Cooking Oven | 3 | Market Standard Cooking Oven | Existing | Cooking Oven - Market Standard | Market Standard Cooking Oven | Market Standard Cooking Oven | per Home | 16 | NWPCC 2021 Plan workbook Res-Oven-2021P_v2 | 9.1974 | 9.1974 | 2016 SNOPR Analytical Tools: National Impact Analysis (NIA) Spreadsheet, Cooking_Pds_NIA_SNOPR_DOE_2016_publication | 2016 SNOPR Analytical Tools: National Impact Analysis (NIA) Spreadsheet, Cooking_Pds_NIA_SNOPR_DOE_2016_publication | 0 | 0 | NA | NA | 0 | 0 | 0 | 0 | 0 | 0 | 0 | Baseline and measure are at the same efficiency level. Assuming no incremental cost. | No cost | No cost | 0 | 0 | No applicable non-energy benefits | No applicable non-energy benefits | 100% | Equipment 100% technically feasible within end use | System | System
Kittitas CountyMultifamily - Highly ImpactedCooking Oven3New | Kittitas CountyMultifamily - Highly ImpactedCooking OvenNew | Kittitas County | Multifamily - Highly Impacted | Cooking Oven | 3 | Market Standard Cooking Oven | New | Cooking Oven - Market Standard | Market Standard Cooking Oven | Market Standard Cooking Oven | per Home | 16 | NWPCC 2021 Plan workbook Res-Oven-2021P_v2 | 9.1974 | 9.1974 | 2016 SNOPR Analytical Tools: National Impact Analysis (NIA) Spreadsheet, Cooking_Pds_NIA_SNOPR_DOE_2016_publication | 2016 SNOPR Analytical Tools: National Impact Analysis (NIA) Spreadsheet, Cooking_Pds_NIA_SNOPR_DOE_2016_publication | 0 | 0 | NA | NA | 0 | 0 | 0 | 0 | 0 | 0 | 0 | Baseline and measure are at the same efficiency level. Assuming no incremental cost. | No cost | No cost | 0 | 0 | No applicable non-energy benefits | No applicable non-energy benefits | 100% | Equipment 100% technically feasible within end use | System | System
Kittitas CountyManufacturedCooking Oven3Existing | Kittitas CountyManufacturedCooking OvenExisting | Kittitas County | Manufactured | Cooking Oven | 3 | Market Standard Cooking Oven | Existing | Cooking Oven - Market Standard | Market Standard Cooking Oven | Market Standard Cooking Oven | per Home | 16 | NWPCC 2021 Plan workbook Res-Oven-2021P_v2 | 9.1974 | 9.1974 | 2016 SNOPR Analytical Tools: National Impact Analysis (NIA) Spreadsheet, Cooking_Pds_NIA_SNOPR_DOE_2016_publication | 2016 SNOPR Analytical Tools: National Impact Analysis (NIA) Spreadsheet, Cooking_Pds_NIA_SNOPR_DOE_2016_publication | 0 | 0 | NA | NA | 0 | 0 | 0 | 0 | 0 | 0 | 0 | Baseline and measure are at the same efficiency level. Assuming no incremental cost. | No cost | No cost | 0 | 0 | No applicable non-energy benefits | No applicable non-energy benefits | 100% | Equipment 100% technically feasible within end use | System | System
Kittitas CountyManufacturedCooking Oven3New | Kittitas CountyManufacturedCooking OvenNew | Kittitas County | Manufactured | Cooking Oven | 3 | Market Standard Cooking Oven | New | Cooking Oven - Market Standard | Market Standard Cooking Oven | Market Standard Cooking Oven | per Home | 16 | NWPCC 2021 Plan workbook Res-Oven-2021P_v2 | 9.1974 | 9.1974 | 2016 SNOPR Analytical Tools: National Impact Analysis (NIA) Spreadsheet, Cooking_Pds_NIA_SNOPR_DOE_2016_publication | 2016 SNOPR Analytical Tools: National Impact Analysis (NIA) Spreadsheet, Cooking_Pds_NIA_SNOPR_DOE_2016_publication | 0 | 0 | NA | NA | 0 | 0 | 0 | 0 | 0 | 0 | 0 | Baseline and measure are at the same efficiency level. Assuming no incremental cost. | No cost | No cost | 0 | 0 | No applicable non-energy benefits | No applicable non-energy benefits | 100% | Equipment 100% technically feasible within end use | System | System
Kittitas CountyManufactured - Highly ImpactedCooking Oven3Existing | Kittitas CountyManufactured - Highly ImpactedCooking OvenExisting | Kittitas County | Manufactured - Highly Impacted | Cooking Oven | 3 | Market Standard Cooking Oven | Existing | Cooking Oven - Market Standard | Market Standard Cooking Oven | Market Standard Cooking Oven | per Home | 16 | NWPCC 2021 Plan workbook Res-Oven-2021P_v2 | 9.1974 | 9.1974 | 2016 SNOPR Analytical Tools: National Impact Analysis (NIA) Spreadsheet, Cooking_Pds_NIA_SNOPR_DOE_2016_publication | 2016 SNOPR Analytical Tools: National Impact Analysis (NIA) Spreadsheet, Cooking_Pds_NIA_SNOPR_DOE_2016_publication | 0 | 0 | NA | NA | 0 | 0 | 0 | 0 | 0 | 0 | 0 | Baseline and measure are at the same efficiency level. Assuming no incremental cost. | No cost | No cost | 0 | 0 | No applicable non-energy benefits | No applicable non-energy benefits | 100% | Equipment 100% technically feasible within end use | System | System
Kittitas CountyManufactured - Highly ImpactedCooking Oven3New | Kittitas CountyManufactured - Highly ImpactedCooking OvenNew | Kittitas County | Manufactured - Highly Impacted | Cooking Oven | 3 | Market Standard Cooking Oven | New | Cooking Oven - Market Standard | Market Standard Cooking Oven | Market Standard Cooking Oven | per Home | 16 | NWPCC 2021 Plan workbook Res-Oven-2021P_v2 | 9.1974 | 9.1974 | 2016 SNOPR Analytical Tools: National Impact Analysis (NIA) Spreadsheet, Cooking_Pds_NIA_SNOPR_DOE_2016_publication | 2016 SNOPR Analytical Tools: National Impact Analysis (NIA) Spreadsheet, Cooking_Pds_NIA_SNOPR_DOE_2016_publication | 0 | 0 | NA | NA | 0 | 0 | 0 | 0 | 0 | 0 | 0 | Baseline and measure are at the same efficiency level. Assuming no incremental cost. | No cost | No cost | 0 | 0 | No applicable non-energy benefits | No applicable non-energy benefits | 100% | Equipment 100% technically feasible within end use | System | System
Kittitas CountySingle FamilyCooking Oven4Existing | Kittitas CountySingle FamilyCooking OvenExisting | Kittitas County | Single Family | Cooking Oven | 4 | High Efficiency Convection Cooking Oven | Existing | Cooking Oven - High Efficiency | High Efficiency Convection Cooking Oven | Federal Standard 2012 Cooking Oven | per Home | 16 | NWPCC 2021 Plan workbook Res-Oven-2021P_v2 | 9.915 | 8.3182 | 2016 SNOPR Analytical Tools: National Impact Analysis (NIA) Spreadsheet, Cooking_Pds_NIA_SNOPR_DOE_2016_publication | 2016 SNOPR Analytical Tools: National Impact Analysis (NIA) Spreadsheet, Cooking_Pds_NIA_SNOPR_DOE_2016_publication | 0 | 0 | NA | NA | 565.2938 | 0 | 0 | 584.462 | 0 | 0 | 0 | 2016 SNOPR Analytical Tools: National Impact Analysis (NIA) Spreadsheet, Cooking_Pds_NIA_SNOPR_DOE_2016_publication | No cost | No cost | 0 | 0 | No applicable non-energy benefits | No applicable non-energy benefits | 100% | Equipment 100% technically feasible within end use | System | System
Kittitas CountySingle FamilyCooking Oven4New | Kittitas CountySingle FamilyCooking OvenNew | Kittitas County | Single Family | Cooking Oven | 4 | High Efficiency Convection Cooking Oven | New | Cooking Oven - High Efficiency | High Efficiency Convection Cooking Oven | Federal Standard 2012 Cooking Oven | per Home | 16 | NWPCC 2021 Plan workbook Res-Oven-2021P_v2 | 9.915 | 8.3182 | 2016 SNOPR Analytical Tools: National Impact Analysis (NIA) Spreadsheet, Cooking_Pds_NIA_SNOPR_DOE_2016_publication | 2016 SNOPR Analytical Tools: National Impact Analysis (NIA) Spreadsheet, Cooking_Pds_NIA_SNOPR_DOE_2016_publication | 0 | 0 | NA | NA | 565.2938 | 0 | 0 | 584.462 | 0 | 0 | 0 | 2016 SNOPR Analytical Tools: National Impact Analysis (NIA) Spreadsheet, Cooking_Pds_NIA_SNOPR_DOE_2016_publication | No cost | No cost | 0 | 0 | No applicable non-energy benefits | No applicable non-energy benefits | 100% | Equipment 100% technically feasible within end use | System | System
Kittitas CountySingle Family - Highly ImpactedCooking Oven4Existing | Kittitas CountySingle Family - Highly ImpactedCooking OvenExisting | Kittitas County | Single Family - Highly Impacted | Cooking Oven | 4 | High Efficiency Convection Cooking Oven | Existing | Cooking Oven - High Efficiency | High Efficiency Convection Cooking Oven | Federal Standard 2012 Cooking Oven | per Home | 16 | NWPCC 2021 Plan workbook Res-Oven-2021P_v2 | 9.915 | 8.3182 | 2016 SNOPR Analytical Tools: National Impact Analysis (NIA) Spreadsheet, Cooking_Pds_NIA_SNOPR_DOE_2016_publication | 2016 SNOPR Analytical Tools: National Impact Analysis (NIA) Spreadsheet, Cooking_Pds_NIA_SNOPR_DOE_2016_publication | 0 | 0 | NA | NA | 565.2938 | 0 | 0 | 584.462 | 0 | 0 | 0 | 2016 SNOPR Analytical Tools: National Impact Analysis (NIA) Spreadsheet, Cooking_Pds_NIA_SNOPR_DOE_2016_publication | No cost | No cost | 0 | 0 | No applicable non-energy benefits | No applicable non-energy benefits | 100% | Equipment 100% technically feasible within end use | System | System
Kittitas CountySingle Family - Highly ImpactedCooking Oven4New | Kittitas CountySingle Family - Highly ImpactedCooking OvenNew | Kittitas County | Single Family - Highly Impacted | Cooking Oven | 4 | High Efficiency Convection Cooking Oven | New | Cooking Oven - High Efficiency | High Efficiency Convection Cooking Oven | Federal Standard 2012 Cooking Oven | per Home | 16 | NWPCC 2021 Plan workbook Res-Oven-2021P_v2 | 9.915 | 8.3182 | 2016 SNOPR Analytical Tools: National Impact Analysis (NIA) Spreadsheet, Cooking_Pds_NIA_SNOPR_DOE_2016_publication | 2016 SNOPR Analytical Tools: National Impact Analysis (NIA) Spreadsheet, Cooking_Pds_NIA_SNOPR_DOE_2016_publication | 0 | 0 | NA | NA | 565.2938 | 0 | 0 | 584.462 | 0 | 0 | 0 | 2016 SNOPR Analytical Tools: National Impact Analysis (NIA) Spreadsheet, Cooking_Pds_NIA_SNOPR_DOE_2016_publication | No cost | No cost | 0 | 0 | No applicable non-energy benefits | No applicable non-energy benefits | 100% | Equipment 100% technically feasible within end use | System | System
Kittitas CountyMultifamilyCooking Oven4Existing | Kittitas CountyMultifamilyCooking OvenExisting | Kittitas County | Multifamily | Cooking Oven | 4 | High Efficiency Convection Cooking Oven | Existing | Cooking Oven - High Efficiency | High Efficiency Convection Cooking Oven | Federal Standard 2012 Cooking Oven | per Home | 16 | NWPCC 2021 Plan workbook Res-Oven-2021P_v2 | 9.915 | 8.3182 | 2016 SNOPR Analytical Tools: National Impact Analysis (NIA) Spreadsheet, Cooking_Pds_NIA_SNOPR_DOE_2016_publication | 2016 SNOPR Analytical Tools: National Impact Analysis (NIA) Spreadsheet, Cooking_Pds_NIA_SNOPR_DOE_2016_publication | 0 | 0 | NA | NA | 565.2938 | 0 | 0 | 584.462 | 0 | 0 | 0 | 2016 SNOPR Analytical Tools: National Impact Analysis (NIA) Spreadsheet, Cooking_Pds_NIA_SNOPR_DOE_2016_publication | No cost | No cost | 0 | 0 | No applicable non-energy benefits | No applicable non-energy benefits | 100% | Equipment 100% technically feasible within end use | System | System
Kittitas CountyMultifamilyCooking Oven4New | Kittitas CountyMultifamilyCooking OvenNew | Kittitas County | Multifamily | Cooking Oven | 4 | High Efficiency Convection Cooking Oven | New | Cooking Oven - High Efficiency | High Efficiency Convection Cooking Oven | Federal Standard 2012 Cooking Oven | per Home | 16 | NWPCC 2021 Plan workbook Res-Oven-2021P_v2 | 9.915 | 8.3182 | 2016 SNOPR Analytical Tools: National Impact Analysis (NIA) Spreadsheet, Cooking_Pds_NIA_SNOPR_DOE_2016_publication | 2016 SNOPR Analytical Tools: National Impact Analysis (NIA) Spreadsheet, Cooking_Pds_NIA_SNOPR_DOE_2016_publication | 0 | 0 | NA | NA | 565.2938 | 0 | 0 | 584.462 | 0 | 0 | 0 | 2016 SNOPR Analytical Tools: National Impact Analysis (NIA) Spreadsheet, Cooking_Pds_NIA_SNOPR_DOE_2016_publication | No cost | No cost | 0 | 0 | No applicable non-energy benefits | No applicable non-energy benefits | 100% | Equipment 100% technically feasible within end use | System | System
Kittitas CountyMultifamily - Highly ImpactedCooking Oven4Existing | Kittitas CountyMultifamily - Highly ImpactedCooking OvenExisting | Kittitas County | Multifamily - Highly Impacted | Cooking Oven | 4 | High Efficiency Convection Cooking Oven | Existing | Cooking Oven - High Efficiency | High Efficiency Convection Cooking Oven | Federal Standard 2012 Cooking Oven | per Home | 16 | NWPCC 2021 Plan workbook Res-Oven-2021P_v2 | 9.915 | 8.3182 | 2016 SNOPR Analytical Tools: National Impact Analysis (NIA) Spreadsheet, Cooking_Pds_NIA_SNOPR_DOE_2016_publication | 2016 SNOPR Analytical Tools: National Impact Analysis (NIA) Spreadsheet, Cooking_Pds_NIA_SNOPR_DOE_2016_publication | 0 | 0 | NA | NA | 565.2938 | 0 | 0 | 584.462 | 0 | 0 | 0 | 2016 SNOPR Analytical Tools: National Impact Analysis (NIA) Spreadsheet, Cooking_Pds_NIA_SNOPR_DOE_2016_publication | No cost | No cost | 0 | 0 | No applicable non-energy benefits | No applicable non-energy benefits | 100% | Equipment 100% technically feasible within end use | System | System
Kittitas CountyMultifamily - Highly ImpactedCooking Oven4New | Kittitas CountyMultifamily - Highly ImpactedCooking OvenNew | Kittitas County | Multifamily - Highly Impacted | Cooking Oven | 4 | High Efficiency Convection Cooking Oven | New | Cooking Oven - High Efficiency | High Efficiency Convection Cooking Oven | Federal Standard 2012 Cooking Oven | per Home | 16 | NWPCC 2021 Plan workbook Res-Oven-2021P_v2 | 9.915 | 8.3182 | 2016 SNOPR Analytical Tools: National Impact Analysis (NIA) Spreadsheet, Cooking_Pds_NIA_SNOPR_DOE_2016_publication | 2016 SNOPR Analytical Tools: National Impact Analysis (NIA) Spreadsheet, Cooking_Pds_NIA_SNOPR_DOE_2016_publication | 0 | 0 | NA | NA | 565.2938 | 0 | 0 | 584.462 | 0 | 0 | 0 | 2016 SNOPR Analytical Tools: National Impact Analysis (NIA) Spreadsheet, Cooking_Pds_NIA_SNOPR_DOE_2016_publication | No cost | No cost | 0 | 0 | No applicable non-energy benefits | No applicable non-energy benefits | 100% | Equipment 100% technically feasible within end use | System | System
Kittitas CountyManufacturedCooking Oven4Existing | Kittitas CountyManufacturedCooking OvenExisting | Kittitas County | Manufactured | Cooking Oven | 4 | High Efficiency Convection Cooking Oven | Existing | Cooking Oven - High Efficiency | High Efficiency Convection Cooking Oven | Federal Standard 2012 Cooking Oven | per Home | 16 | NWPCC 2021 Plan workbook Res-Oven-2021P_v2 | 9.915 | 8.3182 | 2016 SNOPR Analytical Tools: National Impact Analysis (NIA) Spreadsheet, Cooking_Pds_NIA_SNOPR_DOE_2016_publication | 2016 SNOPR Analytical Tools: National Impact Analysis (NIA) Spreadsheet, Cooking_Pds_NIA_SNOPR_DOE_2016_publication | 0 | 0 | NA | NA | 565.2938 | 0 | 0 | 584.462 | 0 | 0 | 0 | 2016 SNOPR Analytical Tools: National Impact Analysis (NIA) Spreadsheet, Cooking_Pds_NIA_SNOPR_DOE_2016_publication | No cost | No cost | 0 | 0 | No applicable non-energy benefits | No applicable non-energy benefits | 100% | Equipment 100% technically feasible within end use | System | System
Kittitas CountyManufacturedCooking Oven4New | Kittitas CountyManufacturedCooking OvenNew | Kittitas County | Manufactured | Cooking Oven | 4 | High Efficiency Convection Cooking Oven | New | Cooking Oven - High Efficiency | High Efficiency Convection Cooking Oven | Federal Standard 2012 Cooking Oven | per Home | 16 | NWPCC 2021 Plan workbook Res-Oven-2021P_v2 | 9.915 | 8.3182 | 2016 SNOPR Analytical Tools: National Impact Analysis (NIA) Spreadsheet, Cooking_Pds_NIA_SNOPR_DOE_2016_publication | 2016 SNOPR Analytical Tools: National Impact Analysis (NIA) Spreadsheet, Cooking_Pds_NIA_SNOPR_DOE_2016_publication | 0 | 0 | NA | NA | 565.2938 | 0 | 0 | 584.462 | 0 | 0 | 0 | 2016 SNOPR Analytical Tools: National Impact Analysis (NIA) Spreadsheet, Cooking_Pds_NIA_SNOPR_DOE_2016_publication | No cost | No cost | 0 | 0 | No applicable non-energy benefits | No applicable non-energy benefits | 100% | Equipment 100% technically feasible within end use | System | System
Kittitas CountyManufactured - Highly ImpactedCooking Oven4Existing | Kittitas CountyManufactured - Highly ImpactedCooking OvenExisting | Kittitas County | Manufactured - Highly Impacted | Cooking Oven | 4 | High Efficiency Convection Cooking Oven | Existing | Cooking Oven - High Efficiency | High Efficiency Convection Cooking Oven | Federal Standard 2012 Cooking Oven | per Home | 16 | NWPCC 2021 Plan workbook Res-Oven-2021P_v2 | 9.915 | 8.3182 | 2016 SNOPR Analytical Tools: National Impact Analysis (NIA) Spreadsheet, Cooking_Pds_NIA_SNOPR_DOE_2016_publication | 2016 SNOPR Analytical Tools: National Impact Analysis (NIA) Spreadsheet, Cooking_Pds_NIA_SNOPR_DOE_2016_publication | 0 | 0 | NA | NA | 565.2938 | 0 | 0 | 584.462 | 0 | 0 | 0 | 2016 SNOPR Analytical Tools: National Impact Analysis (NIA) Spreadsheet, Cooking_Pds_NIA_SNOPR_DOE_2016_publication | No cost | No cost | 0 | 0 | No applicable non-energy benefits | No applicable non-energy benefits | 100% | Equipment 100% technically feasible within end use | System | System
Kittitas CountyManufactured - Highly ImpactedCooking Oven4New | Kittitas CountyManufactured - Highly ImpactedCooking OvenNew | Kittitas County | Manufactured - Highly Impacted | Cooking Oven | 4 | High Efficiency Convection Cooking Oven | New | Cooking Oven - High Efficiency | High Efficiency Convection Cooking Oven | Federal Standard 2012 Cooking Oven | per Home | 16 | NWPCC 2021 Plan workbook Res-Oven-2021P_v2 | 9.915 | 8.3182 | 2016 SNOPR Analytical Tools: National Impact Analysis (NIA) Spreadsheet, Cooking_Pds_NIA_SNOPR_DOE_2016_publication | 2016 SNOPR Analytical Tools: National Impact Analysis (NIA) Spreadsheet, Cooking_Pds_NIA_SNOPR_DOE_2016_publication | 0 | 0 | NA | NA | 565.2938 | 0 | 0 | 584.462 | 0 | 0 | 0 | 2016 SNOPR Analytical Tools: National Impact Analysis (NIA) Spreadsheet, Cooking_Pds_NIA_SNOPR_DOE_2016_publication | No cost | No cost | 0 | 0 | No applicable non-energy benefits | No applicable non-energy benefits | 100% | Equipment 100% technically feasible within end use | System | System
Kittitas CountySingle FamilyCooking Range1Existing | Kittitas CountySingle FamilyCooking RangeExisting | Kittitas County | Single Family | Cooking Range | 1 | Federal Standard 2012 Cooking Range | Existing | Cooking Range - Federal Standard 2012 | Federal Standard 2012 Cooking Range | Federal Standard 2012 Cooking Range | per Home | 19 | Chapter 8 of 2009 TSD; Table 8.2.43, pg 8-39; found at: : https://www.regulations.gov/document?D=EERE-2006-STD-0127-0097 | 7.2 | 7.2 | Chapter 6 of 2009 TSD; Table 6.2.1, pg 6-3 and Table 6.2.5, pg 6-7; found at: : https://www.regulations.gov/document?D=EERE-2006-STD-0127-0097 | Chapter 6 of 2009 TSD; Table 6.2.1, pg 6-3 and Table 6.2.5, pg 6-7; found at: : https://www.regulations.gov/document?D=EERE-2006-STD-0127-0097 | 0 | 0 | NA | NA | 523.4587 | 0 | 0 | 523.4587 | 0 | 0 | 0 | Baseline and measure are at the same efficiency level. Source: 2009 TSD, Chapter 8, Table 8.2.12, pg 8-18 and Table 8.2.41, pg 8-38 | Baseline and measure are at the same efficiency level. Assuming no incremental cost. | Baseline and measure are at the same efficiency level. Assuming no incremental cost. | 0 | 0 | No applicable non-energy benefits | No applicable non-energy benefits | 100% | Equipment 100% technically feasible within end use | System | System
Kittitas CountySingle FamilyCooking Range1New | Kittitas CountySingle FamilyCooking RangeNew | Kittitas County | Single Family | Cooking Range | 1 | Federal Standard 2012 Cooking Range | New | Cooking Range - Federal Standard 2012 | Federal Standard 2012 Cooking Range | Federal Standard 2012 Cooking Range | per Home | 19 | Chapter 8 of 2009 TSD; Table 8.2.43, pg 8-39; found at: : https://www.regulations.gov/document?D=EERE-2006-STD-0127-0097 | 7.2 | 7.2 | Chapter 6 of 2009 TSD; Table 6.2.1, pg 6-3 and Table 6.2.5, pg 6-7; found at: : https://www.regulations.gov/document?D=EERE-2006-STD-0127-0097 | Chapter 6 of 2009 TSD; Table 6.2.1, pg 6-3 and Table 6.2.5, pg 6-7; found at: : https://www.regulations.gov/document?D=EERE-2006-STD-0127-0097 | 0 | 0 | NA | NA | 523.4587 | 0 | 0 | 523.4587 | 0 | 0 | 0 | Baseline and measure are at the same efficiency level. Source: 2009 TSD, Chapter 8, Table 8.2.12, pg 8-18 and Table 8.2.41, pg 8-38 | Baseline and measure are at the same efficiency level. Assuming no incremental cost. | Baseline and measure are at the same efficiency level. Assuming no incremental cost. | 0 | 0 | No applicable non-energy benefits | No applicable non-energy benefits | 100% | Equipment 100% technically feasible within end use | System | System
Kittitas CountySingle Family - Highly ImpactedCooking Range1Existing | Kittitas CountySingle Family - Highly ImpactedCooking RangeExisting | Kittitas County | Single Family - Highly Impacted | Cooking Range | 1 | Federal Standard 2012 Cooking Range | Existing | Cooking Range - Federal Standard 2012 | Federal Standard 2012 Cooking Range | Federal Standard 2012 Cooking Range | per Home | 19 | Chapter 8 of 2009 TSD; Table 8.2.43, pg 8-39; found at: : https://www.regulations.gov/document?D=EERE-2006-STD-0127-0097 | 7.2 | 7.2 | Chapter 6 of 2009 TSD; Table 6.2.1, pg 6-3 and Table 6.2.5, pg 6-7; found at: : https://www.regulations.gov/document?D=EERE-2006-STD-0127-0097 | Chapter 6 of 2009 TSD; Table 6.2.1, pg 6-3 and Table 6.2.5, pg 6-7; found at: : https://www.regulations.gov/document?D=EERE-2006-STD-0127-0097 | 0 | 0 | NA | NA | 523.4587 | 0 | 0 | 523.4587 | 0 | 0 | 0 | Baseline and measure are at the same efficiency level. Source: 2009 TSD, Chapter 8, Table 8.2.12, pg 8-18 and Table 8.2.41, pg 8-38 | Baseline and measure are at the same efficiency level. Assuming no incremental cost. | Baseline and measure are at the same efficiency level. Assuming no incremental cost. | 0 | 0 | No applicable non-energy benefits | No applicable non-energy benefits | 100% | Equipment 100% technically feasible within end use | System | System
Kittitas CountySingle Family - Highly ImpactedCooking Range1New | Kittitas CountySingle Family - Highly ImpactedCooking RangeNew | Kittitas County | Single Family - Highly Impacted | Cooking Range | 1 | Federal Standard 2012 Cooking Range | New | Cooking Range - Federal Standard 2012 | Federal Standard 2012 Cooking Range | Federal Standard 2012 Cooking Range | per Home | 19 | Chapter 8 of 2009 TSD; Table 8.2.43, pg 8-39; found at: : https://www.regulations.gov/document?D=EERE-2006-STD-0127-0097 | 7.2 | 7.2 | Chapter 6 of 2009 TSD; Table 6.2.1, pg 6-3 and Table 6.2.5, pg 6-7; found at: : https://www.regulations.gov/document?D=EERE-2006-STD-0127-0097 | Chapter 6 of 2009 TSD; Table 6.2.1, pg 6-3 and Table 6.2.5, pg 6-7; found at: : https://www.regulations.gov/document?D=EERE-2006-STD-0127-0097 | 0 | 0 | NA | NA | 523.4587 | 0 | 0 | 523.4587 | 0 | 0 | 0 | Baseline and measure are at the same efficiency level. Source: 2009 TSD, Chapter 8, Table 8.2.12, pg 8-18 and Table 8.2.41, pg 8-38 | Baseline and measure are at the same efficiency level. Assuming no incremental cost. | Baseline and measure are at the same efficiency level. Assuming no incremental cost. | 0 | 0 | No applicable non-energy benefits | No applicable non-energy benefits | 100% | Equipment 100% technically feasible within end use | System | System
Kittitas CountyMultifamilyCooking Range1Existing | Kittitas CountyMultifamilyCooking RangeExisting | Kittitas County | Multifamily | Cooking Range | 1 | Federal Standard 2012 Cooking Range | Existing | Cooking Range - Federal Standard 2012 | Federal Standard 2012 Cooking Range | Federal Standard 2012 Cooking Range | per Home | 19 | Chapter 8 of 2009 TSD; Table 8.2.43, pg 8-39; found at: : https://www.regulations.gov/document?D=EERE-2006-STD-0127-0097 | 7.2 | 7.2 | Chapter 6 of 2009 TSD; Table 6.2.1, pg 6-3 and Table 6.2.5, pg 6-7; found at: : https://www.regulations.gov/document?D=EERE-2006-STD-0127-0097 | Chapter 6 of 2009 TSD; Table 6.2.1, pg 6-3 and Table 6.2.5, pg 6-7; found at: : https://www.regulations.gov/document?D=EERE-2006-STD-0127-0097 | 0 | 0 | NA | NA | 523.4587 | 0 | 0 | 523.4587 | 0 | 0 | 0 | Baseline and measure are at the same efficiency level. Source: 2009 TSD, Chapter 8, Table 8.2.12, pg 8-18 and Table 8.2.41, pg 8-38 | Baseline and measure are at the same efficiency level. Assuming no incremental cost. | Baseline and measure are at the same efficiency level. Assuming no incremental cost. | 0 | 0 | No applicable non-energy benefits | No applicable non-energy benefits | 100% | Equipment 100% technically feasible within end use | System | System
Kittitas CountyMultifamilyCooking Range1New | Kittitas CountyMultifamilyCooking RangeNew | Kittitas County | Multifamily | Cooking Range | 1 | Federal Standard 2012 Cooking Range | New | Cooking Range - Federal Standard 2012 | Federal Standard 2012 Cooking Range | Federal Standard 2012 Cooking Range | per Home | 19 | Chapter 8 of 2009 TSD; Table 8.2.43, pg 8-39; found at: : https://www.regulations.gov/document?D=EERE-2006-STD-0127-0097 | 7.2 | 7.2 | Chapter 6 of 2009 TSD; Table 6.2.1, pg 6-3 and Table 6.2.5, pg 6-7; found at: : https://www.regulations.gov/document?D=EERE-2006-STD-0127-0097 | Chapter 6 of 2009 TSD; Table 6.2.1, pg 6-3 and Table 6.2.5, pg 6-7; found at: : https://www.regulations.gov/document?D=EERE-2006-STD-0127-0097 | 0 | 0 | NA | NA | 523.4587 | 0 | 0 | 523.4587 | 0 | 0 | 0 | Baseline and measure are at the same efficiency level. Source: 2009 TSD, Chapter 8, Table 8.2.12, pg 8-18 and Table 8.2.41, pg 8-38 | Baseline and measure are at the same efficiency level. Assuming no incremental cost. | Baseline and measure are at the same efficiency level. Assuming no incremental cost. | 0 | 0 | No applicable non-energy benefits | No applicable non-energy benefits | 100% | Equipment 100% technically feasible within end use | System | System
Kittitas CountyMultifamily - Highly ImpactedCooking Range1Existing | Kittitas CountyMultifamily - Highly ImpactedCooking RangeExisting | Kittitas County | Multifamily - Highly Impacted | Cooking Range | 1 | Federal Standard 2012 Cooking Range | Existing | Cooking Range - Federal Standard 2012 | Federal Standard 2012 Cooking Range | Federal Standard 2012 Cooking Range | per Home | 19 | Chapter 8 of 2009 TSD; Table 8.2.43, pg 8-39; found at: : https://www.regulations.gov/document?D=EERE-2006-STD-0127-0097 | 7.2 | 7.2 | Chapter 6 of 2009 TSD; Table 6.2.1, pg 6-3 and Table 6.2.5, pg 6-7; found at: : https://www.regulations.gov/document?D=EERE-2006-STD-0127-0097 | Chapter 6 of 2009 TSD; Table 6.2.1, pg 6-3 and Table 6.2.5, pg 6-7; found at: : https://www.regulations.gov/document?D=EERE-2006-STD-0127-0097 | 0 | 0 | NA | NA | 523.4587 | 0 | 0 | 523.4587 | 0 | 0 | 0 | Baseline and measure are at the same efficiency level. Source: 2009 TSD, Chapter 8, Table 8.2.12, pg 8-18 and Table 8.2.41, pg 8-38 | Baseline and measure are at the same efficiency level. Assuming no incremental cost. | Baseline and measure are at the same efficiency level. Assuming no incremental cost. | 0 | 0 | No applicable non-energy benefits | No applicable non-energy benefits | 100% | Equipment 100% technically feasible within end use | System | System
Kittitas CountyMultifamily - Highly ImpactedCooking Range1New | Kittitas CountyMultifamily - Highly ImpactedCooking RangeNew | Kittitas County | Multifamily - Highly Impacted | Cooking Range | 1 | Federal Standard 2012 Cooking Range | New | Cooking Range - Federal Standard 2012 | Federal Standard 2012 Cooking Range | Federal Standard 2012 Cooking Range | per Home | 19 | Chapter 8 of 2009 TSD; Table 8.2.43, pg 8-39; found at: : https://www.regulations.gov/document?D=EERE-2006-STD-0127-0097 | 7.2 | 7.2 | Chapter 6 of 2009 TSD; Table 6.2.1, pg 6-3 and Table 6.2.5, pg 6-7; found at: : https://www.regulations.gov/document?D=EERE-2006-STD-0127-0097 | Chapter 6 of 2009 TSD; Table 6.2.1, pg 6-3 and Table 6.2.5, pg 6-7; found at: : https://www.regulations.gov/document?D=EERE-2006-STD-0127-0097 | 0 | 0 | NA | NA | 523.4587 | 0 | 0 | 523.4587 | 0 | 0 | 0 | Baseline and measure are at the same efficiency level. Source: 2009 TSD, Chapter 8, Table 8.2.12, pg 8-18 and Table 8.2.41, pg 8-38 | Baseline and measure are at the same efficiency level. Assuming no incremental cost. | Baseline and measure are at the same efficiency level. Assuming no incremental cost. | 0 | 0 | No applicable non-energy benefits | No applicable non-energy benefits | 100% | Equipment 100% technically feasible within end use | System | System
Kittitas CountyManufacturedCooking Range1Existing | Kittitas CountyManufacturedCooking RangeExisting | Kittitas County | Manufactured | Cooking Range | 1 | Federal Standard 2012 Cooking Range | Existing | Cooking Range - Federal Standard 2012 | Federal Standard 2012 Cooking Range | Federal Standard 2012 Cooking Range | per Home | 19 | Chapter 8 of 2009 TSD; Table 8.2.43, pg 8-39; found at: : https://www.regulations.gov/document?D=EERE-2006-STD-0127-0097 | 7.2 | 7.2 | Chapter 6 of 2009 TSD; Table 6.2.1, pg 6-3 and Table 6.2.5, pg 6-7; found at: : https://www.regulations.gov/document?D=EERE-2006-STD-0127-0097 | Chapter 6 of 2009 TSD; Table 6.2.1, pg 6-3 and Table 6.2.5, pg 6-7; found at: : https://www.regulations.gov/document?D=EERE-2006-STD-0127-0097 | 0 | 0 | NA | NA | 523.4587 | 0 | 0 | 523.4587 | 0 | 0 | 0 | Baseline and measure are at the same efficiency level. Source: 2009 TSD, Chapter 8, Table 8.2.12, pg 8-18 and Table 8.2.41, pg 8-38 | Baseline and measure are at the same efficiency level. Assuming no incremental cost. | Baseline and measure are at the same efficiency level. Assuming no incremental cost. | 0 | 0 | No applicable non-energy benefits | No applicable non-energy benefits | 100% | Equipment 100% technically feasible within end use | System | System
Kittitas CountyManufacturedCooking Range1New | Kittitas CountyManufacturedCooking RangeNew | Kittitas County | Manufactured | Cooking Range | 1 | Federal Standard 2012 Cooking Range | New | Cooking Range - Federal Standard 2012 | Federal Standard 2012 Cooking Range | Federal Standard 2012 Cooking Range | per Home | 19 | Chapter 8 of 2009 TSD; Table 8.2.43, pg 8-39; found at: : https://www.regulations.gov/document?D=EERE-2006-STD-0127-0097 | 7.2 | 7.2 | Chapter 6 of 2009 TSD; Table 6.2.1, pg 6-3 and Table 6.2.5, pg 6-7; found at: : https://www.regulations.gov/document?D=EERE-2006-STD-0127-0097 | Chapter 6 of 2009 TSD; Table 6.2.1, pg 6-3 and Table 6.2.5, pg 6-7; found at: : https://www.regulations.gov/document?D=EERE-2006-STD-0127-0097 | 0 | 0 | NA | NA | 523.4587 | 0 | 0 | 523.4587 | 0 | 0 | 0 | Baseline and measure are at the same efficiency level. Source: 2009 TSD, Chapter 8, Table 8.2.12, pg 8-18 and Table 8.2.41, pg 8-38 | Baseline and measure are at the same efficiency level. Assuming no incremental cost. | Baseline and measure are at the same efficiency level. Assuming no incremental cost. | 0 | 0 | No applicable non-energy benefits | No applicable non-energy benefits | 100% | Equipment 100% technically feasible within end use | System | System
Kittitas CountyManufactured - Highly ImpactedCooking Range1Existing | Kittitas CountyManufactured - Highly ImpactedCooking RangeExisting | Kittitas County | Manufactured - Highly Impacted | Cooking Range | 1 | Federal Standard 2012 Cooking Range | Existing | Cooking Range - Federal Standard 2012 | Federal Standard 2012 Cooking Range | Federal Standard 2012 Cooking Range | per Home | 19 | Chapter 8 of 2009 TSD; Table 8.2.43, pg 8-39; found at: : https://www.regulations.gov/document?D=EERE-2006-STD-0127-0097 | 7.2 | 7.2 | Chapter 6 of 2009 TSD; Table 6.2.1, pg 6-3 and Table 6.2.5, pg 6-7; found at: : https://www.regulations.gov/document?D=EERE-2006-STD-0127-0097 | Chapter 6 of 2009 TSD; Table 6.2.1, pg 6-3 and Table 6.2.5, pg 6-7; found at: : https://www.regulations.gov/document?D=EERE-2006-STD-0127-0097 | 0 | 0 | NA | NA | 523.4587 | 0 | 0 | 523.4587 | 0 | 0 | 0 | Baseline and measure are at the same efficiency level. Source: 2009 TSD, Chapter 8, Table 8.2.12, pg 8-18 and Table 8.2.41, pg 8-38 | Baseline and measure are at the same efficiency level. Assuming no incremental cost. | Baseline and measure are at the same efficiency level. Assuming no incremental cost. | 0 | 0 | No applicable non-energy benefits | No applicable non-energy benefits | 100% | Equipment 100% technically feasible within end use | System | System
Kittitas CountyManufactured - Highly ImpactedCooking Range1New | Kittitas CountyManufactured - Highly ImpactedCooking RangeNew | Kittitas County | Manufactured - Highly Impacted | Cooking Range | 1 | Federal Standard 2012 Cooking Range | New | Cooking Range - Federal Standard 2012 | Federal Standard 2012 Cooking Range | Federal Standard 2012 Cooking Range | per Home | 19 | Chapter 8 of 2009 TSD; Table 8.2.43, pg 8-39; found at: : https://www.regulations.gov/document?D=EERE-2006-STD-0127-0097 | 7.2 | 7.2 | Chapter 6 of 2009 TSD; Table 6.2.1, pg 6-3 and Table 6.2.5, pg 6-7; found at: : https://www.regulations.gov/document?D=EERE-2006-STD-0127-0097 | Chapter 6 of 2009 TSD; Table 6.2.1, pg 6-3 and Table 6.2.5, pg 6-7; found at: : https://www.regulations.gov/document?D=EERE-2006-STD-0127-0097 | 0 | 0 | NA | NA | 523.4587 | 0 | 0 | 523.4587 | 0 | 0 | 0 | Baseline and measure are at the same efficiency level. Source: 2009 TSD, Chapter 8, Table 8.2.12, pg 8-18 and Table 8.2.41, pg 8-38 | Baseline and measure are at the same efficiency level. Assuming no incremental cost. | Baseline and measure are at the same efficiency level. Assuming no incremental cost. | 0 | 0 | No applicable non-energy benefits | No applicable non-energy benefits | 100% | Equipment 100% technically feasible within end use | System | System
Kittitas CountySingle FamilyOther1Existing | Kittitas CountySingle FamilyOtherExisting | Kittitas County | Single Family | Other | 1 | Standard Other Equipment | Existing | Other - Standard | Standard Other Equipment | Standard Other Equipment | per Home | 10 | Potential study model calibration end use. Setting EUL to 10 years based on Engineering Judgment | 0 | 0 | Potential study model calibration end use and therefore assigned UEC of 0 | Potential study model calibration end use and therefore assigned UEC of 0 | 0 | 0 | NA | NA | 0 | 0 | 0 | 0 | 0 | 0 | 0 | Baseline and measure are identical, default to zero | Baseline and measure are identical, default to zero | Baseline and measure are identical, default to zero | 0 | 0 | No applicable non-energy benefits | No applicable non-energy benefits | 100% | Equipment 100% technically feasible within end use | System | System
Kittitas CountySingle FamilyOther1New | Kittitas CountySingle FamilyOtherNew | Kittitas County | Single Family | Other | 1 | Standard Other Equipment | New | Other - Standard | Standard Other Equipment | Standard Other Equipment | per Home | 10 | Potential study model calibration end use. Setting EUL to 10 years based on Engineering Judgment | 0 | 0 | Potential study model calibration end use and therefore assigned UEC of 0 | Potential study model calibration end use and therefore assigned UEC of 0 | 0 | 0 | NA | NA | 0 | 0 | 0 | 0 | 0 | 0 | 0 | Baseline and measure are identical, default to zero | Baseline and measure are identical, default to zero | Baseline and measure are identical, default to zero | 0 | 0 | No applicable non-energy benefits | No applicable non-energy benefits | 100% | Equipment 100% technically feasible within end use | System | System
Kittitas CountySingle Family - Highly ImpactedOther1Existing | Kittitas CountySingle Family - Highly ImpactedOtherExisting | Kittitas County | Single Family - Highly Impacted | Other | 1 | Standard Other Equipment | Existing | Other - Standard | Standard Other Equipment | Standard Other Equipment | per Home | 10 | Potential study model calibration end use. Setting EUL to 10 years based on Engineering Judgment | 0 | 0 | Potential study model calibration end use and therefore assigned UEC of 0 | Potential study model calibration end use and therefore assigned UEC of 0 | 0 | 0 | NA | NA | 0 | 0 | 0 | 0 | 0 | 0 | 0 | Baseline and measure are identical, default to zero | Baseline and measure are identical, default to zero | Baseline and measure are identical, default to zero | 0 | 0 | No applicable non-energy benefits | No applicable non-energy benefits | 100% | Equipment 100% technically feasible within end use | System | System
Kittitas CountySingle Family - Highly ImpactedOther1New | Kittitas CountySingle Family - Highly ImpactedOtherNew | Kittitas County | Single Family - Highly Impacted | Other | 1 | Standard Other Equipment | New | Other - Standard | Standard Other Equipment | Standard Other Equipment | per Home | 10 | Potential study model calibration end use. Setting EUL to 10 years based on Engineering Judgment | 0 | 0 | Potential study model calibration end use and therefore assigned UEC of 0 | Potential study model calibration end use and therefore assigned UEC of 0 | 0 | 0 | NA | NA | 0 | 0 | 0 | 0 | 0 | 0 | 0 | Baseline and measure are identical, default to zero | Baseline and measure are identical, default to zero | Baseline and measure are identical, default to zero | 0 | 0 | No applicable non-energy benefits | No applicable non-energy benefits | 100% | Equipment 100% technically feasible within end use | System | System
Kittitas CountyMultifamilyOther1Existing | Kittitas CountyMultifamilyOtherExisting | Kittitas County | Multifamily | Other | 1 | Standard Other Equipment | Existing | Other - Standard | Standard Other Equipment | Standard Other Equipment | per Home | 10 | Potential study model calibration end use. Setting EUL to 10 years based on Engineering Judgment | 0 | 0 | Potential study model calibration end use and therefore assigned UEC of 0 | Potential study model calibration end use and therefore assigned UEC of 0 | 0 | 0 | NA | NA | 0 | 0 | 0 | 0 | 0 | 0 | 0 | Baseline and measure are identical, default to zero | Baseline and measure are identical, default to zero | Baseline and measure are identical, default to zero | 0 | 0 | No applicable non-energy benefits | No applicable non-energy benefits | 100% | Equipment 100% technically feasible within end use | System | System
Kittitas CountyMultifamilyOther1New | Kittitas CountyMultifamilyOtherNew | Kittitas County | Multifamily | Other | 1 | Standard Other Equipment | New | Other - Standard | Standard Other Equipment | Standard Other Equipment | per Home | 10 | Potential study model calibration end use. Setting EUL to 10 years based on Engineering Judgment | 0 | 0 | Potential study model calibration end use and therefore assigned UEC of 0 | Potential study model calibration end use and therefore assigned UEC of 0 | 0 | 0 | NA | NA | 0 | 0 | 0 | 0 | 0 | 0 | 0 | Baseline and measure are identical, default to zero | Baseline and measure are identical, default to zero | Baseline and measure are identical, default to zero | 0 | 0 | No applicable non-energy benefits | No applicable non-energy benefits | 100% | Equipment 100% technically feasible within end use | System | System
Kittitas CountyMultifamily - Highly ImpactedOther1Existing | Kittitas CountyMultifamily - Highly ImpactedOtherExisting | Kittitas County | Multifamily - Highly Impacted | Other | 1 | Standard Other Equipment | Existing | Other - Standard | Standard Other Equipment | Standard Other Equipment | per Home | 10 | Potential study model calibration end use. Setting EUL to 10 years based on Engineering Judgment | 0 | 0 | Potential study model calibration end use and therefore assigned UEC of 0 | Potential study model calibration end use and therefore assigned UEC of 0 | 0 | 0 | NA | NA | 0 | 0 | 0 | 0 | 0 | 0 | 0 | Baseline and measure are identical, default to zero | Baseline and measure are identical, default to zero | Baseline and measure are identical, default to zero | 0 | 0 | No applicable non-energy benefits | No applicable non-energy benefits | 100% | Equipment 100% technically feasible within end use | System | System
Kittitas CountyMultifamily - Highly ImpactedOther1New | Kittitas CountyMultifamily - Highly ImpactedOtherNew | Kittitas County | Multifamily - Highly Impacted | Other | 1 | Standard Other Equipment | New | Other - Standard | Standard Other Equipment | Standard Other Equipment | per Home | 10 | Potential study model calibration end use. Setting EUL to 10 years based on Engineering Judgment | 0 | 0 | Potential study model calibration end use and therefore assigned UEC of 0 | Potential study model calibration end use and therefore assigned UEC of 0 | 0 | 0 | NA | NA | 0 | 0 | 0 | 0 | 0 | 0 | 0 | Baseline and measure are identical, default to zero | Baseline and measure are identical, default to zero | Baseline and measure are identical, default to zero | 0 | 0 | No applicable non-energy benefits | No applicable non-energy benefits | 100% | Equipment 100% technically feasible within end use | System | System
Kittitas CountyManufacturedOther1Existing | Kittitas CountyManufacturedOtherExisting | Kittitas County | Manufactured | Other | 1 | Standard Other Equipment | Existing | Other - Standard | Standard Other Equipment | Standard Other Equipment | per Home | 10 | Potential study model calibration end use. Setting EUL to 10 years based on Engineering Judgment | 0 | 0 | Potential study model calibration end use and therefore assigned UEC of 0 | Potential study model calibration end use and therefore assigned UEC of 0 | 0 | 0 | NA | NA | 0 | 0 | 0 | 0 | 0 | 0 | 0 | Baseline and measure are identical, default to zero | Baseline and measure are identical, default to zero | Baseline and measure are identical, default to zero | 0 | 0 | No applicable non-energy benefits | No applicable non-energy benefits | 100% | Equipment 100% technically feasible within end use | System | System
Kittitas CountyManufacturedOther1New | Kittitas CountyManufacturedOtherNew | Kittitas County | Manufactured | Other | 1 | Standard Other Equipment | New | Other - Standard | Standard Other Equipment | Standard Other Equipment | per Home | 10 | Potential study model calibration end use. Setting EUL to 10 years based on Engineering Judgment | 0 | 0 | Potential study model calibration end use and therefore assigned UEC of 0 | Potential study model calibration end use and therefore assigned UEC of 0 | 0 | 0 | NA | NA | 0 | 0 | 0 | 0 | 0 | 0 | 0 | Baseline and measure are identical, default to zero | Baseline and measure are identical, default to zero | Baseline and measure are identical, default to zero | 0 | 0 | No applicable non-energy benefits | No applicable non-energy benefits | 100% | Equipment 100% technically feasible within end use | System | System
Kittitas CountyManufactured - Highly ImpactedOther1Existing | Kittitas CountyManufactured - Highly ImpactedOtherExisting | Kittitas County | Manufactured - Highly Impacted | Other | 1 | Standard Other Equipment | Existing | Other - Standard | Standard Other Equipment | Standard Other Equipment | per Home | 10 | Potential study model calibration end use. Setting EUL to 10 years based on Engineering Judgment | 0 | 0 | Potential study model calibration end use and therefore assigned UEC of 0 | Potential study model calibration end use and therefore assigned UEC of 0 | 0 | 0 | NA | NA | 0 | 0 | 0 | 0 | 0 | 0 | 0 | Baseline and measure are identical, default to zero | Baseline and measure are identical, default to zero | Baseline and measure are identical, default to zero | 0 | 0 | No applicable non-energy benefits | No applicable non-energy benefits | 100% | Equipment 100% technically feasible within end use | System | System
Kittitas CountyManufactured - Highly ImpactedOther1New | Kittitas CountyManufactured - Highly ImpactedOtherNew | Kittitas County | Manufactured - Highly Impacted | Other | 1 | Standard Other Equipment | New | Other - Standard | Standard Other Equipment | Standard Other Equipment | per Home | 10 | Potential study model calibration end use. Setting EUL to 10 years based on Engineering Judgment | 0 | 0 | Potential study model calibration end use and therefore assigned UEC of 0 | Potential study model calibration end use and therefore assigned UEC of 0 | 0 | 0 | NA | NA | 0 | 0 | 0 | 0 | 0 | 0 | 0 | Baseline and measure are identical, default to zero | Baseline and measure are identical, default to zero | Baseline and measure are identical, default to zero | 0 | 0 | No applicable non-energy benefits | No applicable non-energy benefits | 100% | Equipment 100% technically feasible within end use | System | System
Kittitas CountySingle FamilyDryer1Existing | Kittitas CountySingle FamilyDryerExisting | Kittitas County | Single Family | Dryer | 1 | Below Standard Dryer - CEF/EF 1.57/1.82 (Gas Dryer) | Existing | Dryer - Below Standard | Below Standard Dryer - CEF/EF 1.57/1.82 (Gas Dryer) | Below Standard Dryer - CEF/EF 1.57/1.82 (Gas Dryer) | per Home | 6 | Assuming half the measure life for below standard equipment. | 46.7761 | 46.7761 | Savings methodology based on New York Standard Approach for Estimating Energy, v9 | Savings methodology based on New York Standard Approach for Estimating Energy, v9 | 0 | 0 | NA | NA | 0 | 0 | 0 | 0 | 0 | 0 | 0 | Baseline and measure are at the same efficiency level. Assuming no incremental cost. | No cost | No cost | 0 | 0 | No applicable non-energy benefits | No applicable non-energy benefits | 100% | Equipment 100% technically feasible within end use | System | System
Kittitas CountySingle FamilyDryer1New | Kittitas CountySingle FamilyDryerNew | Kittitas County | Single Family | Dryer | 1 | Below Standard Dryer - CEF/EF 1.57/1.82 (Gas Dryer) | New | Dryer - Below Standard | Below Standard Dryer - CEF/EF 1.57/1.82 (Gas Dryer) | Below Standard Dryer - CEF/EF 1.57/1.82 (Gas Dryer) | per Home | 6 | Assuming half the measure life for below standard equipment. | 46.7761 | 46.7761 | Savings methodology based on New York Standard Approach for Estimating Energy, v9 | Savings methodology based on New York Standard Approach for Estimating Energy, v9 | 0 | 0 | NA | NA | 0 | 0 | 0 | 0 | 0 | 0 | 0 | Baseline and measure are at the same efficiency level. Assuming no incremental cost. | No cost | No cost | 0 | 0 | No applicable non-energy benefits | No applicable non-energy benefits | 100% | Equipment 100% technically feasible within end use | System | System
Kittitas CountySingle Family - Highly ImpactedDryer1Existing | Kittitas CountySingle Family - Highly ImpactedDryerExisting | Kittitas County | Single Family - Highly Impacted | Dryer | 1 | Below Standard Dryer - CEF/EF 1.57/1.82 (Gas Dryer) | Existing | Dryer - Below Standard | Below Standard Dryer - CEF/EF 1.57/1.82 (Gas Dryer) | Below Standard Dryer - CEF/EF 1.57/1.82 (Gas Dryer) | per Home | 6 | Assuming half the measure life for below standard equipment. | 46.7761 | 46.7761 | Savings methodology based on New York Standard Approach for Estimating Energy, v9 | Savings methodology based on New York Standard Approach for Estimating Energy, v9 | 0 | 0 | NA | NA | 0 | 0 | 0 | 0 | 0 | 0 | 0 | Baseline and measure are at the same efficiency level. Assuming no incremental cost. | No cost | No cost | 0 | 0 | No applicable non-energy benefits | No applicable non-energy benefits | 100% | Equipment 100% technically feasible within end use | System | System
Kittitas CountySingle Family - Highly ImpactedDryer1New | Kittitas CountySingle Family - Highly ImpactedDryerNew | Kittitas County | Single Family - Highly Impacted | Dryer | 1 | Below Standard Dryer - CEF/EF 1.57/1.82 (Gas Dryer) | New | Dryer - Below Standard | Below Standard Dryer - CEF/EF 1.57/1.82 (Gas Dryer) | Below Standard Dryer - CEF/EF 1.57/1.82 (Gas Dryer) | per Home | 6 | Assuming half the measure life for below standard equipment. | 46.7761 | 46.7761 | Savings methodology based on New York Standard Approach for Estimating Energy, v9 | Savings methodology based on New York Standard Approach for Estimating Energy, v9 | 0 | 0 | NA | NA | 0 | 0 | 0 | 0 | 0 | 0 | 0 | Baseline and measure are at the same efficiency level. Assuming no incremental cost. | No cost | No cost | 0 | 0 | No applicable non-energy benefits | No applicable non-energy benefits | 100% | Equipment 100% technically feasible within end use | System | System
Kittitas CountyMultifamilyDryer1Existing | Kittitas CountyMultifamilyDryerExisting | Kittitas County | Multifamily | Dryer | 1 | Below Standard Dryer - CEF/EF 1.57/1.82 (Gas Dryer) | Existing | Dryer - Below Standard | Below Standard Dryer - CEF/EF 1.57/1.82 (Gas Dryer) | Below Standard Dryer - CEF/EF 1.57/1.82 (Gas Dryer) | per Home | 6 | Assuming half the measure life for below standard equipment. | 46.7761 | 46.7761 | Savings methodology based on New York Standard Approach for Estimating Energy, v9 | Savings methodology based on New York Standard Approach for Estimating Energy, v9 | 0 | 0 | NA | NA | 0 | 0 | 0 | 0 | 0 | 0 | 0 | Baseline and measure are at the same efficiency level. Assuming no incremental cost. | No cost | No cost | 0 | 0 | No applicable non-energy benefits | No applicable non-energy benefits | 100% | Equipment 100% technically feasible within end use | System | System
Kittitas CountyMultifamilyDryer1New | Kittitas CountyMultifamilyDryerNew | Kittitas County | Multifamily | Dryer | 1 | Below Standard Dryer - CEF/EF 1.57/1.82 (Gas Dryer) | New | Dryer - Below Standard | Below Standard Dryer - CEF/EF 1.57/1.82 (Gas Dryer) | Below Standard Dryer - CEF/EF 1.57/1.82 (Gas Dryer) | per Home | 6 | Assuming half the measure life for below standard equipment. | 46.7761 | 46.7761 | Savings methodology based on New York Standard Approach for Estimating Energy, v9 | Savings methodology based on New York Standard Approach for Estimating Energy, v9 | 0 | 0 | NA | NA | 0 | 0 | 0 | 0 | 0 | 0 | 0 | Baseline and measure are at the same efficiency level. Assuming no incremental cost. | No cost | No cost | 0 | 0 | No applicable non-energy benefits | No applicable non-energy benefits | 100% | Equipment 100% technically feasible within end use | System | System
Kittitas CountyMultifamily - Highly ImpactedDryer1Existing | Kittitas CountyMultifamily - Highly ImpactedDryerExisting | Kittitas County | Multifamily - Highly Impacted | Dryer | 1 | Below Standard Dryer - CEF/EF 1.57/1.82 (Gas Dryer) | Existing | Dryer - Below Standard | Below Standard Dryer - CEF/EF 1.57/1.82 (Gas Dryer) | Below Standard Dryer - CEF/EF 1.57/1.82 (Gas Dryer) | per Home | 6 | Assuming half the measure life for below standard equipment. | 46.7761 | 46.7761 | Savings methodology based on New York Standard Approach for Estimating Energy, v9 | Savings methodology based on New York Standard Approach for Estimating Energy, v9 | 0 | 0 | NA | NA | 0 | 0 | 0 | 0 | 0 | 0 | 0 | Baseline and measure are at the same efficiency level. Assuming no incremental cost. | No cost | No cost | 0 | 0 | No applicable non-energy benefits | No applicable non-energy benefits | 100% | Equipment 100% technically feasible within end use | System | System
Kittitas CountyMultifamily - Highly ImpactedDryer1New | Kittitas CountyMultifamily - Highly ImpactedDryerNew | Kittitas County | Multifamily - Highly Impacted | Dryer | 1 | Below Standard Dryer - CEF/EF 1.57/1.82 (Gas Dryer) | New | Dryer - Below Standard | Below Standard Dryer - CEF/EF 1.57/1.82 (Gas Dryer) | Below Standard Dryer - CEF/EF 1.57/1.82 (Gas Dryer) | per Home | 6 | Assuming half the measure life for below standard equipment. | 46.7761 | 46.7761 | Savings methodology based on New York Standard Approach for Estimating Energy, v9 | Savings methodology based on New York Standard Approach for Estimating Energy, v9 | 0 | 0 | NA | NA | 0 | 0 | 0 | 0 | 0 | 0 | 0 | Baseline and measure are at the same efficiency level. Assuming no incremental cost. | No cost | No cost | 0 | 0 | No applicable non-energy benefits | No applicable non-energy benefits | 100% | Equipment 100% technically feasible within end use | System | System
Kittitas CountyManufacturedDryer1Existing | Kittitas CountyManufacturedDryerExisting | Kittitas County | Manufactured | Dryer | 1 | Below Standard Dryer - CEF/EF 1.57/1.82 (Gas Dryer) | Existing | Dryer - Below Standard | Below Standard Dryer - CEF/EF 1.57/1.82 (Gas Dryer) | Below Standard Dryer - CEF/EF 1.57/1.82 (Gas Dryer) | per Home | 6 | Assuming half the measure life for below standard equipment. | 46.7761 | 46.7761 | Savings methodology based on New York Standard Approach for Estimating Energy, v9 | Savings methodology based on New York Standard Approach for Estimating Energy, v9 | 0 | 0 | NA | NA | 0 | 0 | 0 | 0 | 0 | 0 | 0 | Baseline and measure are at the same efficiency level. Assuming no incremental cost. | No cost | No cost | 0 | 0 | No applicable non-energy benefits | No applicable non-energy benefits | 100% | Equipment 100% technically feasible within end use | System | System
Kittitas CountyManufacturedDryer1New | Kittitas CountyManufacturedDryerNew | Kittitas County | Manufactured | Dryer | 1 | Below Standard Dryer - CEF/EF 1.57/1.82 (Gas Dryer) | New | Dryer - Below Standard | Below Standard Dryer - CEF/EF 1.57/1.82 (Gas Dryer) | Below Standard Dryer - CEF/EF 1.57/1.82 (Gas Dryer) | per Home | 6 | Assuming half the measure life for below standard equipment. | 46.7761 | 46.7761 | Savings methodology based on New York Standard Approach for Estimating Energy, v9 | Savings methodology based on New York Standard Approach for Estimating Energy, v9 | 0 | 0 | NA | NA | 0 | 0 | 0 | 0 | 0 | 0 | 0 | Baseline and measure are at the same efficiency level. Assuming no incremental cost. | No cost | No cost | 0 | 0 | No applicable non-energy benefits | No applicable non-energy benefits | 100% | Equipment 100% technically feasible within end use | System | System
Kittitas CountyManufactured - Highly ImpactedDryer1Existing | Kittitas CountyManufactured - Highly ImpactedDryerExisting | Kittitas County | Manufactured - Highly Impacted | Dryer | 1 | Below Standard Dryer - CEF/EF 1.57/1.82 (Gas Dryer) | Existing | Dryer - Below Standard | Below Standard Dryer - CEF/EF 1.57/1.82 (Gas Dryer) | Below Standard Dryer - CEF/EF 1.57/1.82 (Gas Dryer) | per Home | 6 | Assuming half the measure life for below standard equipment. | 46.7761 | 46.7761 | Savings methodology based on New York Standard Approach for Estimating Energy, v9 | Savings methodology based on New York Standard Approach for Estimating Energy, v9 | 0 | 0 | NA | NA | 0 | 0 | 0 | 0 | 0 | 0 | 0 | Baseline and measure are at the same efficiency level. Assuming no incremental cost. | No cost | No cost | 0 | 0 | No applicable non-energy benefits | No applicable non-energy benefits | 100% | Equipment 100% technically feasible within end use | System | System
Kittitas CountyManufactured - Highly ImpactedDryer1New | Kittitas CountyManufactured - Highly ImpactedDryerNew | Kittitas County | Manufactured - Highly Impacted | Dryer | 1 | Below Standard Dryer - CEF/EF 1.57/1.82 (Gas Dryer) | New | Dryer - Below Standard | Below Standard Dryer - CEF/EF 1.57/1.82 (Gas Dryer) | Below Standard Dryer - CEF/EF 1.57/1.82 (Gas Dryer) | per Home | 6 | Assuming half the measure life for below standard equipment. | 46.7761 | 46.7761 | Savings methodology based on New York Standard Approach for Estimating Energy, v9 | Savings methodology based on New York Standard Approach for Estimating Energy, v9 | 0 | 0 | NA | NA | 0 | 0 | 0 | 0 | 0 | 0 | 0 | Baseline and measure are at the same efficiency level. Assuming no incremental cost. | No cost | No cost | 0 | 0 | No applicable non-energy benefits | No applicable non-energy benefits | 100% | Equipment 100% technically feasible within end use | System | System
Kittitas CountySingle FamilyDryer2Existing | Kittitas CountySingle FamilyDryerExisting | Kittitas County | Single Family | Dryer | 2 | Federal Standard 2015 Dryer - CEF/EF 2.84/3.30 (Gas Dryer) | Existing | Dryer - Federal Standard 2015 | Federal Standard 2015 Dryer - CEF/EF 2.84/3.30 (Gas Dryer) | Federal Standard 2015 Dryer - CEF/EF 2.84/3.30 (Gas Dryer) | per Home | 12 | RTF; ResClothesDryers_v4_2 | 25.7977 | 25.7977 | Savings methodology based on New York Standard Approach for Estimating Energy, v9 | Savings methodology based on New York Standard Approach for Estimating Energy, v9 | 0 | 0 | NA | NA | 0 | 0 | 0 | 0 | 0 | 0 | 0 | Baseline and measure are at the same efficiency level. Assuming no incremental cost. | No cost | No cost | 0 | 0 | No applicable non-energy benefits | No applicable non-energy benefits | 100% | Equipment 100% technically feasible within end use | System | System
Kittitas CountySingle FamilyDryer2New | Kittitas CountySingle FamilyDryerNew | Kittitas County | Single Family | Dryer | 2 | Federal Standard 2015 Dryer - CEF/EF 2.84/3.30 (Gas Dryer) | New | Dryer - Federal Standard 2015 | Federal Standard 2015 Dryer - CEF/EF 2.84/3.30 (Gas Dryer) | Federal Standard 2015 Dryer - CEF/EF 2.84/3.30 (Gas Dryer) | per Home | 12 | RTF; ResClothesDryers_v4_2 | 25.7977 | 25.7977 | Savings methodology based on New York Standard Approach for Estimating Energy, v9 | Savings methodology based on New York Standard Approach for Estimating Energy, v9 | 0 | 0 | NA | NA | 0 | 0 | 0 | 0 | 0 | 0 | 0 | Baseline and measure are at the same efficiency level. Assuming no incremental cost. | No cost | No cost | 0 | 0 | No applicable non-energy benefits | No applicable non-energy benefits | 100% | Equipment 100% technically feasible within end use | System | System
Kittitas CountySingle Family - Highly ImpactedDryer2Existing | Kittitas CountySingle Family - Highly ImpactedDryerExisting | Kittitas County | Single Family - Highly Impacted | Dryer | 2 | Federal Standard 2015 Dryer - CEF/EF 2.84/3.30 (Gas Dryer) | Existing | Dryer - Federal Standard 2015 | Federal Standard 2015 Dryer - CEF/EF 2.84/3.30 (Gas Dryer) | Federal Standard 2015 Dryer - CEF/EF 2.84/3.30 (Gas Dryer) | per Home | 12 | RTF; ResClothesDryers_v4_2 | 25.7977 | 25.7977 | Savings methodology based on New York Standard Approach for Estimating Energy, v9 | Savings methodology based on New York Standard Approach for Estimating Energy, v9 | 0 | 0 | NA | NA | 0 | 0 | 0 | 0 | 0 | 0 | 0 | Baseline and measure are at the same efficiency level. Assuming no incremental cost. | No cost | No cost | 0 | 0 | No applicable non-energy benefits | No applicable non-energy benefits | 100% | Equipment 100% technically feasible within end use | System | System
Kittitas CountySingle Family - Highly ImpactedDryer2New | Kittitas CountySingle Family - Highly ImpactedDryerNew | Kittitas County | Single Family - Highly Impacted | Dryer | 2 | Federal Standard 2015 Dryer - CEF/EF 2.84/3.30 (Gas Dryer) | New | Dryer - Federal Standard 2015 | Federal Standard 2015 Dryer - CEF/EF 2.84/3.30 (Gas Dryer) | Federal Standard 2015 Dryer - CEF/EF 2.84/3.30 (Gas Dryer) | per Home | 12 | RTF; ResClothesDryers_v4_2 | 25.7977 | 25.7977 | Savings methodology based on New York Standard Approach for Estimating Energy, v9 | Savings methodology based on New York Standard Approach for Estimating Energy, v9 | 0 | 0 | NA | NA | 0 | 0 | 0 | 0 | 0 | 0 | 0 | Baseline and measure are at the same efficiency level. Assuming no incremental cost. | No cost | No cost | 0 | 0 | No applicable non-energy benefits | No applicable non-energy benefits | 100% | Equipment 100% technically feasible within end use | System | System
Kittitas CountyMultifamilyDryer2Existing | Kittitas CountyMultifamilyDryerExisting | Kittitas County | Multifamily | Dryer | 2 | Federal Standard 2015 Dryer - CEF/EF 2.84/3.30 (Gas Dryer) | Existing | Dryer - Federal Standard 2015 | Federal Standard 2015 Dryer - CEF/EF 2.84/3.30 (Gas Dryer) | Federal Standard 2015 Dryer - CEF/EF 2.84/3.30 (Gas Dryer) | per Home | 12 | RTF; ResClothesDryers_v4_2 | 25.7977 | 25.7977 | Savings methodology based on New York Standard Approach for Estimating Energy, v9 | Savings methodology based on New York Standard Approach for Estimating Energy, v9 | 0 | 0 | NA | NA | 0 | 0 | 0 | 0 | 0 | 0 | 0 | Baseline and measure are at the same efficiency level. Assuming no incremental cost. | No cost | No cost | 0 | 0 | No applicable non-energy benefits | No applicable non-energy benefits | 100% | Equipment 100% technically feasible within end use | System | System
Kittitas CountyMultifamilyDryer2New | Kittitas CountyMultifamilyDryerNew | Kittitas County | Multifamily | Dryer | 2 | Federal Standard 2015 Dryer - CEF/EF 2.84/3.30 (Gas Dryer) | New | Dryer - Federal Standard 2015 | Federal Standard 2015 Dryer - CEF/EF 2.84/3.30 (Gas Dryer) | Federal Standard 2015 Dryer - CEF/EF 2.84/3.30 (Gas Dryer) | per Home | 12 | RTF; ResClothesDryers_v4_2 | 25.7977 | 25.7977 | Savings methodology based on New York Standard Approach for Estimating Energy, v9 | Savings methodology based on New York Standard Approach for Estimating Energy, v9 | 0 | 0 | NA | NA | 0 | 0 | 0 | 0 | 0 | 0 | 0 | Baseline and measure are at the same efficiency level. Assuming no incremental cost. | No cost | No cost | 0 | 0 | No applicable non-energy benefits | No applicable non-energy benefits | 100% | Equipment 100% technically feasible within end use | System | System
Kittitas CountyMultifamily - Highly ImpactedDryer2Existing | Kittitas CountyMultifamily - Highly ImpactedDryerExisting | Kittitas County | Multifamily - Highly Impacted | Dryer | 2 | Federal Standard 2015 Dryer - CEF/EF 2.84/3.30 (Gas Dryer) | Existing | Dryer - Federal Standard 2015 | Federal Standard 2015 Dryer - CEF/EF 2.84/3.30 (Gas Dryer) | Federal Standard 2015 Dryer - CEF/EF 2.84/3.30 (Gas Dryer) | per Home | 12 | RTF; ResClothesDryers_v4_2 | 25.7977 | 25.7977 | Savings methodology based on New York Standard Approach for Estimating Energy, v9 | Savings methodology based on New York Standard Approach for Estimating Energy, v9 | 0 | 0 | NA | NA | 0 | 0 | 0 | 0 | 0 | 0 | 0 | Baseline and measure are at the same efficiency level. Assuming no incremental cost. | No cost | No cost | 0 | 0 | No applicable non-energy benefits | No applicable non-energy benefits | 100% | Equipment 100% technically feasible within end use | System | System
Kittitas CountyMultifamily - Highly ImpactedDryer2New | Kittitas CountyMultifamily - Highly ImpactedDryerNew | Kittitas County | Multifamily - Highly Impacted | Dryer | 2 | Federal Standard 2015 Dryer - CEF/EF 2.84/3.30 (Gas Dryer) | New | Dryer - Federal Standard 2015 | Federal Standard 2015 Dryer - CEF/EF 2.84/3.30 (Gas Dryer) | Federal Standard 2015 Dryer - CEF/EF 2.84/3.30 (Gas Dryer) | per Home | 12 | RTF; ResClothesDryers_v4_2 | 25.7977 | 25.7977 | Savings methodology based on New York Standard Approach for Estimating Energy, v9 | Savings methodology based on New York Standard Approach for Estimating Energy, v9 | 0 | 0 | NA | NA | 0 | 0 | 0 | 0 | 0 | 0 | 0 | Baseline and measure are at the same efficiency level. Assuming no incremental cost. | No cost | No cost | 0 | 0 | No applicable non-energy benefits | No applicable non-energy benefits | 100% | Equipment 100% technically feasible within end use | System | System
Kittitas CountyManufacturedDryer2Existing | Kittitas CountyManufacturedDryerExisting | Kittitas County | Manufactured | Dryer | 2 | Federal Standard 2015 Dryer - CEF/EF 2.84/3.30 (Gas Dryer) | Existing | Dryer - Federal Standard 2015 | Federal Standard 2015 Dryer - CEF/EF 2.84/3.30 (Gas Dryer) | Federal Standard 2015 Dryer - CEF/EF 2.84/3.30 (Gas Dryer) | per Home | 12 | RTF; ResClothesDryers_v4_2 | 25.7977 | 25.7977 | Savings methodology based on New York Standard Approach for Estimating Energy, v9 | Savings methodology based on New York Standard Approach for Estimating Energy, v9 | 0 | 0 | NA | NA | 0 | 0 | 0 | 0 | 0 | 0 | 0 | Baseline and measure are at the same efficiency level. Assuming no incremental cost. | No cost | No cost | 0 | 0 | No applicable non-energy benefits | No applicable non-energy benefits | 100% | Equipment 100% technically feasible within end use | System | System
Kittitas CountyManufacturedDryer2New | Kittitas CountyManufacturedDryerNew | Kittitas County | Manufactured | Dryer | 2 | Federal Standard 2015 Dryer - CEF/EF 2.84/3.30 (Gas Dryer) | New | Dryer - Federal Standard 2015 | Federal Standard 2015 Dryer - CEF/EF 2.84/3.30 (Gas Dryer) | Federal Standard 2015 Dryer - CEF/EF 2.84/3.30 (Gas Dryer) | per Home | 12 | RTF; ResClothesDryers_v4_2 | 25.7977 | 25.7977 | Savings methodology based on New York Standard Approach for Estimating Energy, v9 | Savings methodology based on New York Standard Approach for Estimating Energy, v9 | 0 | 0 | NA | NA | 0 | 0 | 0 | 0 | 0 | 0 | 0 | Baseline and measure are at the same efficiency level. Assuming no incremental cost. | No cost | No cost | 0 | 0 | No applicable non-energy benefits | No applicable non-energy benefits | 100% | Equipment 100% technically feasible within end use | System | System
Kittitas CountyManufactured - Highly ImpactedDryer2Existing | Kittitas CountyManufactured - Highly ImpactedDryerExisting | Kittitas County | Manufactured - Highly Impacted | Dryer | 2 | Federal Standard 2015 Dryer - CEF/EF 2.84/3.30 (Gas Dryer) | Existing | Dryer - Federal Standard 2015 | Federal Standard 2015 Dryer - CEF/EF 2.84/3.30 (Gas Dryer) | Federal Standard 2015 Dryer - CEF/EF 2.84/3.30 (Gas Dryer) | per Home | 12 | RTF; ResClothesDryers_v4_2 | 25.7977 | 25.7977 | Savings methodology based on New York Standard Approach for Estimating Energy, v9 | Savings methodology based on New York Standard Approach for Estimating Energy, v9 | 0 | 0 | NA | NA | 0 | 0 | 0 | 0 | 0 | 0 | 0 | Baseline and measure are at the same efficiency level. Assuming no incremental cost. | No cost | No cost | 0 | 0 | No applicable non-energy benefits | No applicable non-energy benefits | 100% | Equipment 100% technically feasible within end use | System | System
Kittitas CountyManufactured - Highly ImpactedDryer2New | Kittitas CountyManufactured - Highly ImpactedDryerNew | Kittitas County | Manufactured - Highly Impacted | Dryer | 2 | Federal Standard 2015 Dryer - CEF/EF 2.84/3.30 (Gas Dryer) | New | Dryer - Federal Standard 2015 | Federal Standard 2015 Dryer - CEF/EF 2.84/3.30 (Gas Dryer) | Federal Standard 2015 Dryer - CEF/EF 2.84/3.30 (Gas Dryer) | per Home | 12 | RTF; ResClothesDryers_v4_2 | 25.7977 | 25.7977 | Savings methodology based on New York Standard Approach for Estimating Energy, v9 | Savings methodology based on New York Standard Approach for Estimating Energy, v9 | 0 | 0 | NA | NA | 0 | 0 | 0 | 0 | 0 | 0 | 0 | Baseline and measure are at the same efficiency level. Assuming no incremental cost. | No cost | No cost | 0 | 0 | No applicable non-energy benefits | No applicable non-energy benefits | 100% | Equipment 100% technically feasible within end use | System | System
Kittitas CountySingle FamilyDryer3Existing | Kittitas CountySingle FamilyDryerExisting | Kittitas County | Single Family | Dryer | 3 | Market Standard Dryer | Existing | Dryer - Market Standard | Market Standard Dryer | Market Standard Dryer | per Home | 12 | RTF; ResClothesDryers_v4_2 | 25.1305 | 25.1305 | RTF; ResClothesDryers_v4_2 | RTF; ResClothesDryers_v4_2 | 0 | 0 | NA | NA | 0 | 0 | 0 | 23.4373 | 0 | 0 | 0 | RTF; ResClothesDryers_v4_2 | No cost | No cost | 0 | 0 | No applicable non-energy benefits | No applicable non-energy benefits | 100% | Equipment 100% technically feasible within end use | System | System
Kittitas CountySingle FamilyDryer3New | Kittitas CountySingle FamilyDryerNew | Kittitas County | Single Family | Dryer | 3 | Market Standard Dryer | New | Dryer - Market Standard | Market Standard Dryer | Market Standard Dryer | per Home | 12 | RTF; ResClothesDryers_v4_2 | 25.1305 | 25.1305 | RTF; ResClothesDryers_v4_2 | RTF; ResClothesDryers_v4_2 | 0 | 0 | NA | NA | 0 | 0 | 0 | 23.4373 | 0 | 0 | 0 | RTF; ResClothesDryers_v4_2 | No cost | No cost | 0 | 0 | No applicable non-energy benefits | No applicable non-energy benefits | 100% | Equipment 100% technically feasible within end use | System | System
Kittitas CountySingle Family - Highly ImpactedDryer3Existing | Kittitas CountySingle Family - Highly ImpactedDryerExisting | Kittitas County | Single Family - Highly Impacted | Dryer | 3 | Market Standard Dryer | Existing | Dryer - Market Standard | Market Standard Dryer | Market Standard Dryer | per Home | 12 | RTF; ResClothesDryers_v4_2 | 25.1305 | 25.1305 | RTF; ResClothesDryers_v4_2 | RTF; ResClothesDryers_v4_2 | 0 | 0 | NA | NA | 0 | 0 | 0 | 23.4373 | 0 | 0 | 0 | RTF; ResClothesDryers_v4_2 | No cost | No cost | 0 | 0 | No applicable non-energy benefits | No applicable non-energy benefits | 100% | Equipment 100% technically feasible within end use | System | System
Kittitas CountySingle Family - Highly ImpactedDryer3New | Kittitas CountySingle Family - Highly ImpactedDryerNew | Kittitas County | Single Family - Highly Impacted | Dryer | 3 | Market Standard Dryer | New | Dryer - Market Standard | Market Standard Dryer | Market Standard Dryer | per Home | 12 | RTF; ResClothesDryers_v4_2 | 25.1305 | 25.1305 | RTF; ResClothesDryers_v4_2 | RTF; ResClothesDryers_v4_2 | 0 | 0 | NA | NA | 0 | 0 | 0 | 23.4373 | 0 | 0 | 0 | RTF; ResClothesDryers_v4_2 | No cost | No cost | 0 | 0 | No applicable non-energy benefits | No applicable non-energy benefits | 100% | Equipment 100% technically feasible within end use | System | System
Kittitas CountyMultifamilyDryer3Existing | Kittitas CountyMultifamilyDryerExisting | Kittitas County | Multifamily | Dryer | 3 | Market Standard Dryer | Existing | Dryer - Market Standard | Market Standard Dryer | Market Standard Dryer | per Home | 12 | RTF; ResClothesDryers_v4_2 | 25.1305 | 25.1305 | RTF; ResClothesDryers_v4_2 | RTF; ResClothesDryers_v4_2 | 0 | 0 | NA | NA | 0 | 0 | 0 | 23.4373 | 0 | 0 | 0 | RTF; ResClothesDryers_v4_2 | No cost | No cost | 0 | 0 | No applicable non-energy benefits | No applicable non-energy benefits | 100% | Equipment 100% technically feasible within end use | System | System
Kittitas CountyMultifamilyDryer3New | Kittitas CountyMultifamilyDryerNew | Kittitas County | Multifamily | Dryer | 3 | Market Standard Dryer | New | Dryer - Market Standard | Market Standard Dryer | Market Standard Dryer | per Home | 12 | RTF; ResClothesDryers_v4_2 | 25.1305 | 25.1305 | RTF; ResClothesDryers_v4_2 | RTF; ResClothesDryers_v4_2 | 0 | 0 | NA | NA | 0 | 0 | 0 | 23.4373 | 0 | 0 | 0 | RTF; ResClothesDryers_v4_2 | No cost | No cost | 0 | 0 | No applicable non-energy benefits | No applicable non-energy benefits | 100% | Equipment 100% technically feasible within end use | System | System
Kittitas CountyMultifamily - Highly ImpactedDryer3Existing | Kittitas CountyMultifamily - Highly ImpactedDryerExisting | Kittitas County | Multifamily - Highly Impacted | Dryer | 3 | Market Standard Dryer | Existing | Dryer - Market Standard | Market Standard Dryer | Market Standard Dryer | per Home | 12 | RTF; ResClothesDryers_v4_2 | 25.1305 | 25.1305 | RTF; ResClothesDryers_v4_2 | RTF; ResClothesDryers_v4_2 | 0 | 0 | NA | NA | 0 | 0 | 0 | 23.4373 | 0 | 0 | 0 | RTF; ResClothesDryers_v4_2 | No cost | No cost | 0 | 0 | No applicable non-energy benefits | No applicable non-energy benefits | 100% | Equipment 100% technically feasible within end use | System | System
Kittitas CountyMultifamily - Highly ImpactedDryer3New | Kittitas CountyMultifamily - Highly ImpactedDryerNew | Kittitas County | Multifamily - Highly Impacted | Dryer | 3 | Market Standard Dryer | New | Dryer - Market Standard | Market Standard Dryer | Market Standard Dryer | per Home | 12 | RTF; ResClothesDryers_v4_2 | 25.1305 | 25.1305 | RTF; ResClothesDryers_v4_2 | RTF; ResClothesDryers_v4_2 | 0 | 0 | NA | NA | 0 | 0 | 0 | 23.4373 | 0 | 0 | 0 | RTF; ResClothesDryers_v4_2 | No cost | No cost | 0 | 0 | No applicable non-energy benefits | No applicable non-energy benefits | 100% | Equipment 100% technically feasible within end use | System | System
Kittitas CountyManufacturedDryer3Existing | Kittitas CountyManufacturedDryerExisting | Kittitas County | Manufactured | Dryer | 3 | Market Standard Dryer | Existing | Dryer - Market Standard | Market Standard Dryer | Market Standard Dryer | per Home | 12 | RTF; ResClothesDryers_v4_2 | 25.1305 | 25.1305 | RTF; ResClothesDryers_v4_2 | RTF; ResClothesDryers_v4_2 | 0 | 0 | NA | NA | 0 | 0 | 0 | 23.4373 | 0 | 0 | 0 | RTF; ResClothesDryers_v4_2 | No cost | No cost | 0 | 0 | No applicable non-energy benefits | No applicable non-energy benefits | 100% | Equipment 100% technically feasible within end use | System | System
Kittitas CountyManufacturedDryer3New | Kittitas CountyManufacturedDryerNew | Kittitas County | Manufactured | Dryer | 3 | Market Standard Dryer | New | Dryer - Market Standard | Market Standard Dryer | Market Standard Dryer | per Home | 12 | RTF; ResClothesDryers_v4_2 | 25.1305 | 25.1305 | RTF; ResClothesDryers_v4_2 | RTF; ResClothesDryers_v4_2 | 0 | 0 | NA | NA | 0 | 0 | 0 | 23.4373 | 0 | 0 | 0 | RTF; ResClothesDryers_v4_2 | No cost | No cost | 0 | 0 | No applicable non-energy benefits | No applicable non-energy benefits | 100% | Equipment 100% technically feasible within end use | System | System
Kittitas CountyManufactured - Highly ImpactedDryer3Existing | Kittitas CountyManufactured - Highly ImpactedDryerExisting | Kittitas County | Manufactured - Highly Impacted | Dryer | 3 | Market Standard Dryer | Existing | Dryer - Market Standard | Market Standard Dryer | Market Standard Dryer | per Home | 12 | RTF; ResClothesDryers_v4_2 | 25.1305 | 25.1305 | RTF; ResClothesDryers_v4_2 | RTF; ResClothesDryers_v4_2 | 0 | 0 | NA | NA | 0 | 0 | 0 | 23.4373 | 0 | 0 | 0 | RTF; ResClothesDryers_v4_2 | No cost | No cost | 0 | 0 | No applicable non-energy benefits | No applicable non-energy benefits | 100% | Equipment 100% technically feasible within end use | System | System
Kittitas CountyManufactured - Highly ImpactedDryer3New | Kittitas CountyManufactured - Highly ImpactedDryerNew | Kittitas County | Manufactured - Highly Impacted | Dryer | 3 | Market Standard Dryer | New | Dryer - Market Standard | Market Standard Dryer | Market Standard Dryer | per Home | 12 | RTF; ResClothesDryers_v4_2 | 25.1305 | 25.1305 | RTF; ResClothesDryers_v4_2 | RTF; ResClothesDryers_v4_2 | 0 | 0 | NA | NA | 0 | 0 | 0 | 23.4373 | 0 | 0 | 0 | RTF; ResClothesDryers_v4_2 | No cost | No cost | 0 | 0 | No applicable non-energy benefits | No applicable non-energy benefits | 100% | Equipment 100% technically feasible within end use | System | System
Kittitas CountySingle FamilyDryer4Existing | Kittitas CountySingle FamilyDryerExisting | Kittitas County | Single Family | Dryer | 4 | ENERGY STAR Dryer - CEF 3.48 (Gas Dryer) | Existing | Dryer - ENERGY STAR | ENERGY STAR Dryer - CEF 3.48 (Gas Dryer) | Federal Standard 2015 Dryer - CEF/EF 2.84/3.30 (Gas Dryer) | per Home | 12 | RTF; ResClothesDryers_v4_2 | 25.7977 | 24.4633 | RTF; ResClothesDryers_v4_2 | Savings methodology based on New York Standard Approach for Estimating Energy, v9 | 0 | 0 | NA | NA | 0 | 0 | 0 | 43.4498 | 0 | 0 | 0 | RTF; ResClothesDryers_v4_2 | No cost | No cost | 0 | 0 | No applicable non-energy benefits | No applicable non-energy benefits | 100% | Equipment 100% technically feasible within end use | System | System
Kittitas CountySingle FamilyDryer4New | Kittitas CountySingle FamilyDryerNew | Kittitas County | Single Family | Dryer | 4 | ENERGY STAR Dryer - CEF 3.48 (Gas Dryer) | New | Dryer - ENERGY STAR | ENERGY STAR Dryer - CEF 3.48 (Gas Dryer) | Federal Standard 2015 Dryer - CEF/EF 2.84/3.30 (Gas Dryer) | per Home | 12 | RTF; ResClothesDryers_v4_2 | 25.7977 | 24.4633 | RTF; ResClothesDryers_v4_2 | Savings methodology based on New York Standard Approach for Estimating Energy, v9 | 0 | 0 | NA | NA | 0 | 0 | 0 | 43.4498 | 0 | 0 | 0 | RTF; ResClothesDryers_v4_2 | No cost | No cost | 0 | 0 | No applicable non-energy benefits | No applicable non-energy benefits | 100% | Equipment 100% technically feasible within end use | System | System
Kittitas CountySingle Family - Highly ImpactedDryer4Existing | Kittitas CountySingle Family - Highly ImpactedDryerExisting | Kittitas County | Single Family - Highly Impacted | Dryer | 4 | ENERGY STAR Dryer - CEF 3.48 (Gas Dryer) | Existing | Dryer - ENERGY STAR | ENERGY STAR Dryer - CEF 3.48 (Gas Dryer) | Federal Standard 2015 Dryer - CEF/EF 2.84/3.30 (Gas Dryer) | per Home | 12 | RTF; ResClothesDryers_v4_2 | 25.7977 | 24.4633 | RTF; ResClothesDryers_v4_2 | Savings methodology based on New York Standard Approach for Estimating Energy, v9 | 0 | 0 | NA | NA | 0 | 0 | 0 | 43.4498 | 0 | 0 | 0 | RTF; ResClothesDryers_v4_2 | No cost | No cost | 0 | 0 | No applicable non-energy benefits | No applicable non-energy benefits | 100% | Equipment 100% technically feasible within end use | System | System
Kittitas CountySingle Family - Highly ImpactedDryer4New | Kittitas CountySingle Family - Highly ImpactedDryerNew | Kittitas County | Single Family - Highly Impacted | Dryer | 4 | ENERGY STAR Dryer - CEF 3.48 (Gas Dryer) | New | Dryer - ENERGY STAR | ENERGY STAR Dryer - CEF 3.48 (Gas Dryer) | Federal Standard 2015 Dryer - CEF/EF 2.84/3.30 (Gas Dryer) | per Home | 12 | RTF; ResClothesDryers_v4_2 | 25.7977 | 24.4633 | RTF; ResClothesDryers_v4_2 | Savings methodology based on New York Standard Approach for Estimating Energy, v9 | 0 | 0 | NA | NA | 0 | 0 | 0 | 43.4498 | 0 | 0 | 0 | RTF; ResClothesDryers_v4_2 | No cost | No cost | 0 | 0 | No applicable non-energy benefits | No applicable non-energy benefits | 100% | Equipment 100% technically feasible within end use | System | System
Kittitas CountyMultifamilyDryer4Existing | Kittitas CountyMultifamilyDryerExisting | Kittitas County | Multifamily | Dryer | 4 | ENERGY STAR Dryer - CEF 3.48 (Gas Dryer) | Existing | Dryer - ENERGY STAR | ENERGY STAR Dryer - CEF 3.48 (Gas Dryer) | Federal Standard 2015 Dryer - CEF/EF 2.84/3.30 (Gas Dryer) | per Home | 12 | RTF; ResClothesDryers_v4_2 | 25.7977 | 24.4633 | RTF; ResClothesDryers_v4_2 | Savings methodology based on New York Standard Approach for Estimating Energy, v9 | 0 | 0 | NA | NA | 0 | 0 | 0 | 43.4498 | 0 | 0 | 0 | RTF; ResClothesDryers_v4_2 | No cost | No cost | 0 | 0 | No applicable non-energy benefits | No applicable non-energy benefits | 100% | Equipment 100% technically feasible within end use | System | System
Kittitas CountyMultifamilyDryer4New | Kittitas CountyMultifamilyDryerNew | Kittitas County | Multifamily | Dryer | 4 | ENERGY STAR Dryer - CEF 3.48 (Gas Dryer) | New | Dryer - ENERGY STAR | ENERGY STAR Dryer - CEF 3.48 (Gas Dryer) | Federal Standard 2015 Dryer - CEF/EF 2.84/3.30 (Gas Dryer) | per Home | 12 | RTF; ResClothesDryers_v4_2 | 25.7977 | 24.4633 | RTF; ResClothesDryers_v4_2 | Savings methodology based on New York Standard Approach for Estimating Energy, v9 | 0 | 0 | NA | NA | 0 | 0 | 0 | 43.4498 | 0 | 0 | 0 | RTF; ResClothesDryers_v4_2 | No cost | No cost | 0 | 0 | No applicable non-energy benefits | No applicable non-energy benefits | 100% | Equipment 100% technically feasible within end use | System | System
Kittitas CountyMultifamily - Highly ImpactedDryer4Existing | Kittitas CountyMultifamily - Highly ImpactedDryerExisting | Kittitas County | Multifamily - Highly Impacted | Dryer | 4 | ENERGY STAR Dryer - CEF 3.48 (Gas Dryer) | Existing | Dryer - ENERGY STAR | ENERGY STAR Dryer - CEF 3.48 (Gas Dryer) | Federal Standard 2015 Dryer - CEF/EF 2.84/3.30 (Gas Dryer) | per Home | 12 | RTF; ResClothesDryers_v4_2 | 25.7977 | 24.4633 | RTF; ResClothesDryers_v4_2 | Savings methodology based on New York Standard Approach for Estimating Energy, v9 | 0 | 0 | NA | NA | 0 | 0 | 0 | 43.4498 | 0 | 0 | 0 | RTF; ResClothesDryers_v4_2 | No cost | No cost | 0 | 0 | No applicable non-energy benefits | No applicable non-energy benefits | 100% | Equipment 100% technically feasible within end use | System | System
Kittitas CountyMultifamily - Highly ImpactedDryer4New | Kittitas CountyMultifamily - Highly ImpactedDryerNew | Kittitas County | Multifamily - Highly Impacted | Dryer | 4 | ENERGY STAR Dryer - CEF 3.48 (Gas Dryer) | New | Dryer - ENERGY STAR | ENERGY STAR Dryer - CEF 3.48 (Gas Dryer) | Federal Standard 2015 Dryer - CEF/EF 2.84/3.30 (Gas Dryer) | per Home | 12 | RTF; ResClothesDryers_v4_2 | 25.7977 | 24.4633 | RTF; ResClothesDryers_v4_2 | Savings methodology based on New York Standard Approach for Estimating Energy, v9 | 0 | 0 | NA | NA | 0 | 0 | 0 | 43.4498 | 0 | 0 | 0 | RTF; ResClothesDryers_v4_2 | No cost | No cost | 0 | 0 | No applicable non-energy benefits | No applicable non-energy benefits | 100% | Equipment 100% technically feasible within end use | System | System
Kittitas CountyManufacturedDryer4Existing | Kittitas CountyManufacturedDryerExisting | Kittitas County | Manufactured | Dryer | 4 | ENERGY STAR Dryer - CEF 3.48 (Gas Dryer) | Existing | Dryer - ENERGY STAR | ENERGY STAR Dryer - CEF 3.48 (Gas Dryer) | Federal Standard 2015 Dryer - CEF/EF 2.84/3.30 (Gas Dryer) | per Home | 12 | RTF; ResClothesDryers_v4_2 | 25.7977 | 24.4633 | RTF; ResClothesDryers_v4_2 | Savings methodology based on New York Standard Approach for Estimating Energy, v9 | 0 | 0 | NA | NA | 0 | 0 | 0 | 43.4498 | 0 | 0 | 0 | RTF; ResClothesDryers_v4_2 | No cost | No cost | 0 | 0 | No applicable non-energy benefits | No applicable non-energy benefits | 100% | Equipment 100% technically feasible within end use | System | System
Kittitas CountyManufacturedDryer4New | Kittitas CountyManufacturedDryerNew | Kittitas County | Manufactured | Dryer | 4 | ENERGY STAR Dryer - CEF 3.48 (Gas Dryer) | New | Dryer - ENERGY STAR | ENERGY STAR Dryer - CEF 3.48 (Gas Dryer) | Federal Standard 2015 Dryer - CEF/EF 2.84/3.30 (Gas Dryer) | per Home | 12 | RTF; ResClothesDryers_v4_2 | 25.7977 | 24.4633 | RTF; ResClothesDryers_v4_2 | Savings methodology based on New York Standard Approach for Estimating Energy, v9 | 0 | 0 | NA | NA | 0 | 0 | 0 | 43.4498 | 0 | 0 | 0 | RTF; ResClothesDryers_v4_2 | No cost | No cost | 0 | 0 | No applicable non-energy benefits | No applicable non-energy benefits | 100% | Equipment 100% technically feasible within end use | System | System
Kittitas CountyManufactured - Highly ImpactedDryer4Existing | Kittitas CountyManufactured - Highly ImpactedDryerExisting | Kittitas County | Manufactured - Highly Impacted | Dryer | 4 | ENERGY STAR Dryer - CEF 3.48 (Gas Dryer) | Existing | Dryer - ENERGY STAR | ENERGY STAR Dryer - CEF 3.48 (Gas Dryer) | Federal Standard 2015 Dryer - CEF/EF 2.84/3.30 (Gas Dryer) | per Home | 12 | RTF; ResClothesDryers_v4_2 | 25.7977 | 24.4633 | RTF; ResClothesDryers_v4_2 | Savings methodology based on New York Standard Approach for Estimating Energy, v9 | 0 | 0 | NA | NA | 0 | 0 | 0 | 43.4498 | 0 | 0 | 0 | RTF; ResClothesDryers_v4_2 | No cost | No cost | 0 | 0 | No applicable non-energy benefits | No applicable non-energy benefits | 100% | Equipment 100% technically feasible within end use | System | System
Kittitas CountyManufactured - Highly ImpactedDryer4New | Kittitas CountyManufactured - Highly ImpactedDryerNew | Kittitas County | Manufactured - Highly Impacted | Dryer | 4 | ENERGY STAR Dryer - CEF 3.48 (Gas Dryer) | New | Dryer - ENERGY STAR | ENERGY STAR Dryer - CEF 3.48 (Gas Dryer) | Federal Standard 2015 Dryer - CEF/EF 2.84/3.30 (Gas Dryer) | per Home | 12 | RTF; ResClothesDryers_v4_2 | 25.7977 | 24.4633 | RTF; ResClothesDryers_v4_2 | Savings methodology based on New York Standard Approach for Estimating Energy, v9 | 0 | 0 | NA | NA | 0 | 0 | 0 | 43.4498 | 0 | 0 | 0 | RTF; ResClothesDryers_v4_2 | No cost | No cost | 0 | 0 | No applicable non-energy benefits | No applicable non-energy benefits | 100% | Equipment 100% technically feasible within end use | System | System
Kittitas CountySingle FamilyDryer5Existing | Kittitas CountySingle FamilyDryerExisting | Kittitas County | Single Family | Dryer | 5 | Advanced Efficiency Dryer - CEF 3.8 (Gas Dryer) | Existing | Dryer - Advanced Efficiency | Advanced Efficiency Dryer - CEF 3.8 (Gas Dryer) | Federal Standard 2015 Dryer - CEF/EF 2.84/3.30 (Gas Dryer) | per Home | 12 | RTF; ResClothesDryers_v4_2 | 25.7977 | 22.4033 | RTF; ResClothesDryers_v4_2 | Savings methodology based on New York Standard Approach for Estimating Energy, v9 | 0 | 0 | NA | NA | 0 | 0 | 0 | 43.4498 | 0 | 0 | 0 | RTF; ResClothesDryers_v4_2 | No cost | No cost | 0 | 0 | No applicable non-energy benefits | No applicable non-energy benefits | 100% | Equipment 100% technically feasible within end use | System | System
Kittitas CountySingle FamilyDryer5New | Kittitas CountySingle FamilyDryerNew | Kittitas County | Single Family | Dryer | 5 | Advanced Efficiency Dryer - CEF 3.8 (Gas Dryer) | New | Dryer - Advanced Efficiency | Advanced Efficiency Dryer - CEF 3.8 (Gas Dryer) | Federal Standard 2015 Dryer - CEF/EF 2.84/3.30 (Gas Dryer) | per Home | 12 | RTF; ResClothesDryers_v4_2 | 25.7977 | 22.4033 | RTF; ResClothesDryers_v4_2 | Savings methodology based on New York Standard Approach for Estimating Energy, v9 | 0 | 0 | NA | NA | 0 | 0 | 0 | 43.4498 | 0 | 0 | 0 | RTF; ResClothesDryers_v4_2 | No cost | No cost | 0 | 0 | No applicable non-energy benefits | No applicable non-energy benefits | 100% | Equipment 100% technically feasible within end use | System | System
Kittitas CountySingle Family - Highly ImpactedDryer5Existing | Kittitas CountySingle Family - Highly ImpactedDryerExisting | Kittitas County | Single Family - Highly Impacted | Dryer | 5 | Advanced Efficiency Dryer - CEF 3.8 (Gas Dryer) | Existing | Dryer - Advanced Efficiency | Advanced Efficiency Dryer - CEF 3.8 (Gas Dryer) | Federal Standard 2015 Dryer - CEF/EF 2.84/3.30 (Gas Dryer) | per Home | 12 | RTF; ResClothesDryers_v4_2 | 25.7977 | 22.4033 | RTF; ResClothesDryers_v4_2 | Savings methodology based on New York Standard Approach for Estimating Energy, v9 | 0 | 0 | NA | NA | 0 | 0 | 0 | 43.4498 | 0 | 0 | 0 | RTF; ResClothesDryers_v4_2 | No cost | No cost | 0 | 0 | No applicable non-energy benefits | No applicable non-energy benefits | 100% | Equipment 100% technically feasible within end use | System | System
Kittitas CountySingle Family - Highly ImpactedDryer5New | Kittitas CountySingle Family - Highly ImpactedDryerNew | Kittitas County | Single Family - Highly Impacted | Dryer | 5 | Advanced Efficiency Dryer - CEF 3.8 (Gas Dryer) | New | Dryer - Advanced Efficiency | Advanced Efficiency Dryer - CEF 3.8 (Gas Dryer) | Federal Standard 2015 Dryer - CEF/EF 2.84/3.30 (Gas Dryer) | per Home | 12 | RTF; ResClothesDryers_v4_2 | 25.7977 | 22.4033 | RTF; ResClothesDryers_v4_2 | Savings methodology based on New York Standard Approach for Estimating Energy, v9 | 0 | 0 | NA | NA | 0 | 0 | 0 | 43.4498 | 0 | 0 | 0 | RTF; ResClothesDryers_v4_2 | No cost | No cost | 0 | 0 | No applicable non-energy benefits | No applicable non-energy benefits | 100% | Equipment 100% technically feasible within end use | System | System
Kittitas CountyMultifamilyDryer5Existing | Kittitas CountyMultifamilyDryerExisting | Kittitas County | Multifamily | Dryer | 5 | Advanced Efficiency Dryer - CEF 3.8 (Gas Dryer) | Existing | Dryer - Advanced Efficiency | Advanced Efficiency Dryer - CEF 3.8 (Gas Dryer) | Federal Standard 2015 Dryer - CEF/EF 2.84/3.30 (Gas Dryer) | per Home | 12 | RTF; ResClothesDryers_v4_2 | 25.7977 | 22.4033 | RTF; ResClothesDryers_v4_2 | Savings methodology based on New York Standard Approach for Estimating Energy, v9 | 0 | 0 | NA | NA | 0 | 0 | 0 | 43.4498 | 0 | 0 | 0 | RTF; ResClothesDryers_v4_2 | No cost | No cost | 0 | 0 | No applicable non-energy benefits | No applicable non-energy benefits | 100% | Equipment 100% technically feasible within end use | System | System
Kittitas CountyMultifamilyDryer5New | Kittitas CountyMultifamilyDryerNew | Kittitas County | Multifamily | Dryer | 5 | Advanced Efficiency Dryer - CEF 3.8 (Gas Dryer) | New | Dryer - Advanced Efficiency | Advanced Efficiency Dryer - CEF 3.8 (Gas Dryer) | Federal Standard 2015 Dryer - CEF/EF 2.84/3.30 (Gas Dryer) | per Home | 12 | RTF; ResClothesDryers_v4_2 | 25.7977 | 22.4033 | RTF; ResClothesDryers_v4_2 | Savings methodology based on New York Standard Approach for Estimating Energy, v9 | 0 | 0 | NA | NA | 0 | 0 | 0 | 43.4498 | 0 | 0 | 0 | RTF; ResClothesDryers_v4_2 | No cost | No cost | 0 | 0 | No applicable non-energy benefits | No applicable non-energy benefits | 100% | Equipment 100% technically feasible within end use | System | System
Kittitas CountyMultifamily - Highly ImpactedDryer5Existing | Kittitas CountyMultifamily - Highly ImpactedDryerExisting | Kittitas County | Multifamily - Highly Impacted | Dryer | 5 | Advanced Efficiency Dryer - CEF 3.8 (Gas Dryer) | Existing | Dryer - Advanced Efficiency | Advanced Efficiency Dryer - CEF 3.8 (Gas Dryer) | Federal Standard 2015 Dryer - CEF/EF 2.84/3.30 (Gas Dryer) | per Home | 12 | RTF; ResClothesDryers_v4_2 | 25.7977 | 22.4033 | RTF; ResClothesDryers_v4_2 | Savings methodology based on New York Standard Approach for Estimating Energy, v9 | 0 | 0 | NA | NA | 0 | 0 | 0 | 43.4498 | 0 | 0 | 0 | RTF; ResClothesDryers_v4_2 | No cost | No cost | 0 | 0 | No applicable non-energy benefits | No applicable non-energy benefits | 100% | Equipment 100% technically feasible within end use | System | System
Kittitas CountyMultifamily - Highly ImpactedDryer5New | Kittitas CountyMultifamily - Highly ImpactedDryerNew | Kittitas County | Multifamily - Highly Impacted | Dryer | 5 | Advanced Efficiency Dryer - CEF 3.8 (Gas Dryer) | New | Dryer - Advanced Efficiency | Advanced Efficiency Dryer - CEF 3.8 (Gas Dryer) | Federal Standard 2015 Dryer - CEF/EF 2.84/3.30 (Gas Dryer) | per Home | 12 | RTF; ResClothesDryers_v4_2 | 25.7977 | 22.4033 | RTF; ResClothesDryers_v4_2 | Savings methodology based on New York Standard Approach for Estimating Energy, v9 | 0 | 0 | NA | NA | 0 | 0 | 0 | 43.4498 | 0 | 0 | 0 | RTF; ResClothesDryers_v4_2 | No cost | No cost | 0 | 0 | No applicable non-energy benefits | No applicable non-energy benefits | 100% | Equipment 100% technically feasible within end use | System | System
Kittitas CountyManufacturedDryer5Existing | Kittitas CountyManufacturedDryerExisting | Kittitas County | Manufactured | Dryer | 5 | Advanced Efficiency Dryer - CEF 3.8 (Gas Dryer) | Existing | Dryer - Advanced Efficiency | Advanced Efficiency Dryer - CEF 3.8 (Gas Dryer) | Federal Standard 2015 Dryer - CEF/EF 2.84/3.30 (Gas Dryer) | per Home | 12 | RTF; ResClothesDryers_v4_2 | 25.7977 | 22.4033 | RTF; ResClothesDryers_v4_2 | Savings methodology based on New York Standard Approach for Estimating Energy, v9 | 0 | 0 | NA | NA | 0 | 0 | 0 | 43.4498 | 0 | 0 | 0 | RTF; ResClothesDryers_v4_2 | No cost | No cost | 0 | 0 | No applicable non-energy benefits | No applicable non-energy benefits | 100% | Equipment 100% technically feasible within end use | System | System
Kittitas CountyManufacturedDryer5New | Kittitas CountyManufacturedDryerNew | Kittitas County | Manufactured | Dryer | 5 | Advanced Efficiency Dryer - CEF 3.8 (Gas Dryer) | New | Dryer - Advanced Efficiency | Advanced Efficiency Dryer - CEF 3.8 (Gas Dryer) | Federal Standard 2015 Dryer - CEF/EF 2.84/3.30 (Gas Dryer) | per Home | 12 | RTF; ResClothesDryers_v4_2 | 25.7977 | 22.4033 | RTF; ResClothesDryers_v4_2 | Savings methodology based on New York Standard Approach for Estimating Energy, v9 | 0 | 0 | NA | NA | 0 | 0 | 0 | 43.4498 | 0 | 0 | 0 | RTF; ResClothesDryers_v4_2 | No cost | No cost | 0 | 0 | No applicable non-energy benefits | No applicable non-energy benefits | 100% | Equipment 100% technically feasible within end use | System | System
Kittitas CountyManufactured - Highly ImpactedDryer5Existing | Kittitas CountyManufactured - Highly ImpactedDryerExisting | Kittitas County | Manufactured - Highly Impacted | Dryer | 5 | Advanced Efficiency Dryer - CEF 3.8 (Gas Dryer) | Existing | Dryer - Advanced Efficiency | Advanced Efficiency Dryer - CEF 3.8 (Gas Dryer) | Federal Standard 2015 Dryer - CEF/EF 2.84/3.30 (Gas Dryer) | per Home | 12 | RTF; ResClothesDryers_v4_2 | 25.7977 | 22.4033 | RTF; ResClothesDryers_v4_2 | Savings methodology based on New York Standard Approach for Estimating Energy, v9 | 0 | 0 | NA | NA | 0 | 0 | 0 | 43.4498 | 0 | 0 | 0 | RTF; ResClothesDryers_v4_2 | No cost | No cost | 0 | 0 | No applicable non-energy benefits | No applicable non-energy benefits | 100% | Equipment 100% technically feasible within end use | System | System
Kittitas CountyManufactured - Highly ImpactedDryer5New | Kittitas CountyManufactured - Highly ImpactedDryerNew | Kittitas County | Manufactured - Highly Impacted | Dryer | 5 | Advanced Efficiency Dryer - CEF 3.8 (Gas Dryer) | New | Dryer - Advanced Efficiency | Advanced Efficiency Dryer - CEF 3.8 (Gas Dryer) | Federal Standard 2015 Dryer - CEF/EF 2.84/3.30 (Gas Dryer) | per Home | 12 | RTF; ResClothesDryers_v4_2 | 25.7977 | 22.4033 | RTF; ResClothesDryers_v4_2 | Savings methodology based on New York Standard Approach for Estimating Energy, v9 | 0 | 0 | NA | NA | 0 | 0 | 0 | 43.4498 | 0 | 0 | 0 | RTF; ResClothesDryers_v4_2 | No cost | No cost | 0 | 0 | No applicable non-energy benefits | No applicable non-energy benefits | 100% | Equipment 100% technically feasible within end use | System | System
Kittitas CountySingle FamilyHeat Central Gas Boiler1Existing | Kittitas CountySingle FamilyHeat Central Gas BoilerExisting | Kittitas County | Single Family | Heat Central Gas Boiler | 1 | Below Standard Boiler - 78% AFUE (Low Income) | Existing | Boiler - Below Standard | Below Standard Boiler - 78% AFUE (Low Income) | Below Standard Boiler - 78% AFUE (Low Income) | per Home | 13 | Assuming half the measure life for below standard equipment. Based on RTF Commercal Gas Boilersv1.2; Used residential data; Median lifetime as estimated in the DOE Technical Support Document for Consumer (Residential) Boilers | 675.4 | 675.4 | Using measure description efficiency metrics to adjust loads from RTF/2021P workbooks to consumptions. | Using measure description efficiency metrics to adjust loads from RTF/2021P workbooks to consumptions. | 0 | 0 | NA | NA | 0 | 0 | 0 | 0 | 0 | 0 | 0 | Baseline is same as efficient condition. | Baseline is same as efficient condition. | Baseline is same as efficient condition. | 0 | 0 | No applicable non-energy benefits | No applicable non-energy benefits | 100% | Equipment 100% technically feasible within end use | System | System
Kittitas CountySingle FamilyHeat Central Gas Boiler1New | Kittitas CountySingle FamilyHeat Central Gas BoilerNew | Kittitas County | Single Family | Heat Central Gas Boiler | 1 | Below Standard Boiler - 78% AFUE (Low Income) | New | Boiler - Below Standard | Below Standard Boiler - 78% AFUE (Low Income) | Below Standard Boiler - 78% AFUE (Low Income) | per Home | 13 | Assuming half the measure life for below standard equipment. Based on RTF Commercal Gas Boilersv1.2; Used residential data; Median lifetime as estimated in the DOE Technical Support Document for Consumer (Residential) Boilers | 439.01 | 439.01 | Using measure description efficiency metrics to adjust loads from RTF/2021P workbooks to consumptions. | Using measure description efficiency metrics to adjust loads from RTF/2021P workbooks to consumptions. | 0 | 0 | NA | NA | 0 | 0 | 0 | 0 | 0 | 0 | 0 | Baseline is same as efficient condition. | Baseline is same as efficient condition. | Baseline is same as efficient condition. | 0 | 0 | No applicable non-energy benefits | No applicable non-energy benefits | 100% | Equipment 100% technically feasible within end use | System | System
Kittitas CountySingle Family - Highly ImpactedHeat Central Gas Boiler1Existing | Kittitas CountySingle Family - Highly ImpactedHeat Central Gas BoilerExisting | Kittitas County | Single Family - Highly Impacted | Heat Central Gas Boiler | 1 | Below Standard Boiler - 78% AFUE (Low Income) | Existing | Boiler - Below Standard | Below Standard Boiler - 78% AFUE (Low Income) | Below Standard Boiler - 78% AFUE (Low Income) | per Home | 13 | Assuming half the measure life for below standard equipment. Based on RTF Commercal Gas Boilersv1.2; Used residential data; Median lifetime as estimated in the DOE Technical Support Document for Consumer (Residential) Boilers | 485.8391 | 485.8391 | Using measure description efficiency metrics to adjust loads from RTF/2021P workbooks to consumptions. | Using measure description efficiency metrics to adjust loads from RTF/2021P workbooks to consumptions. | 0 | 0 | NA | NA | 0 | 0 | 0 | 0 | 0 | 0 | 0 | Baseline is same as efficient condition. | Baseline is same as efficient condition. | Baseline is same as efficient condition. | 0 | 0 | No applicable non-energy benefits | No applicable non-energy benefits | 100% | Equipment 100% technically feasible within end use | System | System
Kittitas CountySingle Family - Highly ImpactedHeat Central Gas Boiler1New | Kittitas CountySingle Family - Highly ImpactedHeat Central Gas BoilerNew | Kittitas County | Single Family - Highly Impacted | Heat Central Gas Boiler | 1 | Below Standard Boiler - 78% AFUE (Low Income) | New | Boiler - Below Standard | Below Standard Boiler - 78% AFUE (Low Income) | Below Standard Boiler - 78% AFUE (Low Income) | per Home | 13 | Assuming half the measure life for below standard equipment. Based on RTF Commercal Gas Boilersv1.2; Used residential data; Median lifetime as estimated in the DOE Technical Support Document for Consumer (Residential) Boilers | 315.7954 | 315.7954 | Using measure description efficiency metrics to adjust loads from RTF/2021P workbooks to consumptions. | Using measure description efficiency metrics to adjust loads from RTF/2021P workbooks to consumptions. | 0 | 0 | NA | NA | 0 | 0 | 0 | 0 | 0 | 0 | 0 | Baseline is same as efficient condition. | Baseline is same as efficient condition. | Baseline is same as efficient condition. | 0 | 0 | No applicable non-energy benefits | No applicable non-energy benefits | 100% | Equipment 100% technically feasible within end use | System | System
Kittitas CountyMultifamilyHeat Central Gas Boiler1Existing | Kittitas CountyMultifamilyHeat Central Gas BoilerExisting | Kittitas County | Multifamily | Heat Central Gas Boiler | 1 | Below Standard Boiler - 78% AFUE (Low Income) | Existing | Boiler - Below Standard | Below Standard Boiler - 78% AFUE (Low Income) | Below Standard Boiler - 78% AFUE (Low Income) | per Home | 13 | Assuming half the measure life for below standard equipment. Based on RTF Commercal Gas Boilersv1.2; Used residential data; Median lifetime as estimated in the DOE Technical Support Document for Consumer (Residential) Boilers | 445.3883 | 445.3883 | Using measure description efficiency metrics to adjust loads from RTF/2021P workbooks to consumptions. | Using measure description efficiency metrics to adjust loads from RTF/2021P workbooks to consumptions. | 0 | 0 | NA | NA | 0 | 0 | 0 | 0 | 0 | 0 | 0 | Baseline is same as efficient condition. | Baseline is same as efficient condition. | Baseline is same as efficient condition. | 0 | 0 | No applicable non-energy benefits | No applicable non-energy benefits | 100% | Equipment 100% technically feasible within end use | System | System
Kittitas CountyMultifamilyHeat Central Gas Boiler1New | Kittitas CountyMultifamilyHeat Central Gas BoilerNew | Kittitas County | Multifamily | Heat Central Gas Boiler | 1 | Below Standard Boiler - 78% AFUE (Low Income) | New | Boiler - Below Standard | Below Standard Boiler - 78% AFUE (Low Income) | Below Standard Boiler - 78% AFUE (Low Income) | per Home | 13 | Assuming half the measure life for below standard equipment. Based on RTF Commercal Gas Boilersv1.2; Used residential data; Median lifetime as estimated in the DOE Technical Support Document for Consumer (Residential) Boilers | 289.5024 | 289.5024 | Using measure description efficiency metrics to adjust loads from RTF/2021P workbooks to consumptions. | Using measure description efficiency metrics to adjust loads from RTF/2021P workbooks to consumptions. | 0 | 0 | NA | NA | 0 | 0 | 0 | 0 | 0 | 0 | 0 | Baseline is same as efficient condition. | Baseline is same as efficient condition. | Baseline is same as efficient condition. | 0 | 0 | No applicable non-energy benefits | No applicable non-energy benefits | 100% | Equipment 100% technically feasible within end use | System | System
Kittitas CountyMultifamily - Highly ImpactedHeat Central Gas Boiler1Existing | Kittitas CountyMultifamily - Highly ImpactedHeat Central Gas BoilerExisting | Kittitas County | Multifamily - Highly Impacted | Heat Central Gas Boiler | 1 | Below Standard Boiler - 78% AFUE (Low Income) | Existing | Boiler - Below Standard | Below Standard Boiler - 78% AFUE (Low Income) | Below Standard Boiler - 78% AFUE (Low Income) | per Home | 13 | Assuming half the measure life for below standard equipment. Based on RTF Commercal Gas Boilersv1.2; Used residential data; Median lifetime as estimated in the DOE Technical Support Document for Consumer (Residential) Boilers | 378.0246 | 378.0246 | Using measure description efficiency metrics to adjust loads from RTF/2021P workbooks to consumptions. | Using measure description efficiency metrics to adjust loads from RTF/2021P workbooks to consumptions. | 0 | 0 | NA | NA | 0 | 0 | 0 | 0 | 0 | 0 | 0 | Baseline is same as efficient condition. | Baseline is same as efficient condition. | Baseline is same as efficient condition. | 0 | 0 | No applicable non-energy benefits | No applicable non-energy benefits | 100% | Equipment 100% technically feasible within end use | System | System
Kittitas CountyMultifamily - Highly ImpactedHeat Central Gas Boiler1New | Kittitas CountyMultifamily - Highly ImpactedHeat Central Gas BoilerNew | Kittitas County | Multifamily - Highly Impacted | Heat Central Gas Boiler | 1 | Below Standard Boiler - 78% AFUE (Low Income) | New | Boiler - Below Standard | Below Standard Boiler - 78% AFUE (Low Income) | Below Standard Boiler - 78% AFUE (Low Income) | per Home | 13 | Assuming half the measure life for below standard equipment. Based on RTF Commercal Gas Boilersv1.2; Used residential data; Median lifetime as estimated in the DOE Technical Support Document for Consumer (Residential) Boilers | 245.716 | 245.716 | Using measure description efficiency metrics to adjust loads from RTF/2021P workbooks to consumptions. | Using measure description efficiency metrics to adjust loads from RTF/2021P workbooks to consumptions. | 0 | 0 | NA | NA | 0 | 0 | 0 | 0 | 0 | 0 | 0 | Baseline is same as efficient condition. | Baseline is same as efficient condition. | Baseline is same as efficient condition. | 0 | 0 | No applicable non-energy benefits | No applicable non-energy benefits | 100% | Equipment 100% technically feasible within end use | System | System
Kittitas CountyManufacturedHeat Central Gas Boiler1Existing | Kittitas CountyManufacturedHeat Central Gas BoilerExisting | Kittitas County | Manufactured | Heat Central Gas Boiler | 1 | Below Standard Boiler - 78% AFUE (Low Income) | Existing | Boiler - Below Standard | Below Standard Boiler - 78% AFUE (Low Income) | Below Standard Boiler - 78% AFUE (Low Income) | per Home | 13 | Assuming half the measure life for below standard equipment. Based on RTF Commercal Gas Boilersv1.2; Used residential data; Median lifetime as estimated in the DOE Technical Support Document for Consumer (Residential) Boilers | 609.8567 | 609.8567 | Using measure description efficiency metrics to adjust loads from RTF/2021P workbooks to consumptions. | Using measure description efficiency metrics to adjust loads from RTF/2021P workbooks to consumptions. | 0 | 0 | NA | NA | 0 | 0 | 0 | 0 | 0 | 0 | 0 | Baseline is same as efficient condition. | Baseline is same as efficient condition. | Baseline is same as efficient condition. | 0 | 0 | No applicable non-energy benefits | No applicable non-energy benefits | 100% | Equipment 100% technically feasible within end use | System | System
Kittitas CountyManufacturedHeat Central Gas Boiler1New | Kittitas CountyManufacturedHeat Central Gas BoilerNew | Kittitas County | Manufactured | Heat Central Gas Boiler | 1 | Below Standard Boiler - 78% AFUE (Low Income) | New | Boiler - Below Standard | Below Standard Boiler - 78% AFUE (Low Income) | Below Standard Boiler - 78% AFUE (Low Income) | per Home | 13 | Assuming half the measure life for below standard equipment. Based on RTF Commercal Gas Boilersv1.2; Used residential data; Median lifetime as estimated in the DOE Technical Support Document for Consumer (Residential) Boilers | 396.4069 | 396.4069 | Using measure description efficiency metrics to adjust loads from RTF/2021P workbooks to consumptions. | Using measure description efficiency metrics to adjust loads from RTF/2021P workbooks to consumptions. | 0 | 0 | NA | NA | 0 | 0 | 0 | 0 | 0 | 0 | 0 | Baseline is same as efficient condition. | Baseline is same as efficient condition. | Baseline is same as efficient condition. | 0 | 0 | No applicable non-energy benefits | No applicable non-energy benefits | 100% | Equipment 100% technically feasible within end use | System | System
Kittitas CountyManufactured - Highly ImpactedHeat Central Gas Boiler1Existing | Kittitas CountyManufactured - Highly ImpactedHeat Central Gas BoilerExisting | Kittitas County | Manufactured - Highly Impacted | Heat Central Gas Boiler | 1 | Below Standard Boiler - 78% AFUE (Low Income) | Existing | Boiler - Below Standard | Below Standard Boiler - 78% AFUE (Low Income) | Below Standard Boiler - 78% AFUE (Low Income) | per Home | 13 | Assuming half the measure life for below standard equipment. Based on RTF Commercal Gas Boilersv1.2; Used residential data; Median lifetime as estimated in the DOE Technical Support Document for Consumer (Residential) Boilers | 472.8126 | 472.8126 | Using measure description efficiency metrics to adjust loads from RTF/2021P workbooks to consumptions. | Using measure description efficiency metrics to adjust loads from RTF/2021P workbooks to consumptions. | 0 | 0 | NA | NA | 0 | 0 | 0 | 0 | 0 | 0 | 0 | Baseline is same as efficient condition. | Baseline is same as efficient condition. | Baseline is same as efficient condition. | 0 | 0 | No applicable non-energy benefits | No applicable non-energy benefits | 100% | Equipment 100% technically feasible within end use | System | System
Kittitas CountyManufactured - Highly ImpactedHeat Central Gas Boiler1New | Kittitas CountyManufactured - Highly ImpactedHeat Central Gas BoilerNew | Kittitas County | Manufactured - Highly Impacted | Heat Central Gas Boiler | 1 | Below Standard Boiler - 78% AFUE (Low Income) | New | Boiler - Below Standard | Below Standard Boiler - 78% AFUE (Low Income) | Below Standard Boiler - 78% AFUE (Low Income) | per Home | 13 | Assuming half the measure life for below standard equipment. Based on RTF Commercal Gas Boilersv1.2; Used residential data; Median lifetime as estimated in the DOE Technical Support Document for Consumer (Residential) Boilers | 307.3282 | 307.3282 | Using measure description efficiency metrics to adjust loads from RTF/2021P workbooks to consumptions. | Using measure description efficiency metrics to adjust loads from RTF/2021P workbooks to consumptions. | 0 | 0 | NA | NA | 0 | 0 | 0 | 0 | 0 | 0 | 0 | Baseline is same as efficient condition. | Baseline is same as efficient condition. | Baseline is same as efficient condition. | 0 | 0 | No applicable non-energy benefits | No applicable non-energy benefits | 100% | Equipment 100% technically feasible within end use | System | System
Kittitas CountySingle FamilyHeat Central Gas Boiler2Existing | Kittitas CountySingle FamilyHeat Central Gas BoilerExisting | Kittitas County | Single Family | Heat Central Gas Boiler | 2 | Federal Standard 2022 Boiler - 84% AFUE | Existing | Boiler - Federal Standard 2022 | Federal Standard 2022 Boiler - 84% AFUE | Federal Standard 2022 Boiler - 84% AFUE | per Home | 25 | Based on RTF Commercal Gas Boilersv1.2; Used residential data; Median lifetime as estimated in the DOE Technical Support Document for Consumer (Residential) Boilers | 627.1571 | 627.1571 | Using measure description efficiency metrics to adjust loads from RTF/2021P workbooks to consumptions. | Using measure description efficiency metrics to adjust loads from RTF/2021P workbooks to consumptions. | 0 | 0 | NA | NA | 1953.0315 | 3961.4944 | 0 | 1953.0315 | 3961.4944 | 0 | 0 | Baseline is same as efficient condition. | Baseline is same as efficient condition. | Baseline is same as efficient condition. | 0 | 0 | No applicable non-energy benefits | No applicable non-energy benefits | 100% | Equipment 100% technically feasible within end use | System | System
Kittitas CountySingle FamilyHeat Central Gas Boiler2New | Kittitas CountySingle FamilyHeat Central Gas BoilerNew | Kittitas County | Single Family | Heat Central Gas Boiler | 2 | Federal Standard 2022 Boiler - 84% AFUE | New | Boiler - Federal Standard 2022 | Federal Standard 2022 Boiler - 84% AFUE | Federal Standard 2022 Boiler - 84% AFUE | per Home | 25 | Based on RTF Commercal Gas Boilersv1.2; Used residential data; Median lifetime as estimated in the DOE Technical Support Document for Consumer (Residential) Boilers | 407.6521 | 407.6521 | Using measure description efficiency metrics to adjust loads from RTF/2021P workbooks to consumptions. | Using measure description efficiency metrics to adjust loads from RTF/2021P workbooks to consumptions. | 0 | 0 | NA | NA | 1953.0315 | 3961.4944 | 0 | 1953.0315 | 3961.4944 | 0 | 0 | Baseline is same as efficient condition. | Baseline is same as efficient condition. | Baseline is same as efficient condition. | 0 | 0 | No applicable non-energy benefits | No applicable non-energy benefits | 100% | Equipment 100% technically feasible within end use | System | System
Kittitas CountySingle Family - Highly ImpactedHeat Central Gas Boiler2Existing | Kittitas CountySingle Family - Highly ImpactedHeat Central Gas BoilerExisting | Kittitas County | Single Family - Highly Impacted | Heat Central Gas Boiler | 2 | Federal Standard 2022 Boiler - 84% AFUE | Existing | Boiler - Federal Standard 2022 | Federal Standard 2022 Boiler - 84% AFUE | Federal Standard 2022 Boiler - 84% AFUE | per Home | 25 | Based on RTF Commercal Gas Boilersv1.2; Used residential data; Median lifetime as estimated in the DOE Technical Support Document for Consumer (Residential) Boilers | 451.1363 | 451.1363 | Using measure description efficiency metrics to adjust loads from RTF/2021P workbooks to consumptions. | Using measure description efficiency metrics to adjust loads from RTF/2021P workbooks to consumptions. | 0 | 0 | NA | NA | 1404.8848 | 2849.6434 | 0 | 1404.8848 | 2849.6434 | 0 | 0 | Baseline is same as efficient condition. | Baseline is same as efficient condition. | Baseline is same as efficient condition. | 0 | 0 | No applicable non-energy benefits | No applicable non-energy benefits | 100% | Equipment 100% technically feasible within end use | System | System
Kittitas CountySingle Family - Highly ImpactedHeat Central Gas Boiler2New | Kittitas CountySingle Family - Highly ImpactedHeat Central Gas BoilerNew | Kittitas County | Single Family - Highly Impacted | Heat Central Gas Boiler | 2 | Federal Standard 2022 Boiler - 84% AFUE | New | Boiler - Federal Standard 2022 | Federal Standard 2022 Boiler - 84% AFUE | Federal Standard 2022 Boiler - 84% AFUE | per Home | 25 | Based on RTF Commercal Gas Boilersv1.2; Used residential data; Median lifetime as estimated in the DOE Technical Support Document for Consumer (Residential) Boilers | 293.2386 | 293.2386 | Using measure description efficiency metrics to adjust loads from RTF/2021P workbooks to consumptions. | Using measure description efficiency metrics to adjust loads from RTF/2021P workbooks to consumptions. | 0 | 0 | NA | NA | 1404.8848 | 2849.6434 | 0 | 1404.8848 | 2849.6434 | 0 | 0 | Baseline is same as efficient condition. | Baseline is same as efficient condition. | Baseline is same as efficient condition. | 0 | 0 | No applicable non-energy benefits | No applicable non-energy benefits | 100% | Equipment 100% technically feasible within end use | System | System
Kittitas CountyMultifamilyHeat Central Gas Boiler2Existing | Kittitas CountyMultifamilyHeat Central Gas BoilerExisting | Kittitas County | Multifamily | Heat Central Gas Boiler | 2 | Federal Standard 2022 Boiler - 84% AFUE | Existing | Boiler - Federal Standard 2022 | Federal Standard 2022 Boiler - 84% AFUE | Federal Standard 2022 Boiler - 84% AFUE | per Home | 25 | Based on RTF Commercal Gas Boilersv1.2; Used residential data; Median lifetime as estimated in the DOE Technical Support Document for Consumer (Residential) Boilers | 413.5749 | 413.5749 | Using measure description efficiency metrics to adjust loads from RTF/2021P workbooks to consumptions. | Using measure description efficiency metrics to adjust loads from RTF/2021P workbooks to consumptions. | 0 | 0 | NA | NA | 854.4624 | 1733.1763 | 0 | 854.4624 | 1733.1763 | 0 | 0 | Baseline is same as efficient condition. | Baseline is same as efficient condition. | Baseline is same as efficient condition. | 0 | 0 | No applicable non-energy benefits | No applicable non-energy benefits | 100% | Equipment 100% technically feasible within end use | System | System
Kittitas CountyMultifamilyHeat Central Gas Boiler2New | Kittitas CountyMultifamilyHeat Central Gas BoilerNew | Kittitas County | Multifamily | Heat Central Gas Boiler | 2 | Federal Standard 2022 Boiler - 84% AFUE | New | Boiler - Federal Standard 2022 | Federal Standard 2022 Boiler - 84% AFUE | Federal Standard 2022 Boiler - 84% AFUE | per Home | 25 | Based on RTF Commercal Gas Boilersv1.2; Used residential data; Median lifetime as estimated in the DOE Technical Support Document for Consumer (Residential) Boilers | 268.8237 | 268.8237 | Using measure description efficiency metrics to adjust loads from RTF/2021P workbooks to consumptions. | Using measure description efficiency metrics to adjust loads from RTF/2021P workbooks to consumptions. | 0 | 0 | NA | NA | 854.4624 | 1733.1763 | 0 | 854.4624 | 1733.1763 | 0 | 0 | Baseline is same as efficient condition. | Baseline is same as efficient condition. | Baseline is same as efficient condition. | 0 | 0 | No applicable non-energy benefits | No applicable non-energy benefits | 100% | Equipment 100% technically feasible within end use | System | System
Kittitas CountyMultifamily - Highly ImpactedHeat Central Gas Boiler2Existing | Kittitas CountyMultifamily - Highly ImpactedHeat Central Gas BoilerExisting | Kittitas County | Multifamily - Highly Impacted | Heat Central Gas Boiler | 2 | Federal Standard 2022 Boiler - 84% AFUE | Existing | Boiler - Federal Standard 2022 | Federal Standard 2022 Boiler - 84% AFUE | Federal Standard 2022 Boiler - 84% AFUE | per Home | 25 | Based on RTF Commercal Gas Boilersv1.2; Used residential data; Median lifetime as estimated in the DOE Technical Support Document for Consumer (Residential) Boilers | 351.0228 | 351.0228 | Using measure description efficiency metrics to adjust loads from RTF/2021P workbooks to consumptions. | Using measure description efficiency metrics to adjust loads from RTF/2021P workbooks to consumptions. | 0 | 0 | NA | NA | 725.2273 | 1471.0382 | 0 | 725.2273 | 1471.0382 | 0 | 0 | Baseline is same as efficient condition. | Baseline is same as efficient condition. | Baseline is same as efficient condition. | 0 | 0 | No applicable non-energy benefits | No applicable non-energy benefits | 100% | Equipment 100% technically feasible within end use | System | System
Kittitas CountyMultifamily - Highly ImpactedHeat Central Gas Boiler2New | Kittitas CountyMultifamily - Highly ImpactedHeat Central Gas BoilerNew | Kittitas County | Multifamily - Highly Impacted | Heat Central Gas Boiler | 2 | Federal Standard 2022 Boiler - 84% AFUE | New | Boiler - Federal Standard 2022 | Federal Standard 2022 Boiler - 84% AFUE | Federal Standard 2022 Boiler - 84% AFUE | per Home | 25 | Based on RTF Commercal Gas Boilersv1.2; Used residential data; Median lifetime as estimated in the DOE Technical Support Document for Consumer (Residential) Boilers | 228.1648 | 228.1648 | Using measure description efficiency metrics to adjust loads from RTF/2021P workbooks to consumptions. | Using measure description efficiency metrics to adjust loads from RTF/2021P workbooks to consumptions. | 0 | 0 | NA | NA | 725.2273 | 1471.0382 | 0 | 725.2273 | 1471.0382 | 0 | 0 | Baseline is same as efficient condition. | Baseline is same as efficient condition. | Baseline is same as efficient condition. | 0 | 0 | No applicable non-energy benefits | No applicable non-energy benefits | 100% | Equipment 100% technically feasible within end use | System | System
Kittitas CountyManufacturedHeat Central Gas Boiler2Existing | Kittitas CountyManufacturedHeat Central Gas BoilerExisting | Kittitas County | Manufactured | Heat Central Gas Boiler | 2 | Federal Standard 2022 Boiler - 84% AFUE | Existing | Boiler - Federal Standard 2022 | Federal Standard 2022 Boiler - 84% AFUE | Federal Standard 2022 Boiler - 84% AFUE | per Home | 25 | Based on RTF Commercal Gas Boilersv1.2; Used residential data; Median lifetime as estimated in the DOE Technical Support Document for Consumer (Residential) Boilers | 566.2955 | 566.2955 | Using measure description efficiency metrics to adjust loads from RTF/2021P workbooks to consumptions. | Using measure description efficiency metrics to adjust loads from RTF/2021P workbooks to consumptions. | 0 | 0 | NA | NA | 1452.6206 | 2946.4698 | 0 | 1452.6206 | 2946.4698 | 0 | 0 | Baseline is same as efficient condition. | Baseline is same as efficient condition. | Baseline is same as efficient condition. | 0 | 0 | No applicable non-energy benefits | No applicable non-energy benefits | 100% | Equipment 100% technically feasible within end use | System | System
Kittitas CountyManufacturedHeat Central Gas Boiler2New | Kittitas CountyManufacturedHeat Central Gas BoilerNew | Kittitas County | Manufactured | Heat Central Gas Boiler | 2 | Federal Standard 2022 Boiler - 84% AFUE | New | Boiler - Federal Standard 2022 | Federal Standard 2022 Boiler - 84% AFUE | Federal Standard 2022 Boiler - 84% AFUE | per Home | 25 | Based on RTF Commercal Gas Boilersv1.2; Used residential data; Median lifetime as estimated in the DOE Technical Support Document for Consumer (Residential) Boilers | 368.0921 | 368.0921 | Using measure description efficiency metrics to adjust loads from RTF/2021P workbooks to consumptions. | Using measure description efficiency metrics to adjust loads from RTF/2021P workbooks to consumptions. | 0 | 0 | NA | NA | 1452.6206 | 2946.4698 | 0 | 1452.6206 | 2946.4698 | 0 | 0 | Baseline is same as efficient condition. | Baseline is same as efficient condition. | Baseline is same as efficient condition. | 0 | 0 | No applicable non-energy benefits | No applicable non-energy benefits | 100% | Equipment 100% technically feasible within end use | System | System
Kittitas CountyManufactured - Highly ImpactedHeat Central Gas Boiler2Existing | Kittitas CountyManufactured - Highly ImpactedHeat Central Gas BoilerExisting | Kittitas County | Manufactured - Highly Impacted | Heat Central Gas Boiler | 2 | Federal Standard 2022 Boiler - 84% AFUE | Existing | Boiler - Federal Standard 2022 | Federal Standard 2022 Boiler - 84% AFUE | Federal Standard 2022 Boiler - 84% AFUE | per Home | 25 | Based on RTF Commercal Gas Boilersv1.2; Used residential data; Median lifetime as estimated in the DOE Technical Support Document for Consumer (Residential) Boilers | 439.0403 | 439.0403 | Using measure description efficiency metrics to adjust loads from RTF/2021P workbooks to consumptions. | Using measure description efficiency metrics to adjust loads from RTF/2021P workbooks to consumptions. | 0 | 0 | NA | NA | 1126.1947 | 2284.3532 | 0 | 1126.1947 | 2284.3532 | 0 | 0 | Baseline is same as efficient condition. | Baseline is same as efficient condition. | Baseline is same as efficient condition. | 0 | 0 | No applicable non-energy benefits | No applicable non-energy benefits | 100% | Equipment 100% technically feasible within end use | System | System
Kittitas CountyManufactured - Highly ImpactedHeat Central Gas Boiler2New | Kittitas CountyManufactured - Highly ImpactedHeat Central Gas BoilerNew | Kittitas County | Manufactured - Highly Impacted | Heat Central Gas Boiler | 2 | Federal Standard 2022 Boiler - 84% AFUE | New | Boiler - Federal Standard 2022 | Federal Standard 2022 Boiler - 84% AFUE | Federal Standard 2022 Boiler - 84% AFUE | per Home | 25 | Based on RTF Commercal Gas Boilersv1.2; Used residential data; Median lifetime as estimated in the DOE Technical Support Document for Consumer (Residential) Boilers | 285.3762 | 285.3762 | Using measure description efficiency metrics to adjust loads from RTF/2021P workbooks to consumptions. | Using measure description efficiency metrics to adjust loads from RTF/2021P workbooks to consumptions. | 0 | 0 | NA | NA | 1126.1947 | 2284.3532 | 0 | 1126.1947 | 2284.3532 | 0 | 0 | Baseline is same as efficient condition. | Baseline is same as efficient condition. | Baseline is same as efficient condition. | 0 | 0 | No applicable non-energy benefits | No applicable non-energy benefits | 100% | Equipment 100% technically feasible within end use | System | System
Kittitas CountySingle FamilyHeat Central Gas Boiler3Existing | Kittitas CountySingle FamilyHeat Central Gas BoilerExisting | Kittitas County | Single Family | Heat Central Gas Boiler | 3 | Market Standard Boiler | Existing | Boiler - Market Standard | Market Standard Boiler | Market Standard Boiler | per Home | 25 | Based on RTF Commercal Gas Boilersv1.2; Used residential data; Median lifetime as estimated in the DOE Technical Support Document for Consumer (Residential) Boilers | 598.65 | 598.65 | Using measure description efficiency metrics to adjust loads from RTF/2021P workbooks to consumptions. | Using measure description efficiency metrics to adjust loads from RTF/2021P workbooks to consumptions. | 0 | 0 | NA | NA | 0 | 0 | 0 | 0 | 0 | 0 | 0 | Baseline is same as efficient condition. | Baseline is same as efficient condition. | Baseline is same as efficient condition. | 0 | 0 | No applicable non-energy benefits | No applicable non-energy benefits | 100% | Equipment 100% technically feasible within end use | System | System
Kittitas CountySingle FamilyHeat Central Gas Boiler3New | Kittitas CountySingle FamilyHeat Central Gas BoilerNew | Kittitas County | Single Family | Heat Central Gas Boiler | 3 | Market Standard Boiler | New | Boiler - Market Standard | Market Standard Boiler | Market Standard Boiler | per Home | 25 | Based on RTF Commercal Gas Boilersv1.2; Used residential data; Median lifetime as estimated in the DOE Technical Support Document for Consumer (Residential) Boilers | 389.1225 | 389.1225 | Using measure description efficiency metrics to adjust loads from RTF/2021P workbooks to consumptions. | Using measure description efficiency metrics to adjust loads from RTF/2021P workbooks to consumptions. | 0 | 0 | NA | NA | 0 | 0 | 0 | 0 | 0 | 0 | 0 | Baseline is same as efficient condition. | Baseline is same as efficient condition. | Baseline is same as efficient condition. | 0 | 0 | No applicable non-energy benefits | No applicable non-energy benefits | 100% | Equipment 100% technically feasible within end use | System | System
Kittitas CountySingle Family - Highly ImpactedHeat Central Gas Boiler3Existing | Kittitas CountySingle Family - Highly ImpactedHeat Central Gas BoilerExisting | Kittitas County | Single Family - Highly Impacted | Heat Central Gas Boiler | 3 | Market Standard Boiler | Existing | Boiler - Market Standard | Market Standard Boiler | Market Standard Boiler | per Home | 25 | Based on RTF Commercal Gas Boilersv1.2; Used residential data; Median lifetime as estimated in the DOE Technical Support Document for Consumer (Residential) Boilers | 430.6301 | 430.6301 | Using measure description efficiency metrics to adjust loads from RTF/2021P workbooks to consumptions. | Using measure description efficiency metrics to adjust loads from RTF/2021P workbooks to consumptions. | 0 | 0 | NA | NA | 0 | 0 | 0 | 0 | 0 | 0 | 0 | Baseline is same as efficient condition. | Baseline is same as efficient condition. | Baseline is same as efficient condition. | 0 | 0 | No applicable non-energy benefits | No applicable non-energy benefits | 100% | Equipment 100% technically feasible within end use | System | System
Kittitas CountySingle Family - Highly ImpactedHeat Central Gas Boiler3New | Kittitas CountySingle Family - Highly ImpactedHeat Central Gas BoilerNew | Kittitas County | Single Family - Highly Impacted | Heat Central Gas Boiler | 3 | Market Standard Boiler | New | Boiler - Market Standard | Market Standard Boiler | Market Standard Boiler | per Home | 25 | Based on RTF Commercal Gas Boilersv1.2; Used residential data; Median lifetime as estimated in the DOE Technical Support Document for Consumer (Residential) Boilers | 279.9096 | 279.9096 | Using measure description efficiency metrics to adjust loads from RTF/2021P workbooks to consumptions. | Using measure description efficiency metrics to adjust loads from RTF/2021P workbooks to consumptions. | 0 | 0 | NA | NA | 0 | 0 | 0 | 0 | 0 | 0 | 0 | Baseline is same as efficient condition. | Baseline is same as efficient condition. | Baseline is same as efficient condition. | 0 | 0 | No applicable non-energy benefits | No applicable non-energy benefits | 100% | Equipment 100% technically feasible within end use | System | System
Kittitas CountyMultifamilyHeat Central Gas Boiler3Existing | Kittitas CountyMultifamilyHeat Central Gas BoilerExisting | Kittitas County | Multifamily | Heat Central Gas Boiler | 3 | Market Standard Boiler | Existing | Boiler - Market Standard | Market Standard Boiler | Market Standard Boiler | per Home | 25 | Based on RTF Commercal Gas Boilersv1.2; Used residential data; Median lifetime as estimated in the DOE Technical Support Document for Consumer (Residential) Boilers | 394.776 | 394.776 | Using measure description efficiency metrics to adjust loads from RTF/2021P workbooks to consumptions. | Using measure description efficiency metrics to adjust loads from RTF/2021P workbooks to consumptions. | 0 | 0 | NA | NA | 0 | 0 | 0 | 0 | 0 | 0 | 0 | Baseline is same as efficient condition. | Baseline is same as efficient condition. | Baseline is same as efficient condition. | 0 | 0 | No applicable non-energy benefits | No applicable non-energy benefits | 100% | Equipment 100% technically feasible within end use | System | System
Kittitas CountyMultifamilyHeat Central Gas Boiler3New | Kittitas CountyMultifamilyHeat Central Gas BoilerNew | Kittitas County | Multifamily | Heat Central Gas Boiler | 3 | Market Standard Boiler | New | Boiler - Market Standard | Market Standard Boiler | Market Standard Boiler | per Home | 25 | Based on RTF Commercal Gas Boilersv1.2; Used residential data; Median lifetime as estimated in the DOE Technical Support Document for Consumer (Residential) Boilers | 256.6044 | 256.6044 | Using measure description efficiency metrics to adjust loads from RTF/2021P workbooks to consumptions. | Using measure description efficiency metrics to adjust loads from RTF/2021P workbooks to consumptions. | 0 | 0 | NA | NA | 0 | 0 | 0 | 0 | 0 | 0 | 0 | Baseline is same as efficient condition. | Baseline is same as efficient condition. | Baseline is same as efficient condition. | 0 | 0 | No applicable non-energy benefits | No applicable non-energy benefits | 100% | Equipment 100% technically feasible within end use | System | System
Kittitas CountyMultifamily - Highly ImpactedHeat Central Gas Boiler3Existing | Kittitas CountyMultifamily - Highly ImpactedHeat Central Gas BoilerExisting | Kittitas County | Multifamily - Highly Impacted | Heat Central Gas Boiler | 3 | Market Standard Boiler | Existing | Boiler - Market Standard | Market Standard Boiler | Market Standard Boiler | per Home | 25 | Based on RTF Commercal Gas Boilersv1.2; Used residential data; Median lifetime as estimated in the DOE Technical Support Document for Consumer (Residential) Boilers | 335.0673 | 335.0673 | Using measure description efficiency metrics to adjust loads from RTF/2021P workbooks to consumptions. | Using measure description efficiency metrics to adjust loads from RTF/2021P workbooks to consumptions. | 0 | 0 | NA | NA | 0 | 0 | 0 | 0 | 0 | 0 | 0 | Baseline is same as efficient condition. | Baseline is same as efficient condition. | Baseline is same as efficient condition. | 0 | 0 | No applicable non-energy benefits | No applicable non-energy benefits | 100% | Equipment 100% technically feasible within end use | System | System
Kittitas CountyMultifamily - Highly ImpactedHeat Central Gas Boiler3New | Kittitas CountyMultifamily - Highly ImpactedHeat Central Gas BoilerNew | Kittitas County | Multifamily - Highly Impacted | Heat Central Gas Boiler | 3 | Market Standard Boiler | New | Boiler - Market Standard | Market Standard Boiler | Market Standard Boiler | per Home | 25 | Based on RTF Commercal Gas Boilersv1.2; Used residential data; Median lifetime as estimated in the DOE Technical Support Document for Consumer (Residential) Boilers | 217.7937 | 217.7937 | Using measure description efficiency metrics to adjust loads from RTF/2021P workbooks to consumptions. | Using measure description efficiency metrics to adjust loads from RTF/2021P workbooks to consumptions. | 0 | 0 | NA | NA | 0 | 0 | 0 | 0 | 0 | 0 | 0 | Baseline is same as efficient condition. | Baseline is same as efficient condition. | Baseline is same as efficient condition. | 0 | 0 | No applicable non-energy benefits | No applicable non-energy benefits | 100% | Equipment 100% technically feasible within end use | System | System
Kittitas CountyManufacturedHeat Central Gas Boiler3Existing | Kittitas CountyManufacturedHeat Central Gas BoilerExisting | Kittitas County | Manufactured | Heat Central Gas Boiler | 3 | Market Standard Boiler | Existing | Boiler - Market Standard | Market Standard Boiler | Market Standard Boiler | per Home | 25 | Based on RTF Commercal Gas Boilersv1.2; Used residential data; Median lifetime as estimated in the DOE Technical Support Document for Consumer (Residential) Boilers | 540.5548 | 540.5548 | Using measure description efficiency metrics to adjust loads from RTF/2021P workbooks to consumptions. | Using measure description efficiency metrics to adjust loads from RTF/2021P workbooks to consumptions. | 0 | 0 | NA | NA | 0 | 0 | 0 | 0 | 0 | 0 | 0 | Baseline is same as efficient condition. | Baseline is same as efficient condition. | Baseline is same as efficient condition. | 0 | 0 | No applicable non-energy benefits | No applicable non-energy benefits | 100% | Equipment 100% technically feasible within end use | System | System
Kittitas CountyManufacturedHeat Central Gas Boiler3New | Kittitas CountyManufacturedHeat Central Gas BoilerNew | Kittitas County | Manufactured | Heat Central Gas Boiler | 3 | Market Standard Boiler | New | Boiler - Market Standard | Market Standard Boiler | Market Standard Boiler | per Home | 25 | Based on RTF Commercal Gas Boilersv1.2; Used residential data; Median lifetime as estimated in the DOE Technical Support Document for Consumer (Residential) Boilers | 351.3606 | 351.3606 | Using measure description efficiency metrics to adjust loads from RTF/2021P workbooks to consumptions. | Using measure description efficiency metrics to adjust loads from RTF/2021P workbooks to consumptions. | 0 | 0 | NA | NA | 0 | 0 | 0 | 0 | 0 | 0 | 0 | Baseline is same as efficient condition. | Baseline is same as efficient condition. | Baseline is same as efficient condition. | 0 | 0 | No applicable non-energy benefits | No applicable non-energy benefits | 100% | Equipment 100% technically feasible within end use | System | System
Kittitas CountyManufactured - Highly ImpactedHeat Central Gas Boiler3Existing | Kittitas CountyManufactured - Highly ImpactedHeat Central Gas BoilerExisting | Kittitas County | Manufactured - Highly Impacted | Heat Central Gas Boiler | 3 | Market Standard Boiler | Existing | Boiler - Market Standard | Market Standard Boiler | Market Standard Boiler | per Home | 25 | Based on RTF Commercal Gas Boilersv1.2; Used residential data; Median lifetime as estimated in the DOE Technical Support Document for Consumer (Residential) Boilers | 419.0839 | 419.0839 | Using measure description efficiency metrics to adjust loads from RTF/2021P workbooks to consumptions. | Using measure description efficiency metrics to adjust loads from RTF/2021P workbooks to consumptions. | 0 | 0 | NA | NA | 0 | 0 | 0 | 0 | 0 | 0 | 0 | Baseline is same as efficient condition. | Baseline is same as efficient condition. | Baseline is same as efficient condition. | 0 | 0 | No applicable non-energy benefits | No applicable non-energy benefits | 100% | Equipment 100% technically feasible within end use | System | System
Kittitas CountyManufactured - Highly ImpactedHeat Central Gas Boiler3New | Kittitas CountyManufactured - Highly ImpactedHeat Central Gas BoilerNew | Kittitas County | Manufactured - Highly Impacted | Heat Central Gas Boiler | 3 | Market Standard Boiler | New | Boiler - Market Standard | Market Standard Boiler | Market Standard Boiler | per Home | 25 | Based on RTF Commercal Gas Boilersv1.2; Used residential data; Median lifetime as estimated in the DOE Technical Support Document for Consumer (Residential) Boilers | 272.4046 | 272.4046 | Using measure description efficiency metrics to adjust loads from RTF/2021P workbooks to consumptions. | Using measure description efficiency metrics to adjust loads from RTF/2021P workbooks to consumptions. | 0 | 0 | NA | NA | 0 | 0 | 0 | 0 | 0 | 0 | 0 | Baseline is same as efficient condition. | Baseline is same as efficient condition. | Baseline is same as efficient condition. | 0 | 0 | No applicable non-energy benefits | No applicable non-energy benefits | 100% | Equipment 100% technically feasible within end use | System | System
Kittitas CountySingle FamilyHeat Central Gas Boiler4Existing | Kittitas CountySingle FamilyHeat Central Gas BoilerExisting | Kittitas County | Single Family | Heat Central Gas Boiler | 4 | Advanced Efficiency Boiler - 93% AFUE | Existing | Boiler - Advanced Efficiency | Advanced Efficiency Boiler - 93% AFUE | Federal Standard 2022 Boiler - 84% AFUE | per Home | 25 | Based on RTF Commercal Gas Boilersv1.2; Used residential data; Median lifetime as estimated in the DOE Technical Support Document for Consumer (Residential) Boilers | 627.1571 | 566.4645 | Using measure description efficiency metrics to adjust loads from RTF/2021P workbooks to consumptions. | Using measure description efficiency metrics to adjust loads from RTF/2021P workbooks to consumptions. | 0 | 0 | NA | NA | 1953.0315 | 3961.4944 | 0 | 3124.019 | 4062.1947 | 0 | 0 | Equipment cost derived from table 8.2.7, average capacity derived from table 7B.2.12 and 7B.2.14, Technical Support Document: Residential Boilers, December 22, 2015. https://www.regulations.gov/document?D=EERE-2012-BT-STD-0047-0070 | Labor cost derived from table 8.2.5, average capacity derived from table 7B.2.12 and 7B.2.14, Technical Support Document: Residential Boilers, December 22, 2015. https://www.regulations.gov/document?D=EERE-2012-BT-STD-0047-0070 | Assuming no incremental O&M cost | 0 | 17.6988 | PSE NEI data | No applicable non-energy benefits | 100% | Equipment 100% technically feasible within end use | System | System
Kittitas CountySingle FamilyHeat Central Gas Boiler4New | Kittitas CountySingle FamilyHeat Central Gas BoilerNew | Kittitas County | Single Family | Heat Central Gas Boiler | 4 | Advanced Efficiency Boiler - 93% AFUE | New | Boiler - Advanced Efficiency | Advanced Efficiency Boiler - 93% AFUE | Federal Standard 2022 Boiler - 84% AFUE | per Home | 25 | Based on RTF Commercal Gas Boilersv1.2; Used residential data; Median lifetime as estimated in the DOE Technical Support Document for Consumer (Residential) Boilers | 407.6521 | 368.2019 | Using measure description efficiency metrics to adjust loads from RTF/2021P workbooks to consumptions. | Using measure description efficiency metrics to adjust loads from RTF/2021P workbooks to consumptions. | 0 | 0 | NA | NA | 1953.0315 | 3961.4944 | 0 | 3124.019 | 4062.1947 | 0 | 0 | Equipment cost derived from table 8.2.7, average capacity derived from table 7B.2.12 and 7B.2.14, Technical Support Document: Residential Boilers, December 22, 2015. https://www.regulations.gov/document?D=EERE-2012-BT-STD-0047-0070 | Labor cost derived from table 8.2.5, average capacity derived from table 7B.2.12 and 7B.2.14, Technical Support Document: Residential Boilers, December 22, 2015. https://www.regulations.gov/document?D=EERE-2012-BT-STD-0047-0070 | Assuming no incremental O&M cost | 0 | 11.5042 | PSE NEI data | No applicable non-energy benefits | 100% | Equipment 100% technically feasible within end use | System | System
Kittitas CountySingle Family - Highly ImpactedHeat Central Gas Boiler4Existing | Kittitas CountySingle Family - Highly ImpactedHeat Central Gas BoilerExisting | Kittitas County | Single Family - Highly Impacted | Heat Central Gas Boiler | 4 | Advanced Efficiency Boiler - 93% AFUE | Existing | Boiler - Advanced Efficiency | Advanced Efficiency Boiler - 93% AFUE | Federal Standard 2022 Boiler - 84% AFUE | per Home | 25 | Based on RTF Commercal Gas Boilersv1.2; Used residential data; Median lifetime as estimated in the DOE Technical Support Document for Consumer (Residential) Boilers | 451.1363 | 407.478 | Using measure description efficiency metrics to adjust loads from RTF/2021P workbooks to consumptions. | Using measure description efficiency metrics to adjust loads from RTF/2021P workbooks to consumptions. | 0 | 0 | NA | NA | 1404.8848 | 2849.6434 | 0 | 2247.2176 | 2922.0807 | 0 | 0 | Equipment cost derived from table 8.2.7, average capacity derived from table 7B.2.12 and 7B.2.14, Technical Support Document: Residential Boilers, December 22, 2015. https://www.regulations.gov/document?D=EERE-2012-BT-STD-0047-0070 | Labor cost derived from table 8.2.5, average capacity derived from table 7B.2.12 and 7B.2.14, Technical Support Document: Residential Boilers, December 22, 2015. https://www.regulations.gov/document?D=EERE-2012-BT-STD-0047-0070 | Assuming no incremental O&M cost | 0 | 12.7313 | PSE NEI data | No applicable non-energy benefits | 100% | Equipment 100% technically feasible within end use | System | System
Kittitas CountySingle Family - Highly ImpactedHeat Central Gas Boiler4New | Kittitas CountySingle Family - Highly ImpactedHeat Central Gas BoilerNew | Kittitas County | Single Family - Highly Impacted | Heat Central Gas Boiler | 4 | Advanced Efficiency Boiler - 93% AFUE | New | Boiler - Advanced Efficiency | Advanced Efficiency Boiler - 93% AFUE | Federal Standard 2022 Boiler - 84% AFUE | per Home | 25 | Based on RTF Commercal Gas Boilersv1.2; Used residential data; Median lifetime as estimated in the DOE Technical Support Document for Consumer (Residential) Boilers | 293.2386 | 264.8607 | Using measure description efficiency metrics to adjust loads from RTF/2021P workbooks to consumptions. | Using measure description efficiency metrics to adjust loads from RTF/2021P workbooks to consumptions. | 0 | 0 | NA | NA | 1404.8848 | 2849.6434 | 0 | 2247.2176 | 2922.0807 | 0 | 0 | Equipment cost derived from table 8.2.7, average capacity derived from table 7B.2.12 and 7B.2.14, Technical Support Document: Residential Boilers, December 22, 2015. https://www.regulations.gov/document?D=EERE-2012-BT-STD-0047-0070 | Labor cost derived from table 8.2.5, average capacity derived from table 7B.2.12 and 7B.2.14, Technical Support Document: Residential Boilers, December 22, 2015. https://www.regulations.gov/document?D=EERE-2012-BT-STD-0047-0070 | Assuming no incremental O&M cost | 0 | 8.2754 | PSE NEI data | No applicable non-energy benefits | 100% | Equipment 100% technically feasible within end use | System | System
Kittitas CountyMultifamilyHeat Central Gas Boiler4Existing | Kittitas CountyMultifamilyHeat Central Gas BoilerExisting | Kittitas County | Multifamily | Heat Central Gas Boiler | 4 | Advanced Efficiency Boiler - 93% AFUE | Existing | Boiler - Advanced Efficiency | Advanced Efficiency Boiler - 93% AFUE | Federal Standard 2022 Boiler - 84% AFUE | per Home | 25 | Based on RTF Commercal Gas Boilersv1.2; Used residential data; Median lifetime as estimated in the DOE Technical Support Document for Consumer (Residential) Boilers | 413.5749 | 373.5515 | Using measure description efficiency metrics to adjust loads from RTF/2021P workbooks to consumptions. | Using measure description efficiency metrics to adjust loads from RTF/2021P workbooks to consumptions. | 0 | 0 | NA | NA | 854.4624 | 1733.1763 | 0 | 1366.776 | 1777.2332 | 0 | 0 | Equipment cost derived from table 8.2.7, average capacity derived from table 7B.2.12 and 7B.2.14, Technical Support Document: Residential Boilers, December 22, 2015. https://www.regulations.gov/document?D=EERE-2012-BT-STD-0047-0070 | Labor cost derived from table 8.2.5, average capacity derived from table 7B.2.12 and 7B.2.14, Technical Support Document: Residential Boilers, December 22, 2015. https://www.regulations.gov/document?D=EERE-2012-BT-STD-0047-0070 | Assuming no incremental O&M cost | 0 | 11.6713 | PSE NEI data | No applicable non-energy benefits | 100% | Equipment 100% technically feasible within end use | System | System
Kittitas CountyMultifamilyHeat Central Gas Boiler4New | Kittitas CountyMultifamilyHeat Central Gas BoilerNew | Kittitas County | Multifamily | Heat Central Gas Boiler | 4 | Advanced Efficiency Boiler - 93% AFUE | New | Boiler - Advanced Efficiency | Advanced Efficiency Boiler - 93% AFUE | Federal Standard 2022 Boiler - 84% AFUE | per Home | 25 | Based on RTF Commercal Gas Boilersv1.2; Used residential data; Median lifetime as estimated in the DOE Technical Support Document for Consumer (Residential) Boilers | 268.8237 | 242.8085 | Using measure description efficiency metrics to adjust loads from RTF/2021P workbooks to consumptions. | Using measure description efficiency metrics to adjust loads from RTF/2021P workbooks to consumptions. | 0 | 0 | NA | NA | 854.4624 | 1733.1763 | 0 | 1366.776 | 1777.2332 | 0 | 0 | Equipment cost derived from table 8.2.7, average capacity derived from table 7B.2.12 and 7B.2.14, Technical Support Document: Residential Boilers, December 22, 2015. https://www.regulations.gov/document?D=EERE-2012-BT-STD-0047-0070 | Labor cost derived from table 8.2.5, average capacity derived from table 7B.2.12 and 7B.2.14, Technical Support Document: Residential Boilers, December 22, 2015. https://www.regulations.gov/document?D=EERE-2012-BT-STD-0047-0070 | Assuming no incremental O&M cost | 0 | 7.5864 | PSE NEI data | No applicable non-energy benefits | 100% | Equipment 100% technically feasible within end use | System | System
Kittitas CountyMultifamily - Highly ImpactedHeat Central Gas Boiler4Existing | Kittitas CountyMultifamily - Highly ImpactedHeat Central Gas BoilerExisting | Kittitas County | Multifamily - Highly Impacted | Heat Central Gas Boiler | 4 | Advanced Efficiency Boiler - 93% AFUE | Existing | Boiler - Advanced Efficiency | Advanced Efficiency Boiler - 93% AFUE | Federal Standard 2022 Boiler - 84% AFUE | per Home | 25 | Based on RTF Commercal Gas Boilersv1.2; Used residential data; Median lifetime as estimated in the DOE Technical Support Document for Consumer (Residential) Boilers | 351.0228 | 317.0529 | Using measure description efficiency metrics to adjust loads from RTF/2021P workbooks to consumptions. | Using measure description efficiency metrics to adjust loads from RTF/2021P workbooks to consumptions. | 0 | 0 | NA | NA | 725.2273 | 1471.0382 | 0 | 1160.0549 | 1508.4316 | 0 | 0 | Equipment cost derived from table 8.2.7, average capacity derived from table 7B.2.12 and 7B.2.14, Technical Support Document: Residential Boilers, December 22, 2015. https://www.regulations.gov/document?D=EERE-2012-BT-STD-0047-0070 | Labor cost derived from table 8.2.5, average capacity derived from table 7B.2.12 and 7B.2.14, Technical Support Document: Residential Boilers, December 22, 2015. https://www.regulations.gov/document?D=EERE-2012-BT-STD-0047-0070 | Assuming no incremental O&M cost | 0 | 9.9061 | PSE NEI data | No applicable non-energy benefits | 100% | Equipment 100% technically feasible within end use | System | System
Kittitas CountyMultifamily - Highly ImpactedHeat Central Gas Boiler4New | Kittitas CountyMultifamily - Highly ImpactedHeat Central Gas BoilerNew | Kittitas County | Multifamily - Highly Impacted | Heat Central Gas Boiler | 4 | Advanced Efficiency Boiler - 93% AFUE | New | Boiler - Advanced Efficiency | Advanced Efficiency Boiler - 93% AFUE | Federal Standard 2022 Boiler - 84% AFUE | per Home | 25 | Based on RTF Commercal Gas Boilersv1.2; Used residential data; Median lifetime as estimated in the DOE Technical Support Document for Consumer (Residential) Boilers | 228.1648 | 206.0844 | Using measure description efficiency metrics to adjust loads from RTF/2021P workbooks to consumptions. | Using measure description efficiency metrics to adjust loads from RTF/2021P workbooks to consumptions. | 0 | 0 | NA | NA | 725.2273 | 1471.0382 | 0 | 1160.0549 | 1508.4316 | 0 | 0 | Equipment cost derived from table 8.2.7, average capacity derived from table 7B.2.12 and 7B.2.14, Technical Support Document: Residential Boilers, December 22, 2015. https://www.regulations.gov/document?D=EERE-2012-BT-STD-0047-0070 | Labor cost derived from table 8.2.5, average capacity derived from table 7B.2.12 and 7B.2.14, Technical Support Document: Residential Boilers, December 22, 2015. https://www.regulations.gov/document?D=EERE-2012-BT-STD-0047-0070 | Assuming no incremental O&M cost | 0 | 6.439 | PSE NEI data | No applicable non-energy benefits | 100% | Equipment 100% technically feasible within end use | System | System
Kittitas CountyManufacturedHeat Central Gas Boiler4Existing | Kittitas CountyManufacturedHeat Central Gas BoilerExisting | Kittitas County | Manufactured | Heat Central Gas Boiler | 4 | Advanced Efficiency Boiler - 93% AFUE | Existing | Boiler - Advanced Efficiency | Advanced Efficiency Boiler - 93% AFUE | Federal Standard 2022 Boiler - 84% AFUE | per Home | 25 | Based on RTF Commercal Gas Boilersv1.2; Used residential data; Median lifetime as estimated in the DOE Technical Support Document for Consumer (Residential) Boilers | 566.2955 | 511.4927 | Using measure description efficiency metrics to adjust loads from RTF/2021P workbooks to consumptions. | Using measure description efficiency metrics to adjust loads from RTF/2021P workbooks to consumptions. | 0 | 0 | NA | NA | 1452.6206 | 2946.4698 | 0 | 2323.5745 | 3021.3684 | 0 | 0 | Equipment cost derived from table 8.2.7, average capacity derived from table 7B.2.12 and 7B.2.14, Technical Support Document: Residential Boilers, December 22, 2015. https://www.regulations.gov/document?D=EERE-2012-BT-STD-0047-0070 | Labor cost derived from table 8.2.5, average capacity derived from table 7B.2.12 and 7B.2.14, Technical Support Document: Residential Boilers, December 22, 2015. https://www.regulations.gov/document?D=EERE-2012-BT-STD-0047-0070 | Assuming no incremental O&M cost | 0 | 15.9812 | PSE NEI data | No applicable non-energy benefits | 100% | Equipment 100% technically feasible within end use | System | System
Kittitas CountyManufacturedHeat Central Gas Boiler4New | Kittitas CountyManufacturedHeat Central Gas BoilerNew | Kittitas County | Manufactured | Heat Central Gas Boiler | 4 | Advanced Efficiency Boiler - 93% AFUE | New | Boiler - Advanced Efficiency | Advanced Efficiency Boiler - 93% AFUE | Federal Standard 2022 Boiler - 84% AFUE | per Home | 25 | Based on RTF Commercal Gas Boilersv1.2; Used residential data; Median lifetime as estimated in the DOE Technical Support Document for Consumer (Residential) Boilers | 368.0921 | 332.4703 | Using measure description efficiency metrics to adjust loads from RTF/2021P workbooks to consumptions. | Using measure description efficiency metrics to adjust loads from RTF/2021P workbooks to consumptions. | 0 | 0 | NA | NA | 1452.6206 | 2946.4698 | 0 | 2323.5745 | 3021.3684 | 0 | 0 | Equipment cost derived from table 8.2.7, average capacity derived from table 7B.2.12 and 7B.2.14, Technical Support Document: Residential Boilers, December 22, 2015. https://www.regulations.gov/document?D=EERE-2012-BT-STD-0047-0070 | Labor cost derived from table 8.2.5, average capacity derived from table 7B.2.12 and 7B.2.14, Technical Support Document: Residential Boilers, December 22, 2015. https://www.regulations.gov/document?D=EERE-2012-BT-STD-0047-0070 | Assuming no incremental O&M cost | 0 | 10.3878 | PSE NEI data | No applicable non-energy benefits | 100% | Equipment 100% technically feasible within end use | System | System
Kittitas CountyManufactured - Highly ImpactedHeat Central Gas Boiler4Existing | Kittitas CountyManufactured - Highly ImpactedHeat Central Gas BoilerExisting | Kittitas County | Manufactured - Highly Impacted | Heat Central Gas Boiler | 4 | Advanced Efficiency Boiler - 93% AFUE | Existing | Boiler - Advanced Efficiency | Advanced Efficiency Boiler - 93% AFUE | Federal Standard 2022 Boiler - 84% AFUE | per Home | 25 | Based on RTF Commercal Gas Boilersv1.2; Used residential data; Median lifetime as estimated in the DOE Technical Support Document for Consumer (Residential) Boilers | 439.0403 | 396.5525 | Using measure description efficiency metrics to adjust loads from RTF/2021P workbooks to consumptions. | Using measure description efficiency metrics to adjust loads from RTF/2021P workbooks to consumptions. | 0 | 0 | NA | NA | 1126.1947 | 2284.3532 | 0 | 1801.432 | 2342.421 | 0 | 0 | Equipment cost derived from table 8.2.7, average capacity derived from table 7B.2.12 and 7B.2.14, Technical Support Document: Residential Boilers, December 22, 2015. https://www.regulations.gov/document?D=EERE-2012-BT-STD-0047-0070 | Labor cost derived from table 8.2.5, average capacity derived from table 7B.2.12 and 7B.2.14, Technical Support Document: Residential Boilers, December 22, 2015. https://www.regulations.gov/document?D=EERE-2012-BT-STD-0047-0070 | Assuming no incremental O&M cost | 0 | 12.39 | PSE NEI data | No applicable non-energy benefits | 100% | Equipment 100% technically feasible within end use | System | System
Kittitas CountyManufactured - Highly ImpactedHeat Central Gas Boiler4New | Kittitas CountyManufactured - Highly ImpactedHeat Central Gas BoilerNew | Kittitas County | Manufactured - Highly Impacted | Heat Central Gas Boiler | 4 | Advanced Efficiency Boiler - 93% AFUE | New | Boiler - Advanced Efficiency | Advanced Efficiency Boiler - 93% AFUE | Federal Standard 2022 Boiler - 84% AFUE | per Home | 25 | Based on RTF Commercal Gas Boilersv1.2; Used residential data; Median lifetime as estimated in the DOE Technical Support Document for Consumer (Residential) Boilers | 285.3762 | 257.7591 | Using measure description efficiency metrics to adjust loads from RTF/2021P workbooks to consumptions. | Using measure description efficiency metrics to adjust loads from RTF/2021P workbooks to consumptions. | 0 | 0 | NA | NA | 1126.1947 | 2284.3532 | 0 | 1801.432 | 2342.421 | 0 | 0 | Equipment cost derived from table 8.2.7, average capacity derived from table 7B.2.12 and 7B.2.14, Technical Support Document: Residential Boilers, December 22, 2015. https://www.regulations.gov/document?D=EERE-2012-BT-STD-0047-0070 | Labor cost derived from table 8.2.5, average capacity derived from table 7B.2.12 and 7B.2.14, Technical Support Document: Residential Boilers, December 22, 2015. https://www.regulations.gov/document?D=EERE-2012-BT-STD-0047-0070 | Assuming no incremental O&M cost | 0 | 8.0535 | PSE NEI data | No applicable non-energy benefits | 100% | Equipment 100% technically feasible within end use | System | System
Kittitas CountySingle FamilyHeat Central Gas Boiler5Existing | Kittitas CountySingle FamilyHeat Central Gas BoilerExisting | Kittitas County | Single Family | Heat Central Gas Boiler | 5 | Premium Efficiency Boiler - 95% AFUE | Existing | Boiler - Premium Efficiency | Premium Efficiency Boiler - 95% AFUE | Federal Standard 2022 Boiler - 84% AFUE | per Home | 25 | Based on RTF Commercal Gas Boilersv1.2; Used residential data; Median lifetime as estimated in the DOE Technical Support Document for Consumer (Residential) Boilers | 627.1571 | 554.5389 | Using measure description efficiency metrics to adjust loads from RTF/2021P workbooks to consumptions. | Using measure description efficiency metrics to adjust loads from RTF/2021P workbooks to consumptions. | 0 | 0 | NA | NA | 1953.0315 | 3961.4944 | 0 | 3442.7493 | 4062.1947 | 0 | 0 | Equipment cost derived from table 8.2.7, average capacity derived from table 7B.2.12 and 7B.2.14, Technical Support Document: Residential Boilers, December 22, 2015. https://www.regulations.gov/document?D=EERE-2012-BT-STD-0047-0070 | Labor cost derived from table 8.2.5, average capacity derived from table 7B.2.12 and 7B.2.14, Technical Support Document: Residential Boilers, December 22, 2015. https://www.regulations.gov/document?D=EERE-2012-BT-STD-0047-0070 | Assuming no incremental O&M cost | 0 | 21.1764 | PSE NEI data | No applicable non-energy benefits | 100% | Equipment 100% technically feasible within end use | System | System
Kittitas CountySingle FamilyHeat Central Gas Boiler5New | Kittitas CountySingle FamilyHeat Central Gas BoilerNew | Kittitas County | Single Family | Heat Central Gas Boiler | 5 | Premium Efficiency Boiler - 95% AFUE | New | Boiler - Premium Efficiency | Premium Efficiency Boiler - 95% AFUE | Federal Standard 2022 Boiler - 84% AFUE | per Home | 25 | Based on RTF Commercal Gas Boilersv1.2; Used residential data; Median lifetime as estimated in the DOE Technical Support Document for Consumer (Residential) Boilers | 407.6521 | 360.4503 | Using measure description efficiency metrics to adjust loads from RTF/2021P workbooks to consumptions. | Using measure description efficiency metrics to adjust loads from RTF/2021P workbooks to consumptions. | 0 | 0 | NA | NA | 1953.0315 | 3961.4944 | 0 | 3442.7493 | 4062.1947 | 0 | 0 | Equipment cost derived from table 8.2.7, average capacity derived from table 7B.2.12 and 7B.2.14, Technical Support Document: Residential Boilers, December 22, 2015. https://www.regulations.gov/document?D=EERE-2012-BT-STD-0047-0070 | Labor cost derived from table 8.2.5, average capacity derived from table 7B.2.12 and 7B.2.14, Technical Support Document: Residential Boilers, December 22, 2015. https://www.regulations.gov/document?D=EERE-2012-BT-STD-0047-0070 | Assuming no incremental O&M cost | 0 | 13.7647 | PSE NEI data | No applicable non-energy benefits | 100% | Equipment 100% technically feasible within end use | System | System
Kittitas CountySingle Family - Highly ImpactedHeat Central Gas Boiler5Existing | Kittitas CountySingle Family - Highly ImpactedHeat Central Gas BoilerExisting | Kittitas County | Single Family - Highly Impacted | Heat Central Gas Boiler | 5 | Premium Efficiency Boiler - 95% AFUE | Existing | Boiler - Premium Efficiency | Premium Efficiency Boiler - 95% AFUE | Federal Standard 2022 Boiler - 84% AFUE | per Home | 25 | Based on RTF Commercal Gas Boilersv1.2; Used residential data; Median lifetime as estimated in the DOE Technical Support Document for Consumer (Residential) Boilers | 451.1363 | 398.8995 | Using measure description efficiency metrics to adjust loads from RTF/2021P workbooks to consumptions. | Using measure description efficiency metrics to adjust loads from RTF/2021P workbooks to consumptions. | 0 | 0 | NA | NA | 1404.8848 | 2849.6434 | 0 | 2476.4916 | 2922.0807 | 0 | 0 | Equipment cost derived from table 8.2.7, average capacity derived from table 7B.2.12 and 7B.2.14, Technical Support Document: Residential Boilers, December 22, 2015. https://www.regulations.gov/document?D=EERE-2012-BT-STD-0047-0070 | Labor cost derived from table 8.2.5, average capacity derived from table 7B.2.12 and 7B.2.14, Technical Support Document: Residential Boilers, December 22, 2015. https://www.regulations.gov/document?D=EERE-2012-BT-STD-0047-0070 | Assuming no incremental O&M cost | 0 | 15.2329 | PSE NEI data | No applicable non-energy benefits | 100% | Equipment 100% technically feasible within end use | System | System
Kittitas CountySingle Family - Highly ImpactedHeat Central Gas Boiler5New | Kittitas CountySingle Family - Highly ImpactedHeat Central Gas BoilerNew | Kittitas County | Single Family - Highly Impacted | Heat Central Gas Boiler | 5 | Premium Efficiency Boiler - 95% AFUE | New | Boiler - Premium Efficiency | Premium Efficiency Boiler - 95% AFUE | Federal Standard 2022 Boiler - 84% AFUE | per Home | 25 | Based on RTF Commercal Gas Boilersv1.2; Used residential data; Median lifetime as estimated in the DOE Technical Support Document for Consumer (Residential) Boilers | 293.2386 | 259.2847 | Using measure description efficiency metrics to adjust loads from RTF/2021P workbooks to consumptions. | Using measure description efficiency metrics to adjust loads from RTF/2021P workbooks to consumptions. | 0 | 0 | NA | NA | 1404.8848 | 2849.6434 | 0 | 2476.4916 | 2922.0807 | 0 | 0 | Equipment cost derived from table 8.2.7, average capacity derived from table 7B.2.12 and 7B.2.14, Technical Support Document: Residential Boilers, December 22, 2015. https://www.regulations.gov/document?D=EERE-2012-BT-STD-0047-0070 | Labor cost derived from table 8.2.5, average capacity derived from table 7B.2.12 and 7B.2.14, Technical Support Document: Residential Boilers, December 22, 2015. https://www.regulations.gov/document?D=EERE-2012-BT-STD-0047-0070 | Assuming no incremental O&M cost | 0 | 9.9014 | PSE NEI data | No applicable non-energy benefits | 100% | Equipment 100% technically feasible within end use | System | System
Kittitas CountyMultifamilyHeat Central Gas Boiler5Existing | Kittitas CountyMultifamilyHeat Central Gas BoilerExisting | Kittitas County | Multifamily | Heat Central Gas Boiler | 5 | Premium Efficiency Boiler - 95% AFUE | Existing | Boiler - Premium Efficiency | Premium Efficiency Boiler - 95% AFUE | Federal Standard 2022 Boiler - 84% AFUE | per Home | 25 | Based on RTF Commercal Gas Boilersv1.2; Used residential data; Median lifetime as estimated in the DOE Technical Support Document for Consumer (Residential) Boilers | 413.5749 | 365.6873 | Using measure description efficiency metrics to adjust loads from RTF/2021P workbooks to consumptions. | Using measure description efficiency metrics to adjust loads from RTF/2021P workbooks to consumptions. | 0 | 0 | NA | NA | 854.4624 | 1733.1763 | 0 | 1506.2223 | 1777.2332 | 0 | 0 | Equipment cost derived from table 8.2.7, average capacity derived from table 7B.2.12 and 7B.2.14, Technical Support Document: Residential Boilers, December 22, 2015. https://www.regulations.gov/document?D=EERE-2012-BT-STD-0047-0070 | Labor cost derived from table 8.2.5, average capacity derived from table 7B.2.12 and 7B.2.14, Technical Support Document: Residential Boilers, December 22, 2015. https://www.regulations.gov/document?D=EERE-2012-BT-STD-0047-0070 | Assuming no incremental O&M cost | 0 | 13.9646 | PSE NEI data | No applicable non-energy benefits | 100% | Equipment 100% technically feasible within end use | System | System
Kittitas CountyMultifamilyHeat Central Gas Boiler5New | Kittitas CountyMultifamilyHeat Central Gas BoilerNew | Kittitas County | Multifamily | Heat Central Gas Boiler | 5 | Premium Efficiency Boiler - 95% AFUE | New | Boiler - Premium Efficiency | Premium Efficiency Boiler - 95% AFUE | Federal Standard 2022 Boiler - 84% AFUE | per Home | 25 | Based on RTF Commercal Gas Boilersv1.2; Used residential data; Median lifetime as estimated in the DOE Technical Support Document for Consumer (Residential) Boilers | 268.8237 | 237.6967 | Using measure description efficiency metrics to adjust loads from RTF/2021P workbooks to consumptions. | Using measure description efficiency metrics to adjust loads from RTF/2021P workbooks to consumptions. | 0 | 0 | NA | NA | 854.4624 | 1733.1763 | 0 | 1506.2223 | 1777.2332 | 0 | 0 | Equipment cost derived from table 8.2.7, average capacity derived from table 7B.2.12 and 7B.2.14, Technical Support Document: Residential Boilers, December 22, 2015. https://www.regulations.gov/document?D=EERE-2012-BT-STD-0047-0070 | Labor cost derived from table 8.2.5, average capacity derived from table 7B.2.12 and 7B.2.14, Technical Support Document: Residential Boilers, December 22, 2015. https://www.regulations.gov/document?D=EERE-2012-BT-STD-0047-0070 | Assuming no incremental O&M cost | 0 | 9.077 | PSE NEI data | No applicable non-energy benefits | 100% | Equipment 100% technically feasible within end use | System | System
Kittitas CountyMultifamily - Highly ImpactedHeat Central Gas Boiler5Existing | Kittitas CountyMultifamily - Highly ImpactedHeat Central Gas BoilerExisting | Kittitas County | Multifamily - Highly Impacted | Heat Central Gas Boiler | 5 | Premium Efficiency Boiler - 95% AFUE | Existing | Boiler - Premium Efficiency | Premium Efficiency Boiler - 95% AFUE | Federal Standard 2022 Boiler - 84% AFUE | per Home | 25 | Based on RTF Commercal Gas Boilersv1.2; Used residential data; Median lifetime as estimated in the DOE Technical Support Document for Consumer (Residential) Boilers | 351.0228 | 310.3781 | Using measure description efficiency metrics to adjust loads from RTF/2021P workbooks to consumptions. | Using measure description efficiency metrics to adjust loads from RTF/2021P workbooks to consumptions. | 0 | 0 | NA | NA | 725.2273 | 1471.0382 | 0 | 1278.4104 | 1508.4316 | 0 | 0 | Equipment cost derived from table 8.2.7, average capacity derived from table 7B.2.12 and 7B.2.14, Technical Support Document: Residential Boilers, December 22, 2015. https://www.regulations.gov/document?D=EERE-2012-BT-STD-0047-0070 | Labor cost derived from table 8.2.5, average capacity derived from table 7B.2.12 and 7B.2.14, Technical Support Document: Residential Boilers, December 22, 2015. https://www.regulations.gov/document?D=EERE-2012-BT-STD-0047-0070 | Assuming no incremental O&M cost | 0 | 11.8525 | PSE NEI data | No applicable non-energy benefits | 100% | Equipment 100% technically feasible within end use | System | System
Kittitas CountyMultifamily - Highly ImpactedHeat Central Gas Boiler5New | Kittitas CountyMultifamily - Highly ImpactedHeat Central Gas BoilerNew | Kittitas County | Multifamily - Highly Impacted | Heat Central Gas Boiler | 5 | Premium Efficiency Boiler - 95% AFUE | New | Boiler - Premium Efficiency | Premium Efficiency Boiler - 95% AFUE | Federal Standard 2022 Boiler - 84% AFUE | per Home | 25 | Based on RTF Commercal Gas Boilersv1.2; Used residential data; Median lifetime as estimated in the DOE Technical Support Document for Consumer (Residential) Boilers | 228.1648 | 201.7458 | Using measure description efficiency metrics to adjust loads from RTF/2021P workbooks to consumptions. | Using measure description efficiency metrics to adjust loads from RTF/2021P workbooks to consumptions. | 0 | 0 | NA | NA | 725.2273 | 1471.0382 | 0 | 1278.4104 | 1508.4316 | 0 | 0 | Equipment cost derived from table 8.2.7, average capacity derived from table 7B.2.12 and 7B.2.14, Technical Support Document: Residential Boilers, December 22, 2015. https://www.regulations.gov/document?D=EERE-2012-BT-STD-0047-0070 | Labor cost derived from table 8.2.5, average capacity derived from table 7B.2.12 and 7B.2.14, Technical Support Document: Residential Boilers, December 22, 2015. https://www.regulations.gov/document?D=EERE-2012-BT-STD-0047-0070 | Assuming no incremental O&M cost | 0 | 7.7041 | PSE NEI data | No applicable non-energy benefits | 100% | Equipment 100% technically feasible within end use | System | System
Kittitas CountyManufacturedHeat Central Gas Boiler5Existing | Kittitas CountyManufacturedHeat Central Gas BoilerExisting | Kittitas County | Manufactured | Heat Central Gas Boiler | 5 | Premium Efficiency Boiler - 95% AFUE | Existing | Boiler - Premium Efficiency | Premium Efficiency Boiler - 95% AFUE | Federal Standard 2022 Boiler - 84% AFUE | per Home | 25 | Based on RTF Commercal Gas Boilersv1.2; Used residential data; Median lifetime as estimated in the DOE Technical Support Document for Consumer (Residential) Boilers | 566.2955 | 500.7245 | Using measure description efficiency metrics to adjust loads from RTF/2021P workbooks to consumptions. | Using measure description efficiency metrics to adjust loads from RTF/2021P workbooks to consumptions. | 0 | 0 | NA | NA | 1452.6206 | 2946.4698 | 0 | 2560.6389 | 3021.3684 | 0 | 0 | Equipment cost derived from table 8.2.7, average capacity derived from table 7B.2.12 and 7B.2.14, Technical Support Document: Residential Boilers, December 22, 2015. https://www.regulations.gov/document?D=EERE-2012-BT-STD-0047-0070 | Labor cost derived from table 8.2.5, average capacity derived from table 7B.2.12 and 7B.2.14, Technical Support Document: Residential Boilers, December 22, 2015. https://www.regulations.gov/document?D=EERE-2012-BT-STD-0047-0070 | Assuming no incremental O&M cost | 0 | 19.1214 | PSE NEI data | No applicable non-energy benefits | 100% | Equipment 100% technically feasible within end use | System | System
Kittitas CountyManufacturedHeat Central Gas Boiler5New | Kittitas CountyManufacturedHeat Central Gas BoilerNew | Kittitas County | Manufactured | Heat Central Gas Boiler | 5 | Premium Efficiency Boiler - 95% AFUE | New | Boiler - Premium Efficiency | Premium Efficiency Boiler - 95% AFUE | Federal Standard 2022 Boiler - 84% AFUE | per Home | 25 | Based on RTF Commercal Gas Boilersv1.2; Used residential data; Median lifetime as estimated in the DOE Technical Support Document for Consumer (Residential) Boilers | 368.0921 | 325.4709 | Using measure description efficiency metrics to adjust loads from RTF/2021P workbooks to consumptions. | Using measure description efficiency metrics to adjust loads from RTF/2021P workbooks to consumptions. | 0 | 0 | NA | NA | 1452.6206 | 2946.4698 | 0 | 2560.6389 | 3021.3684 | 0 | 0 | Equipment cost derived from table 8.2.7, average capacity derived from table 7B.2.12 and 7B.2.14, Technical Support Document: Residential Boilers, December 22, 2015. https://www.regulations.gov/document?D=EERE-2012-BT-STD-0047-0070 | Labor cost derived from table 8.2.5, average capacity derived from table 7B.2.12 and 7B.2.14, Technical Support Document: Residential Boilers, December 22, 2015. https://www.regulations.gov/document?D=EERE-2012-BT-STD-0047-0070 | Assuming no incremental O&M cost | 0 | 12.4289 | PSE NEI data | No applicable non-energy benefits | 100% | Equipment 100% technically feasible within end use | System | System
Kittitas CountyManufactured - Highly ImpactedHeat Central Gas Boiler5Existing | Kittitas CountyManufactured - Highly ImpactedHeat Central Gas BoilerExisting | Kittitas County | Manufactured - Highly Impacted | Heat Central Gas Boiler | 5 | Premium Efficiency Boiler - 95% AFUE | Existing | Boiler - Premium Efficiency | Premium Efficiency Boiler - 95% AFUE | Federal Standard 2022 Boiler - 84% AFUE | per Home | 25 | Based on RTF Commercal Gas Boilersv1.2; Used residential data; Median lifetime as estimated in the DOE Technical Support Document for Consumer (Residential) Boilers | 439.0403 | 388.2041 | Using measure description efficiency metrics to adjust loads from RTF/2021P workbooks to consumptions. | Using measure description efficiency metrics to adjust loads from RTF/2021P workbooks to consumptions. | 0 | 0 | NA | NA | 1126.1947 | 2284.3532 | 0 | 1985.2244 | 2342.421 | 0 | 0 | Equipment cost derived from table 8.2.7, average capacity derived from table 7B.2.12 and 7B.2.14, Technical Support Document: Residential Boilers, December 22, 2015. https://www.regulations.gov/document?D=EERE-2012-BT-STD-0047-0070 | Labor cost derived from table 8.2.5, average capacity derived from table 7B.2.12 and 7B.2.14, Technical Support Document: Residential Boilers, December 22, 2015. https://www.regulations.gov/document?D=EERE-2012-BT-STD-0047-0070 | Assuming no incremental O&M cost | 0 | 14.8245 | PSE NEI data | No applicable non-energy benefits | 100% | Equipment 100% technically feasible within end use | System | System
Kittitas CountyManufactured - Highly ImpactedHeat Central Gas Boiler5New | Kittitas CountyManufactured - Highly ImpactedHeat Central Gas BoilerNew | Kittitas County | Manufactured - Highly Impacted | Heat Central Gas Boiler | 5 | Premium Efficiency Boiler - 95% AFUE | New | Boiler - Premium Efficiency | Premium Efficiency Boiler - 95% AFUE | Federal Standard 2022 Boiler - 84% AFUE | per Home | 25 | Based on RTF Commercal Gas Boilersv1.2; Used residential data; Median lifetime as estimated in the DOE Technical Support Document for Consumer (Residential) Boilers | 285.3762 | 252.3326 | Using measure description efficiency metrics to adjust loads from RTF/2021P workbooks to consumptions. | Using measure description efficiency metrics to adjust loads from RTF/2021P workbooks to consumptions. | 0 | 0 | NA | NA | 1126.1947 | 2284.3532 | 0 | 1985.2244 | 2342.421 | 0 | 0 | Equipment cost derived from table 8.2.7, average capacity derived from table 7B.2.12 and 7B.2.14, Technical Support Document: Residential Boilers, December 22, 2015. https://www.regulations.gov/document?D=EERE-2012-BT-STD-0047-0070 | Labor cost derived from table 8.2.5, average capacity derived from table 7B.2.12 and 7B.2.14, Technical Support Document: Residential Boilers, December 22, 2015. https://www.regulations.gov/document?D=EERE-2012-BT-STD-0047-0070 | Assuming no incremental O&M cost | 0 | 9.6359 | PSE NEI data | No applicable non-energy benefits | 100% | Equipment 100% technically feasible within end use | System | System
Kittitas CountySingle FamilyHeat Central Gas Furnace1Existing | Kittitas CountySingle FamilyHeat Central Gas FurnaceExisting | Kittitas County | Single Family | Heat Central Gas Furnace | 1 | Below Standard Furnace - 76% AFUE (Low Income) | Existing | Furnace - Below Standard | Below Standard Furnace - 76% AFUE (Low Income) | Below Standard Furnace - 76% AFUE (Low Income) | per Home | 10 | Assuming half the measure life for below standard equipment. Based on PSE Approved Furnace 2022 Business Case | 534.2104 | 534.2104 | Using measure description efficiency metrics to adjust loads from RTF/2021P workbooks to consumptions. | Using measure description efficiency metrics to adjust loads from RTF/2021P workbooks to consumptions. | 0 | 0 | NA | NA | 0 | 0 | 0 | 0 | 0 | 0 | 0 | Baseline is equal to efficient case. | Baseline is equal to efficient case. | Baseline is equal to efficient case. | 0 | 0 | No applicable non-energy benefits | No applicable non-energy benefits | 100% | Equipment 100% technically feasible within end use | System | System
Kittitas CountySingle FamilyHeat Central Gas Furnace1New | Kittitas CountySingle FamilyHeat Central Gas FurnaceNew | Kittitas County | Single Family | Heat Central Gas Furnace | 1 | Below Standard Furnace - 76% AFUE (Low Income) | New | Furnace - Below Standard | Below Standard Furnace - 76% AFUE (Low Income) | Below Standard Furnace - 76% AFUE (Low Income) | per Home | 10 | Assuming half the measure life for below standard equipment. Based on PSE Approved Furnace 2022 Business Case | 347.2367 | 347.2367 | Using measure description efficiency metrics to adjust loads from RTF/2021P workbooks to consumptions. | Using measure description efficiency metrics to adjust loads from RTF/2021P workbooks to consumptions. | 0 | 0 | NA | NA | 0 | 0 | 0 | 0 | 0 | 0 | 0 | Baseline is equal to efficient case. | Baseline is equal to efficient case. | Baseline is equal to efficient case. | 0 | 0 | No applicable non-energy benefits | No applicable non-energy benefits | 100% | Equipment 100% technically feasible within end use | System | System
Kittitas CountySingle Family - Highly ImpactedHeat Central Gas Furnace1Existing | Kittitas CountySingle Family - Highly ImpactedHeat Central Gas FurnaceExisting | Kittitas County | Single Family - Highly Impacted | Heat Central Gas Furnace | 1 | Below Standard Furnace - 76% AFUE (Low Income) | Existing | Furnace - Below Standard | Below Standard Furnace - 76% AFUE (Low Income) | Below Standard Furnace - 76% AFUE (Low Income) | per Home | 10 | Assuming half the measure life for below standard equipment. Based on PSE Approved Furnace 2022 Business Case | 384.2765 | 384.2765 | Using measure description efficiency metrics to adjust loads from RTF/2021P workbooks to consumptions. | Using measure description efficiency metrics to adjust loads from RTF/2021P workbooks to consumptions. | 0 | 0 | NA | NA | 0 | 0 | 0 | 0 | 0 | 0 | 0 | Baseline is equal to efficient case. | Baseline is equal to efficient case. | Baseline is equal to efficient case. | 0 | 0 | No applicable non-energy benefits | No applicable non-energy benefits | 100% | Equipment 100% technically feasible within end use | System | System
Kittitas CountySingle Family - Highly ImpactedHeat Central Gas Furnace1New | Kittitas CountySingle Family - Highly ImpactedHeat Central Gas FurnaceNew | Kittitas County | Single Family - Highly Impacted | Heat Central Gas Furnace | 1 | Below Standard Furnace - 76% AFUE (Low Income) | New | Furnace - Below Standard | Below Standard Furnace - 76% AFUE (Low Income) | Below Standard Furnace - 76% AFUE (Low Income) | per Home | 10 | Assuming half the measure life for below standard equipment. Based on PSE Approved Furnace 2022 Business Case | 249.7797 | 249.7797 | Using measure description efficiency metrics to adjust loads from RTF/2021P workbooks to consumptions. | Using measure description efficiency metrics to adjust loads from RTF/2021P workbooks to consumptions. | 0 | 0 | NA | NA | 0 | 0 | 0 | 0 | 0 | 0 | 0 | Baseline is equal to efficient case. | Baseline is equal to efficient case. | Baseline is equal to efficient case. | 0 | 0 | No applicable non-energy benefits | No applicable non-energy benefits | 100% | Equipment 100% technically feasible within end use | System | System
Kittitas CountyMultifamilyHeat Central Gas Furnace1Existing | Kittitas CountyMultifamilyHeat Central Gas FurnaceExisting | Kittitas County | Multifamily | Heat Central Gas Furnace | 1 | Below Standard Furnace - 76% AFUE (Low Income) | Existing | Furnace - Below Standard | Below Standard Furnace - 76% AFUE (Low Income) | Below Standard Furnace - 76% AFUE (Low Income) | per Home | 10 | Assuming half the measure life for below standard equipment. Based on PSE Approved Furnace 2022 Business Case | 352.2817 | 352.2817 | Using measure description efficiency metrics to adjust loads from RTF/2021P workbooks to consumptions. | Using measure description efficiency metrics to adjust loads from RTF/2021P workbooks to consumptions. | 0 | 0 | NA | NA | 0 | 0 | 0 | 0 | 0 | 0 | 0 | Baseline is equal to efficient case. | Baseline is equal to efficient case. | Baseline is equal to efficient case. | 0 | 0 | No applicable non-energy benefits | No applicable non-energy benefits | 100% | Equipment 100% technically feasible within end use | System | System
Kittitas CountyMultifamilyHeat Central Gas Furnace1New | Kittitas CountyMultifamilyHeat Central Gas FurnaceNew | Kittitas County | Multifamily | Heat Central Gas Furnace | 1 | Below Standard Furnace - 76% AFUE (Low Income) | New | Furnace - Below Standard | Below Standard Furnace - 76% AFUE (Low Income) | Below Standard Furnace - 76% AFUE (Low Income) | per Home | 10 | Assuming half the measure life for below standard equipment. Based on PSE Approved Furnace 2022 Business Case | 228.9831 | 228.9831 | Using measure description efficiency metrics to adjust loads from RTF/2021P workbooks to consumptions. | Using measure description efficiency metrics to adjust loads from RTF/2021P workbooks to consumptions. | 0 | 0 | NA | NA | 0 | 0 | 0 | 0 | 0 | 0 | 0 | Baseline is equal to efficient case. | Baseline is equal to efficient case. | Baseline is equal to efficient case. | 0 | 0 | No applicable non-energy benefits | No applicable non-energy benefits | 100% | Equipment 100% technically feasible within end use | System | System
Kittitas CountyMultifamily - Highly ImpactedHeat Central Gas Furnace1Existing | Kittitas CountyMultifamily - Highly ImpactedHeat Central Gas FurnaceExisting | Kittitas County | Multifamily - Highly Impacted | Heat Central Gas Furnace | 1 | Below Standard Furnace - 76% AFUE (Low Income) | Existing | Furnace - Below Standard | Below Standard Furnace - 76% AFUE (Low Income) | Below Standard Furnace - 76% AFUE (Low Income) | per Home | 10 | Assuming half the measure life for below standard equipment. Based on PSE Approved Furnace 2022 Business Case | 299.0001 | 299.0001 | Using measure description efficiency metrics to adjust loads from RTF/2021P workbooks to consumptions. | Using measure description efficiency metrics to adjust loads from RTF/2021P workbooks to consumptions. | 0 | 0 | NA | NA | 0 | 0 | 0 | 0 | 0 | 0 | 0 | Baseline is equal to efficient case. | Baseline is equal to efficient case. | Baseline is equal to efficient case. | 0 | 0 | No applicable non-energy benefits | No applicable non-energy benefits | 100% | Equipment 100% technically feasible within end use | System | System
Kittitas CountyMultifamily - Highly ImpactedHeat Central Gas Furnace1New | Kittitas CountyMultifamily - Highly ImpactedHeat Central Gas FurnaceNew | Kittitas County | Multifamily - Highly Impacted | Heat Central Gas Furnace | 1 | Below Standard Furnace - 76% AFUE (Low Income) | New | Furnace - Below Standard | Below Standard Furnace - 76% AFUE (Low Income) | Below Standard Furnace - 76% AFUE (Low Income) | per Home | 10 | Assuming half the measure life for below standard equipment. Based on PSE Approved Furnace 2022 Business Case | 194.3501 | 194.3501 | Using measure description efficiency metrics to adjust loads from RTF/2021P workbooks to consumptions. | Using measure description efficiency metrics to adjust loads from RTF/2021P workbooks to consumptions. | 0 | 0 | NA | NA | 0 | 0 | 0 | 0 | 0 | 0 | 0 | Baseline is equal to efficient case. | Baseline is equal to efficient case. | Baseline is equal to efficient case. | 0 | 0 | No applicable non-energy benefits | No applicable non-energy benefits | 100% | Equipment 100% technically feasible within end use | System | System
Kittitas CountyManufacturedHeat Central Gas Furnace1Existing | Kittitas CountyManufacturedHeat Central Gas FurnaceExisting | Kittitas County | Manufactured | Heat Central Gas Furnace | 1 | Below Standard Furnace - 76% AFUE (Low Income) | Existing | Furnace - Below Standard | Below Standard Furnace - 76% AFUE (Low Income) | Below Standard Furnace - 76% AFUE (Low Income) | per Home | 10 | Assuming half the measure life for below standard equipment. Based on PSE Approved Furnace 2022 Business Case | 482.3687 | 482.3687 | Using measure description efficiency metrics to adjust loads from RTF/2021P workbooks to consumptions. | Using measure description efficiency metrics to adjust loads from RTF/2021P workbooks to consumptions. | 0 | 0 | NA | NA | 0 | 0 | 0 | 0 | 0 | 0 | 0 | Baseline is equal to efficient case. | Baseline is equal to efficient case. | Baseline is equal to efficient case. | 0 | 0 | No applicable non-energy benefits | No applicable non-energy benefits | 100% | Equipment 100% technically feasible within end use | System | System
Kittitas CountyManufacturedHeat Central Gas Furnace1New | Kittitas CountyManufacturedHeat Central Gas FurnaceNew | Kittitas County | Manufactured | Heat Central Gas Furnace | 1 | Below Standard Furnace - 76% AFUE (Low Income) | New | Furnace - Below Standard | Below Standard Furnace - 76% AFUE (Low Income) | Below Standard Furnace - 76% AFUE (Low Income) | per Home | 10 | Assuming half the measure life for below standard equipment. Based on PSE Approved Furnace 2022 Business Case | 313.5396 | 313.5396 | Using measure description efficiency metrics to adjust loads from RTF/2021P workbooks to consumptions. | Using measure description efficiency metrics to adjust loads from RTF/2021P workbooks to consumptions. | 0 | 0 | NA | NA | 0 | 0 | 0 | 0 | 0 | 0 | 0 | Baseline is equal to efficient case. | Baseline is equal to efficient case. | Baseline is equal to efficient case. | 0 | 0 | No applicable non-energy benefits | No applicable non-energy benefits | 100% | Equipment 100% technically feasible within end use | System | System
Kittitas CountyManufactured - Highly ImpactedHeat Central Gas Furnace1Existing | Kittitas CountyManufactured - Highly ImpactedHeat Central Gas FurnaceExisting | Kittitas County | Manufactured - Highly Impacted | Heat Central Gas Furnace | 1 | Below Standard Furnace - 76% AFUE (Low Income) | Existing | Furnace - Below Standard | Below Standard Furnace - 76% AFUE (Low Income) | Below Standard Furnace - 76% AFUE (Low Income) | per Home | 10 | Assuming half the measure life for below standard equipment. Based on PSE Approved Furnace 2022 Business Case | 373.9731 | 373.9731 | Using measure description efficiency metrics to adjust loads from RTF/2021P workbooks to consumptions. | Using measure description efficiency metrics to adjust loads from RTF/2021P workbooks to consumptions. | 0 | 0 | NA | NA | 0 | 0 | 0 | 0 | 0 | 0 | 0 | Baseline is equal to efficient case. | Baseline is equal to efficient case. | Baseline is equal to efficient case. | 0 | 0 | No applicable non-energy benefits | No applicable non-energy benefits | 100% | Equipment 100% technically feasible within end use | System | System
Kittitas CountyManufactured - Highly ImpactedHeat Central Gas Furnace1New | Kittitas CountyManufactured - Highly ImpactedHeat Central Gas FurnaceNew | Kittitas County | Manufactured - Highly Impacted | Heat Central Gas Furnace | 1 | Below Standard Furnace - 76% AFUE (Low Income) | New | Furnace - Below Standard | Below Standard Furnace - 76% AFUE (Low Income) | Below Standard Furnace - 76% AFUE (Low Income) | per Home | 10 | Assuming half the measure life for below standard equipment. Based on PSE Approved Furnace 2022 Business Case | 243.0825 | 243.0825 | Using measure description efficiency metrics to adjust loads from RTF/2021P workbooks to consumptions. | Using measure description efficiency metrics to adjust loads from RTF/2021P workbooks to consumptions. | 0 | 0 | NA | NA | 0 | 0 | 0 | 0 | 0 | 0 | 0 | Baseline is equal to efficient case. | Baseline is equal to efficient case. | Baseline is equal to efficient case. | 0 | 0 | No applicable non-energy benefits | No applicable non-energy benefits | 100% | Equipment 100% technically feasible within end use | System | System
Kittitas CountySingle FamilyHeat Central Gas Furnace2Existing | Kittitas CountySingle FamilyHeat Central Gas FurnaceExisting | Kittitas County | Single Family | Heat Central Gas Furnace | 2 | Federal Standard 2016 Furnace - 80% AFUE | Existing | Furnace - Federal Standard 2016 | Federal Standard 2016 Furnace - 80% AFUE | Federal Standard 2016 Furnace - 80% AFUE | per Home | 20 | Based on PSE Approved Furnace 2022 Business Case | 507.4999 | 507.4999 | Using measure description efficiency metrics to adjust loads from RTF/2021P workbooks to consumptions. | Using measure description efficiency metrics to adjust loads from RTF/2021P workbooks to consumptions. | 0 | 0 | NA | NA | 0 | 0 | 0 | 2695.1461 | 2098.1872 | 0 | 0 | PSE Business Cases and Technical Support Document - Residential Furnaces. February 2015. Equipment cost based on total cost from Table 8.5.1 and installation cost from table 8.2.10. Representative output capacity based on input capacity from Table 5.5.1 and weighted average AFUE from Table 8I.3.1. https://www.regulations.gov/document?D=EERE-2014-BT-STD-0031-0027 | PSE Business Cases and Technical Support Document - Residential Furnaces. February 2015. Equipment cost based on total cost from Table 8.5.1 and installation cost from table 8.2.10. Representative output capacity based on input capacity from Table 5.5.1 and weighted average AFUE from Table 8I.3.1. https://www.regulations.gov/document?D=EERE-2014-BT-STD-0031-0027 | Assuming no incremental O&M cost | 0 | 0 | No applicable non-energy benefits | No applicable non-energy benefits | 100% | Equipment 100% technically feasible within end use | System | System
Kittitas CountySingle FamilyHeat Central Gas Furnace2New | Kittitas CountySingle FamilyHeat Central Gas FurnaceNew | Kittitas County | Single Family | Heat Central Gas Furnace | 2 | Federal Standard 2016 Furnace - 80% AFUE | New | Furnace - Federal Standard 2016 | Federal Standard 2016 Furnace - 80% AFUE | Federal Standard 2016 Furnace - 80% AFUE | per Home | 20 | Based on PSE Approved Furnace 2022 Business Case | 329.8749 | 329.8749 | Using measure description efficiency metrics to adjust loads from RTF/2021P workbooks to consumptions. | Using measure description efficiency metrics to adjust loads from RTF/2021P workbooks to consumptions. | 0 | 0 | NA | NA | 0 | 0 | 0 | 2695.1461 | 2098.1872 | 0 | 0 | PSE Business Cases and Technical Support Document - Residential Furnaces. February 2015. Equipment cost based on total cost from Table 8.5.1 and installation cost from table 8.2.10. Representative output capacity based on input capacity from Table 5.5.1 and weighted average AFUE from Table 8I.3.1. https://www.regulations.gov/document?D=EERE-2014-BT-STD-0031-0027 | PSE Business Cases and Technical Support Document - Residential Furnaces. February 2015. Equipment cost based on total cost from Table 8.5.1 and installation cost from table 8.2.10. Representative output capacity based on input capacity from Table 5.5.1 and weighted average AFUE from Table 8I.3.1. https://www.regulations.gov/document?D=EERE-2014-BT-STD-0031-0027 | Assuming no incremental O&M cost | 0 | 0 | No applicable non-energy benefits | No applicable non-energy benefits | 100% | Equipment 100% technically feasible within end use | System | System
Kittitas CountySingle Family - Highly ImpactedHeat Central Gas Furnace2Existing | Kittitas CountySingle Family - Highly ImpactedHeat Central Gas FurnaceExisting | Kittitas County | Single Family - Highly Impacted | Heat Central Gas Furnace | 2 | Federal Standard 2016 Furnace - 80% AFUE | Existing | Furnace - Federal Standard 2016 | Federal Standard 2016 Furnace - 80% AFUE | Federal Standard 2016 Furnace - 80% AFUE | per Home | 20 | Based on PSE Approved Furnace 2022 Business Case | 365.0626 | 365.0626 | Using measure description efficiency metrics to adjust loads from RTF/2021P workbooks to consumptions. | Using measure description efficiency metrics to adjust loads from RTF/2021P workbooks to consumptions. | 0 | 0 | NA | NA | 0 | 0 | 0 | 1938.7142 | 1509.3004 | 0 | 0 | PSE Business Cases and Technical Support Document - Residential Furnaces. February 2015. Equipment cost based on total cost from Table 8.5.1 and installation cost from table 8.2.10. Representative output capacity based on input capacity from Table 5.5.1 and weighted average AFUE from Table 8I.3.1. https://www.regulations.gov/document?D=EERE-2014-BT-STD-0031-0027 | PSE Business Cases and Technical Support Document - Residential Furnaces. February 2015. Equipment cost based on total cost from Table 8.5.1 and installation cost from table 8.2.10. Representative output capacity based on input capacity from Table 5.5.1 and weighted average AFUE from Table 8I.3.1. https://www.regulations.gov/document?D=EERE-2014-BT-STD-0031-0027 | Assuming no incremental O&M cost | 0 | 0 | No applicable non-energy benefits | No applicable non-energy benefits | 100% | Equipment 100% technically feasible within end use | System | System
Kittitas CountySingle Family - Highly ImpactedHeat Central Gas Furnace2New | Kittitas CountySingle Family - Highly ImpactedHeat Central Gas FurnaceNew | Kittitas County | Single Family - Highly Impacted | Heat Central Gas Furnace | 2 | Federal Standard 2016 Furnace - 80% AFUE | New | Furnace - Federal Standard 2016 | Federal Standard 2016 Furnace - 80% AFUE | Federal Standard 2016 Furnace - 80% AFUE | per Home | 20 | Based on PSE Approved Furnace 2022 Business Case | 237.2907 | 237.2907 | Using measure description efficiency metrics to adjust loads from RTF/2021P workbooks to consumptions. | Using measure description efficiency metrics to adjust loads from RTF/2021P workbooks to consumptions. | 0 | 0 | NA | NA | 0 | 0 | 0 | 1938.7142 | 1509.3004 | 0 | 0 | PSE Business Cases and Technical Support Document - Residential Furnaces. February 2015. Equipment cost based on total cost from Table 8.5.1 and installation cost from table 8.2.10. Representative output capacity based on input capacity from Table 5.5.1 and weighted average AFUE from Table 8I.3.1. https://www.regulations.gov/document?D=EERE-2014-BT-STD-0031-0027 | PSE Business Cases and Technical Support Document - Residential Furnaces. February 2015. Equipment cost based on total cost from Table 8.5.1 and installation cost from table 8.2.10. Representative output capacity based on input capacity from Table 5.5.1 and weighted average AFUE from Table 8I.3.1. https://www.regulations.gov/document?D=EERE-2014-BT-STD-0031-0027 | Assuming no incremental O&M cost | 0 | 0 | No applicable non-energy benefits | No applicable non-energy benefits | 100% | Equipment 100% technically feasible within end use | System | System
Kittitas CountyMultifamilyHeat Central Gas Furnace2Existing | Kittitas CountyMultifamilyHeat Central Gas FurnaceExisting | Kittitas County | Multifamily | Heat Central Gas Furnace | 2 | Federal Standard 2016 Furnace - 80% AFUE | Existing | Furnace - Federal Standard 2016 | Federal Standard 2016 Furnace - 80% AFUE | Federal Standard 2016 Furnace - 80% AFUE | per Home | 20 | Based on PSE Approved Furnace 2022 Business Case | 334.6677 | 334.6677 | Using measure description efficiency metrics to adjust loads from RTF/2021P workbooks to consumptions. | Using measure description efficiency metrics to adjust loads from RTF/2021P workbooks to consumptions. | 0 | 0 | NA | NA | 0 | 0 | 0 | 1179.1417 | 917.9688 | 0 | 0 | PSE Business Cases and Technical Support Document - Residential Furnaces. February 2015. Equipment cost based on total cost from Table 8.5.1 and installation cost from table 8.2.10. Representative output capacity based on input capacity from Table 5.5.1 and weighted average AFUE from Table 8I.3.1. https://www.regulations.gov/document?D=EERE-2014-BT-STD-0031-0027 | PSE Business Cases and Technical Support Document - Residential Furnaces. February 2015. Equipment cost based on total cost from Table 8.5.1 and installation cost from table 8.2.10. Representative output capacity based on input capacity from Table 5.5.1 and weighted average AFUE from Table 8I.3.1. https://www.regulations.gov/document?D=EERE-2014-BT-STD-0031-0027 | Assuming no incremental O&M cost | 0 | 0 | No applicable non-energy benefits | No applicable non-energy benefits | 100% | Equipment 100% technically feasible within end use | System | System
Kittitas CountyMultifamilyHeat Central Gas Furnace2New | Kittitas CountyMultifamilyHeat Central Gas FurnaceNew | Kittitas County | Multifamily | Heat Central Gas Furnace | 2 | Federal Standard 2016 Furnace - 80% AFUE | New | Furnace - Federal Standard 2016 | Federal Standard 2016 Furnace - 80% AFUE | Federal Standard 2016 Furnace - 80% AFUE | per Home | 20 | Based on PSE Approved Furnace 2022 Business Case | 217.534 | 217.534 | Using measure description efficiency metrics to adjust loads from RTF/2021P workbooks to consumptions. | Using measure description efficiency metrics to adjust loads from RTF/2021P workbooks to consumptions. | 0 | 0 | NA | NA | 0 | 0 | 0 | 1179.1417 | 917.9688 | 0 | 0 | PSE Business Cases and Technical Support Document - Residential Furnaces. February 2015. Equipment cost based on total cost from Table 8.5.1 and installation cost from table 8.2.10. Representative output capacity based on input capacity from Table 5.5.1 and weighted average AFUE from Table 8I.3.1. https://www.regulations.gov/document?D=EERE-2014-BT-STD-0031-0027 | PSE Business Cases and Technical Support Document - Residential Furnaces. February 2015. Equipment cost based on total cost from Table 8.5.1 and installation cost from table 8.2.10. Representative output capacity based on input capacity from Table 5.5.1 and weighted average AFUE from Table 8I.3.1. https://www.regulations.gov/document?D=EERE-2014-BT-STD-0031-0027 | Assuming no incremental O&M cost | 0 | 0 | No applicable non-energy benefits | No applicable non-energy benefits | 100% | Equipment 100% technically feasible within end use | System | System
Kittitas CountyMultifamily - Highly ImpactedHeat Central Gas Furnace2Existing | Kittitas CountyMultifamily - Highly ImpactedHeat Central Gas FurnaceExisting | Kittitas County | Multifamily - Highly Impacted | Heat Central Gas Furnace | 2 | Federal Standard 2016 Furnace - 80% AFUE | Existing | Furnace - Federal Standard 2016 | Federal Standard 2016 Furnace - 80% AFUE | Federal Standard 2016 Furnace - 80% AFUE | per Home | 20 | Based on PSE Approved Furnace 2022 Business Case | 284.0501 | 284.0501 | Using measure description efficiency metrics to adjust loads from RTF/2021P workbooks to consumptions. | Using measure description efficiency metrics to adjust loads from RTF/2021P workbooks to consumptions. | 0 | 0 | NA | NA | 0 | 0 | 0 | 1000.7998 | 779.1286 | 0 | 0 | PSE Business Cases and Technical Support Document - Residential Furnaces. February 2015. Equipment cost based on total cost from Table 8.5.1 and installation cost from table 8.2.10. Representative output capacity based on input capacity from Table 5.5.1 and weighted average AFUE from Table 8I.3.1. https://www.regulations.gov/document?D=EERE-2014-BT-STD-0031-0027 | PSE Business Cases and Technical Support Document - Residential Furnaces. February 2015. Equipment cost based on total cost from Table 8.5.1 and installation cost from table 8.2.10. Representative output capacity based on input capacity from Table 5.5.1 and weighted average AFUE from Table 8I.3.1. https://www.regulations.gov/document?D=EERE-2014-BT-STD-0031-0027 | Assuming no incremental O&M cost | 0 | 0 | No applicable non-energy benefits | No applicable non-energy benefits | 100% | Equipment 100% technically feasible within end use | System | System
Kittitas CountyMultifamily - Highly ImpactedHeat Central Gas Furnace2New | Kittitas CountyMultifamily - Highly ImpactedHeat Central Gas FurnaceNew | Kittitas County | Multifamily - Highly Impacted | Heat Central Gas Furnace | 2 | Federal Standard 2016 Furnace - 80% AFUE | New | Furnace - Federal Standard 2016 | Federal Standard 2016 Furnace - 80% AFUE | Federal Standard 2016 Furnace - 80% AFUE | per Home | 20 | Based on PSE Approved Furnace 2022 Business Case | 184.6326 | 184.6326 | Using measure description efficiency metrics to adjust loads from RTF/2021P workbooks to consumptions. | Using measure description efficiency metrics to adjust loads from RTF/2021P workbooks to consumptions. | 0 | 0 | NA | NA | 0 | 0 | 0 | 1000.7998 | 779.1286 | 0 | 0 | PSE Business Cases and Technical Support Document - Residential Furnaces. February 2015. Equipment cost based on total cost from Table 8.5.1 and installation cost from table 8.2.10. Representative output capacity based on input capacity from Table 5.5.1 and weighted average AFUE from Table 8I.3.1. https://www.regulations.gov/document?D=EERE-2014-BT-STD-0031-0027 | PSE Business Cases and Technical Support Document - Residential Furnaces. February 2015. Equipment cost based on total cost from Table 8.5.1 and installation cost from table 8.2.10. Representative output capacity based on input capacity from Table 5.5.1 and weighted average AFUE from Table 8I.3.1. https://www.regulations.gov/document?D=EERE-2014-BT-STD-0031-0027 | Assuming no incremental O&M cost | 0 | 0 | No applicable non-energy benefits | No applicable non-energy benefits | 100% | Equipment 100% technically feasible within end use | System | System
Kittitas CountyManufacturedHeat Central Gas Furnace2Existing | Kittitas CountyManufacturedHeat Central Gas FurnaceExisting | Kittitas County | Manufactured | Heat Central Gas Furnace | 2 | Federal Standard 2016 Furnace - 80% AFUE | Existing | Furnace - Federal Standard 2016 | Federal Standard 2016 Furnace - 80% AFUE | Federal Standard 2016 Furnace - 80% AFUE | per Home | 20 | Based on PSE Approved Furnace 2022 Business Case | 458.2502 | 458.2502 | Using measure description efficiency metrics to adjust loads from RTF/2021P workbooks to consumptions. | Using measure description efficiency metrics to adjust loads from RTF/2021P workbooks to consumptions. | 0 | 0 | NA | NA | 0 | 0 | 0 | 2004.5886 | 1560.5841 | 0 | 0 | PSE Business Cases and Technical Support Document - Residential Furnaces. February 2015. Equipment cost based on total cost from Table 8.5.1 and installation cost from table 8.2.10. Representative output capacity based on input capacity from Table 5.5.1 and weighted average AFUE from Table 8I.3.1. https://www.regulations.gov/document?D=EERE-2014-BT-STD-0031-0027 | PSE Business Cases and Technical Support Document - Residential Furnaces. February 2015. Equipment cost based on total cost from Table 8.5.1 and installation cost from table 8.2.10. Representative output capacity based on input capacity from Table 5.5.1 and weighted average AFUE from Table 8I.3.1. https://www.regulations.gov/document?D=EERE-2014-BT-STD-0031-0027 | Assuming no incremental O&M cost | 0 | 0 | No applicable non-energy benefits | No applicable non-energy benefits | 100% | Equipment 100% technically feasible within end use | System | System
Kittitas CountyManufacturedHeat Central Gas Furnace2New | Kittitas CountyManufacturedHeat Central Gas FurnaceNew | Kittitas County | Manufactured | Heat Central Gas Furnace | 2 | Federal Standard 2016 Furnace - 80% AFUE | New | Furnace - Federal Standard 2016 | Federal Standard 2016 Furnace - 80% AFUE | Federal Standard 2016 Furnace - 80% AFUE | per Home | 20 | Based on PSE Approved Furnace 2022 Business Case | 297.8627 | 297.8627 | Using measure description efficiency metrics to adjust loads from RTF/2021P workbooks to consumptions. | Using measure description efficiency metrics to adjust loads from RTF/2021P workbooks to consumptions. | 0 | 0 | NA | NA | 0 | 0 | 0 | 2004.5886 | 1560.5841 | 0 | 0 | PSE Business Cases and Technical Support Document - Residential Furnaces. February 2015. Equipment cost based on total cost from Table 8.5.1 and installation cost from table 8.2.10. Representative output capacity based on input capacity from Table 5.5.1 and weighted average AFUE from Table 8I.3.1. https://www.regulations.gov/document?D=EERE-2014-BT-STD-0031-0027 | PSE Business Cases and Technical Support Document - Residential Furnaces. February 2015. Equipment cost based on total cost from Table 8.5.1 and installation cost from table 8.2.10. Representative output capacity based on input capacity from Table 5.5.1 and weighted average AFUE from Table 8I.3.1. https://www.regulations.gov/document?D=EERE-2014-BT-STD-0031-0027 | Assuming no incremental O&M cost | 0 | 0 | No applicable non-energy benefits | No applicable non-energy benefits | 100% | Equipment 100% technically feasible within end use | System | System
Kittitas CountyManufactured - Highly ImpactedHeat Central Gas Furnace2Existing | Kittitas CountyManufactured - Highly ImpactedHeat Central Gas FurnaceExisting | Kittitas County | Manufactured - Highly Impacted | Heat Central Gas Furnace | 2 | Federal Standard 2016 Furnace - 80% AFUE | Existing | Furnace - Federal Standard 2016 | Federal Standard 2016 Furnace - 80% AFUE | Federal Standard 2016 Furnace - 80% AFUE | per Home | 20 | Based on PSE Approved Furnace 2022 Business Case | 355.2744 | 355.2744 | Using measure description efficiency metrics to adjust loads from RTF/2021P workbooks to consumptions. | Using measure description efficiency metrics to adjust loads from RTF/2021P workbooks to consumptions. | 0 | 0 | NA | NA | 0 | 0 | 0 | 1554.1271 | 1209.8971 | 0 | 0 | PSE Business Cases and Technical Support Document - Residential Furnaces. February 2015. Equipment cost based on total cost from Table 8.5.1 and installation cost from table 8.2.10. Representative output capacity based on input capacity from Table 5.5.1 and weighted average AFUE from Table 8I.3.1. https://www.regulations.gov/document?D=EERE-2014-BT-STD-0031-0027 | PSE Business Cases and Technical Support Document - Residential Furnaces. February 2015. Equipment cost based on total cost from Table 8.5.1 and installation cost from table 8.2.10. Representative output capacity based on input capacity from Table 5.5.1 and weighted average AFUE from Table 8I.3.1. https://www.regulations.gov/document?D=EERE-2014-BT-STD-0031-0027 | Assuming no incremental O&M cost | 0 | 0 | No applicable non-energy benefits | No applicable non-energy benefits | 100% | Equipment 100% technically feasible within end use | System | System
Kittitas CountyManufactured - Highly ImpactedHeat Central Gas Furnace2New | Kittitas CountyManufactured - Highly ImpactedHeat Central Gas FurnaceNew | Kittitas County | Manufactured - Highly Impacted | Heat Central Gas Furnace | 2 | Federal Standard 2016 Furnace - 80% AFUE | New | Furnace - Federal Standard 2016 | Federal Standard 2016 Furnace - 80% AFUE | Federal Standard 2016 Furnace - 80% AFUE | per Home | 20 | Based on PSE Approved Furnace 2022 Business Case | 230.9284 | 230.9284 | Using measure description efficiency metrics to adjust loads from RTF/2021P workbooks to consumptions. | Using measure description efficiency metrics to adjust loads from RTF/2021P workbooks to consumptions. | 0 | 0 | NA | NA | 0 | 0 | 0 | 1554.1271 | 1209.8971 | 0 | 0 | PSE Business Cases and Technical Support Document - Residential Furnaces. February 2015. Equipment cost based on total cost from Table 8.5.1 and installation cost from table 8.2.10. Representative output capacity based on input capacity from Table 5.5.1 and weighted average AFUE from Table 8I.3.1. https://www.regulations.gov/document?D=EERE-2014-BT-STD-0031-0027 | PSE Business Cases and Technical Support Document - Residential Furnaces. February 2015. Equipment cost based on total cost from Table 8.5.1 and installation cost from table 8.2.10. Representative output capacity based on input capacity from Table 5.5.1 and weighted average AFUE from Table 8I.3.1. https://www.regulations.gov/document?D=EERE-2014-BT-STD-0031-0027 | Assuming no incremental O&M cost | 0 | 0 | No applicable non-energy benefits | No applicable non-energy benefits | 100% | Equipment 100% technically feasible within end use | System | System
Kittitas CountySingle FamilyHeat Central Gas Furnace3Existing | Kittitas CountySingle FamilyHeat Central Gas FurnaceExisting | Kittitas County | Single Family | Heat Central Gas Furnace | 3 | Market Standard Furnace | Existing | Furnace - Market Standard | Market Standard Furnace | Market Standard Furnace | per Home | 20 | Based on PSE Approved Furnace 2022 Business Case | 472.0929 | 472.0929 | Using measure description efficiency metrics to adjust loads from RTF/2021P workbooks to consumptions. | Using measure description efficiency metrics to adjust loads from RTF/2021P workbooks to consumptions. | 0 | 0 | NA | NA | 0 | 0 | 0 | 0 | 0 | 0 | 0 | Baseline is equal to efficient case. | Baseline is equal to efficient case. | Baseline is equal to efficient case. | 0 | 0 | No applicable non-energy benefits | No applicable non-energy benefits | 100% | Equipment 100% technically feasible within end use | System | System
Kittitas CountySingle FamilyHeat Central Gas Furnace3New | Kittitas CountySingle FamilyHeat Central Gas FurnaceNew | Kittitas County | Single Family | Heat Central Gas Furnace | 3 | Market Standard Furnace | New | Furnace - Market Standard | Market Standard Furnace | Market Standard Furnace | per Home | 20 | Based on PSE Approved Furnace 2022 Business Case | 306.8604 | 306.8604 | Using measure description efficiency metrics to adjust loads from RTF/2021P workbooks to consumptions. | Using measure description efficiency metrics to adjust loads from RTF/2021P workbooks to consumptions. | 0 | 0 | NA | NA | 0 | 0 | 0 | 0 | 0 | 0 | 0 | Baseline is equal to efficient case. | Baseline is equal to efficient case. | Baseline is equal to efficient case. | 0 | 0 | No applicable non-energy benefits | No applicable non-energy benefits | 100% | Equipment 100% technically feasible within end use | System | System
Kittitas CountySingle Family - Highly ImpactedHeat Central Gas Furnace3Existing | Kittitas CountySingle Family - Highly ImpactedHeat Central Gas FurnaceExisting | Kittitas County | Single Family - Highly Impacted | Heat Central Gas Furnace | 3 | Market Standard Furnace | Existing | Furnace - Market Standard | Market Standard Furnace | Market Standard Furnace | per Home | 20 | Based on PSE Approved Furnace 2022 Business Case | 339.5932 | 339.5932 | Using measure description efficiency metrics to adjust loads from RTF/2021P workbooks to consumptions. | Using measure description efficiency metrics to adjust loads from RTF/2021P workbooks to consumptions. | 0 | 0 | NA | NA | 0 | 0 | 0 | 0 | 0 | 0 | 0 | Baseline is equal to efficient case. | Baseline is equal to efficient case. | Baseline is equal to efficient case. | 0 | 0 | No applicable non-energy benefits | No applicable non-energy benefits | 100% | Equipment 100% technically feasible within end use | System | System
Kittitas CountySingle Family - Highly ImpactedHeat Central Gas Furnace3New | Kittitas CountySingle Family - Highly ImpactedHeat Central Gas FurnaceNew | Kittitas County | Single Family - Highly Impacted | Heat Central Gas Furnace | 3 | Market Standard Furnace | New | Furnace - Market Standard | Market Standard Furnace | Market Standard Furnace | per Home | 20 | Based on PSE Approved Furnace 2022 Business Case | 220.7356 | 220.7356 | Using measure description efficiency metrics to adjust loads from RTF/2021P workbooks to consumptions. | Using measure description efficiency metrics to adjust loads from RTF/2021P workbooks to consumptions. | 0 | 0 | NA | NA | 0 | 0 | 0 | 0 | 0 | 0 | 0 | Baseline is equal to efficient case. | Baseline is equal to efficient case. | Baseline is equal to efficient case. | 0 | 0 | No applicable non-energy benefits | No applicable non-energy benefits | 100% | Equipment 100% technically feasible within end use | System | System
Kittitas CountyMultifamilyHeat Central Gas Furnace3Existing | Kittitas CountyMultifamilyHeat Central Gas FurnaceExisting | Kittitas County | Multifamily | Heat Central Gas Furnace | 3 | Market Standard Furnace | Existing | Furnace - Market Standard | Market Standard Furnace | Market Standard Furnace | per Home | 20 | Based on PSE Approved Furnace 2022 Business Case | 311.3187 | 311.3187 | Using measure description efficiency metrics to adjust loads from RTF/2021P workbooks to consumptions. | Using measure description efficiency metrics to adjust loads from RTF/2021P workbooks to consumptions. | 0 | 0 | NA | NA | 0 | 0 | 0 | 0 | 0 | 0 | 0 | Baseline is equal to efficient case. | Baseline is equal to efficient case. | Baseline is equal to efficient case. | 0 | 0 | No applicable non-energy benefits | No applicable non-energy benefits | 100% | Equipment 100% technically feasible within end use | System | System
Kittitas CountyMultifamilyHeat Central Gas Furnace3New | Kittitas CountyMultifamilyHeat Central Gas FurnaceNew | Kittitas County | Multifamily | Heat Central Gas Furnace | 3 | Market Standard Furnace | New | Furnace - Market Standard | Market Standard Furnace | Market Standard Furnace | per Home | 20 | Based on PSE Approved Furnace 2022 Business Case | 202.3572 | 202.3572 | Using measure description efficiency metrics to adjust loads from RTF/2021P workbooks to consumptions. | Using measure description efficiency metrics to adjust loads from RTF/2021P workbooks to consumptions. | 0 | 0 | NA | NA | 0 | 0 | 0 | 0 | 0 | 0 | 0 | Baseline is equal to efficient case. | Baseline is equal to efficient case. | Baseline is equal to efficient case. | 0 | 0 | No applicable non-energy benefits | No applicable non-energy benefits | 100% | Equipment 100% technically feasible within end use | System | System
Kittitas CountyMultifamily - Highly ImpactedHeat Central Gas Furnace3Existing | Kittitas CountyMultifamily - Highly ImpactedHeat Central Gas FurnaceExisting | Kittitas County | Multifamily - Highly Impacted | Heat Central Gas Furnace | 3 | Market Standard Furnace | Existing | Furnace - Market Standard | Market Standard Furnace | Market Standard Furnace | per Home | 20 | Based on PSE Approved Furnace 2022 Business Case | 264.2327 | 264.2327 | Using measure description efficiency metrics to adjust loads from RTF/2021P workbooks to consumptions. | Using measure description efficiency metrics to adjust loads from RTF/2021P workbooks to consumptions. | 0 | 0 | NA | NA | 0 | 0 | 0 | 0 | 0 | 0 | 0 | Baseline is equal to efficient case. | Baseline is equal to efficient case. | Baseline is equal to efficient case. | 0 | 0 | No applicable non-energy benefits | No applicable non-energy benefits | 100% | Equipment 100% technically feasible within end use | System | System
Kittitas CountyMultifamily - Highly ImpactedHeat Central Gas Furnace3New | Kittitas CountyMultifamily - Highly ImpactedHeat Central Gas FurnaceNew | Kittitas County | Multifamily - Highly Impacted | Heat Central Gas Furnace | 3 | Market Standard Furnace | New | Furnace - Market Standard | Market Standard Furnace | Market Standard Furnace | per Home | 20 | Based on PSE Approved Furnace 2022 Business Case | 171.7512 | 171.7512 | Using measure description efficiency metrics to adjust loads from RTF/2021P workbooks to consumptions. | Using measure description efficiency metrics to adjust loads from RTF/2021P workbooks to consumptions. | 0 | 0 | NA | NA | 0 | 0 | 0 | 0 | 0 | 0 | 0 | Baseline is equal to efficient case. | Baseline is equal to efficient case. | Baseline is equal to efficient case. | 0 | 0 | No applicable non-energy benefits | No applicable non-energy benefits | 100% | Equipment 100% technically feasible within end use | System | System
Kittitas CountyManufacturedHeat Central Gas Furnace3Existing | Kittitas CountyManufacturedHeat Central Gas FurnaceExisting | Kittitas County | Manufactured | Heat Central Gas Furnace | 3 | Market Standard Furnace | Existing | Furnace - Market Standard | Market Standard Furnace | Market Standard Furnace | per Home | 20 | Based on PSE Approved Furnace 2022 Business Case | 442.7539 | 442.7539 | Using measure description efficiency metrics to adjust loads from RTF/2021P workbooks to consumptions. | Using measure description efficiency metrics to adjust loads from RTF/2021P workbooks to consumptions. | 0 | 0 | NA | NA | 0 | 0 | 0 | 0 | 0 | 0 | 0 | Baseline is equal to efficient case. | Baseline is equal to efficient case. | Baseline is equal to efficient case. | 0 | 0 | No applicable non-energy benefits | No applicable non-energy benefits | 100% | Equipment 100% technically feasible within end use | System | System
Kittitas CountyManufacturedHeat Central Gas Furnace3New | Kittitas CountyManufacturedHeat Central Gas FurnaceNew | Kittitas County | Manufactured | Heat Central Gas Furnace | 3 | Market Standard Furnace | New | Furnace - Market Standard | Market Standard Furnace | Market Standard Furnace | per Home | 20 | Based on PSE Approved Furnace 2022 Business Case | 287.79 | 287.79 | Using measure description efficiency metrics to adjust loads from RTF/2021P workbooks to consumptions. | Using measure description efficiency metrics to adjust loads from RTF/2021P workbooks to consumptions. | 0 | 0 | NA | NA | 0 | 0 | 0 | 0 | 0 | 0 | 0 | Baseline is equal to efficient case. | Baseline is equal to efficient case. | Baseline is equal to efficient case. | 0 | 0 | No applicable non-energy benefits | No applicable non-energy benefits | 100% | Equipment 100% technically feasible within end use | System | System
Kittitas CountyManufactured - Highly ImpactedHeat Central Gas Furnace3Existing | Kittitas CountyManufactured - Highly ImpactedHeat Central Gas FurnaceExisting | Kittitas County | Manufactured - Highly Impacted | Heat Central Gas Furnace | 3 | Market Standard Furnace | Existing | Furnace - Market Standard | Market Standard Furnace | Market Standard Furnace | per Home | 20 | Based on PSE Approved Furnace 2022 Business Case | 343.2603 | 343.2603 | Using measure description efficiency metrics to adjust loads from RTF/2021P workbooks to consumptions. | Using measure description efficiency metrics to adjust loads from RTF/2021P workbooks to consumptions. | 0 | 0 | NA | NA | 0 | 0 | 0 | 0 | 0 | 0 | 0 | Baseline is equal to efficient case. | Baseline is equal to efficient case. | Baseline is equal to efficient case. | 0 | 0 | No applicable non-energy benefits | No applicable non-energy benefits | 100% | Equipment 100% technically feasible within end use | System | System
Kittitas CountyManufactured - Highly ImpactedHeat Central Gas Furnace3New | Kittitas CountyManufactured - Highly ImpactedHeat Central Gas FurnaceNew | Kittitas County | Manufactured - Highly Impacted | Heat Central Gas Furnace | 3 | Market Standard Furnace | New | Furnace - Market Standard | Market Standard Furnace | Market Standard Furnace | per Home | 20 | Based on PSE Approved Furnace 2022 Business Case | 223.1192 | 223.1192 | Using measure description efficiency metrics to adjust loads from RTF/2021P workbooks to consumptions. | Using measure description efficiency metrics to adjust loads from RTF/2021P workbooks to consumptions. | 0 | 0 | NA | NA | 0 | 0 | 0 | 0 | 0 | 0 | 0 | Baseline is equal to efficient case. | Baseline is equal to efficient case. | Baseline is equal to efficient case. | 0 | 0 | No applicable non-energy benefits | No applicable non-energy benefits | 100% | Equipment 100% technically feasible within end use | System | System
Kittitas CountySingle FamilyHeat Central Gas Furnace4Existing | Kittitas CountySingle FamilyHeat Central Gas FurnaceExisting | Kittitas County | Single Family | Heat Central Gas Furnace | 4 | ENERGY STAR Furnace - 95% AFUE | Existing | Furnace - ENERGY STAR | ENERGY STAR Furnace - 95% AFUE | Federal Standard 2016 Furnace - 80% AFUE | per Home | 20 | Based on PSE Approved Furnace 2022 Business Case | 507.4999 | 427.3683 | Using measure description efficiency metrics to adjust loads from RTF/2021P workbooks to consumptions. | Using measure description efficiency metrics to adjust loads from RTF/2021P workbooks to consumptions. | 0 | 0 | NA | NA | 2695.1461 | 2098.1872 | 0 | 3507.0891 | 2724.2443 | 0 | 0 | PSE Business Cases and Technical Support Document - Residential Furnaces. February 2015. Equipment cost based on total cost from Table 8.5.1 and installation cost from table 8.2.10. Representative output capacity based on input capacity from Table 5.5.1 and weighted average AFUE from Table 8I.3.1. https://www.regulations.gov/document?D=EERE-2014-BT-STD-0031-0027 | PSE Business Cases and Technical Support Document - Residential Furnaces. February 2015. Equipment cost based on total cost from Table 8.5.1 and installation cost from table 8.2.10. Representative output capacity based on input capacity from Table 5.5.1 and weighted average AFUE from Table 8I.3.1. https://www.regulations.gov/document?D=EERE-2014-BT-STD-0031-0027 | Assuming no incremental O&M cost | 0 | 24.009 | PSE NEI data | No applicable non-energy benefits | 100% | Equipment 100% technically feasible within end use | System | System
Kittitas CountySingle FamilyHeat Central Gas Furnace4New | Kittitas CountySingle FamilyHeat Central Gas FurnaceNew | Kittitas County | Single Family | Heat Central Gas Furnace | 4 | ENERGY STAR Furnace - 95% AFUE | New | Furnace - ENERGY STAR | ENERGY STAR Furnace - 95% AFUE | Federal Standard 2016 Furnace - 80% AFUE | per Home | 20 | Based on PSE Approved Furnace 2022 Business Case | 329.8749 | 277.7894 | Using measure description efficiency metrics to adjust loads from RTF/2021P workbooks to consumptions. | Using measure description efficiency metrics to adjust loads from RTF/2021P workbooks to consumptions. | 0 | 0 | NA | NA | 2695.1461 | 2098.1872 | 0 | 3507.0891 | 2724.2443 | 0 | 0 | PSE Business Cases and Technical Support Document - Residential Furnaces. February 2015. Equipment cost based on total cost from Table 8.5.1 and installation cost from table 8.2.10. Representative output capacity based on input capacity from Table 5.5.1 and weighted average AFUE from Table 8I.3.1. https://www.regulations.gov/document?D=EERE-2014-BT-STD-0031-0027 | PSE Business Cases and Technical Support Document - Residential Furnaces. February 2015. Equipment cost based on total cost from Table 8.5.1 and installation cost from table 8.2.10. Representative output capacity based on input capacity from Table 5.5.1 and weighted average AFUE from Table 8I.3.1. https://www.regulations.gov/document?D=EERE-2014-BT-STD-0031-0027 | Assuming no incremental O&M cost | 0 | 15.6059 | PSE NEI data | No applicable non-energy benefits | 100% | Equipment 100% technically feasible within end use | System | System
Kittitas CountySingle Family - Highly ImpactedHeat Central Gas Furnace4Existing | Kittitas CountySingle Family - Highly ImpactedHeat Central Gas FurnaceExisting | Kittitas County | Single Family - Highly Impacted | Heat Central Gas Furnace | 4 | ENERGY STAR Furnace - 95% AFUE | Existing | Furnace - ENERGY STAR | ENERGY STAR Furnace - 95% AFUE | Federal Standard 2016 Furnace - 80% AFUE | per Home | 20 | Based on PSE Approved Furnace 2022 Business Case | 365.0626 | 307.4212 | Using measure description efficiency metrics to adjust loads from RTF/2021P workbooks to consumptions. | Using measure description efficiency metrics to adjust loads from RTF/2021P workbooks to consumptions. | 0 | 0 | NA | NA | 1938.7142 | 1509.3004 | 0 | 2522.7735 | 1959.6455 | 0 | 0 | PSE Business Cases and Technical Support Document - Residential Furnaces. February 2015. Equipment cost based on total cost from Table 8.5.1 and installation cost from table 8.2.10. Representative output capacity based on input capacity from Table 5.5.1 and weighted average AFUE from Table 8I.3.1. https://www.regulations.gov/document?D=EERE-2014-BT-STD-0031-0027 | PSE Business Cases and Technical Support Document - Residential Furnaces. February 2015. Equipment cost based on total cost from Table 8.5.1 and installation cost from table 8.2.10. Representative output capacity based on input capacity from Table 5.5.1 and weighted average AFUE from Table 8I.3.1. https://www.regulations.gov/document?D=EERE-2014-BT-STD-0031-0027 | Assuming no incremental O&M cost | 0 | 29.9827 | PSE NEI data | No applicable non-energy benefits | 100% | Equipment 100% technically feasible within end use | System | System
Kittitas CountySingle Family - Highly ImpactedHeat Central Gas Furnace4New | Kittitas CountySingle Family - Highly ImpactedHeat Central Gas FurnaceNew | Kittitas County | Single Family - Highly Impacted | Heat Central Gas Furnace | 4 | ENERGY STAR Furnace - 95% AFUE | New | Furnace - ENERGY STAR | ENERGY STAR Furnace - 95% AFUE | Federal Standard 2016 Furnace - 80% AFUE | per Home | 20 | Based on PSE Approved Furnace 2022 Business Case | 237.2907 | 199.8238 | Using measure description efficiency metrics to adjust loads from RTF/2021P workbooks to consumptions. | Using measure description efficiency metrics to adjust loads from RTF/2021P workbooks to consumptions. | 0 | 0 | NA | NA | 1938.7142 | 1509.3004 | 0 | 2522.7735 | 1959.6455 | 0 | 0 | PSE Business Cases and Technical Support Document - Residential Furnaces. February 2015. Equipment cost based on total cost from Table 8.5.1 and installation cost from table 8.2.10. Representative output capacity based on input capacity from Table 5.5.1 and weighted average AFUE from Table 8I.3.1. https://www.regulations.gov/document?D=EERE-2014-BT-STD-0031-0027 | PSE Business Cases and Technical Support Document - Residential Furnaces. February 2015. Equipment cost based on total cost from Table 8.5.1 and installation cost from table 8.2.10. Representative output capacity based on input capacity from Table 5.5.1 and weighted average AFUE from Table 8I.3.1. https://www.regulations.gov/document?D=EERE-2014-BT-STD-0031-0027 | Assuming no incremental O&M cost | 0 | 19.4887 | PSE NEI data | No applicable non-energy benefits | 100% | Equipment 100% technically feasible within end use | System | System
Kittitas CountyMultifamilyHeat Central Gas Furnace4Existing | Kittitas CountyMultifamilyHeat Central Gas FurnaceExisting | Kittitas County | Multifamily | Heat Central Gas Furnace | 4 | ENERGY STAR Furnace - 95% AFUE | Existing | Furnace - ENERGY STAR | ENERGY STAR Furnace - 95% AFUE | Federal Standard 2016 Furnace - 80% AFUE | per Home | 20 | Based on PSE Approved Furnace 2022 Business Case | 334.6677 | 281.8254 | Using measure description efficiency metrics to adjust loads from RTF/2021P workbooks to consumptions. | Using measure description efficiency metrics to adjust loads from RTF/2021P workbooks to consumptions. | 0 | 0 | NA | NA | 1179.1417 | 917.9688 | 0 | 1534.3714 | 1191.8723 | 0 | 0 | PSE Business Cases and Technical Support Document - Residential Furnaces. February 2015. Equipment cost based on total cost from Table 8.5.1 and installation cost from table 8.2.10. Representative output capacity based on input capacity from Table 5.5.1 and weighted average AFUE from Table 8I.3.1. https://www.regulations.gov/document?D=EERE-2014-BT-STD-0031-0027 | PSE Business Cases and Technical Support Document - Residential Furnaces. February 2015. Equipment cost based on total cost from Table 8.5.1 and installation cost from table 8.2.10. Representative output capacity based on input capacity from Table 5.5.1 and weighted average AFUE from Table 8I.3.1. https://www.regulations.gov/document?D=EERE-2014-BT-STD-0031-0027 | Assuming no incremental O&M cost | 0 | 15.8326 | PSE NEI data | No applicable non-energy benefits | 100% | Equipment 100% technically feasible within end use | System | System
Kittitas CountyMultifamilyHeat Central Gas Furnace4New | Kittitas CountyMultifamilyHeat Central Gas FurnaceNew | Kittitas County | Multifamily | Heat Central Gas Furnace | 4 | ENERGY STAR Furnace - 95% AFUE | New | Furnace - ENERGY STAR | ENERGY STAR Furnace - 95% AFUE | Federal Standard 2016 Furnace - 80% AFUE | per Home | 20 | Based on PSE Approved Furnace 2022 Business Case | 217.534 | 183.1865 | Using measure description efficiency metrics to adjust loads from RTF/2021P workbooks to consumptions. | Using measure description efficiency metrics to adjust loads from RTF/2021P workbooks to consumptions. | 0 | 0 | NA | NA | 1179.1417 | 917.9688 | 0 | 1534.3714 | 1191.8723 | 0 | 0 | PSE Business Cases and Technical Support Document - Residential Furnaces. February 2015. Equipment cost based on total cost from Table 8.5.1 and installation cost from table 8.2.10. Representative output capacity based on input capacity from Table 5.5.1 and weighted average AFUE from Table 8I.3.1. https://www.regulations.gov/document?D=EERE-2014-BT-STD-0031-0027 | PSE Business Cases and Technical Support Document - Residential Furnaces. February 2015. Equipment cost based on total cost from Table 8.5.1 and installation cost from table 8.2.10. Representative output capacity based on input capacity from Table 5.5.1 and weighted average AFUE from Table 8I.3.1. https://www.regulations.gov/document?D=EERE-2014-BT-STD-0031-0027 | Assuming no incremental O&M cost | 0 | 10.2912 | PSE NEI data | No applicable non-energy benefits | 100% | Equipment 100% technically feasible within end use | System | System
Kittitas CountyMultifamily - Highly ImpactedHeat Central Gas Furnace4Existing | Kittitas CountyMultifamily - Highly ImpactedHeat Central Gas FurnaceExisting | Kittitas County | Multifamily - Highly Impacted | Heat Central Gas Furnace | 4 | ENERGY STAR Furnace - 95% AFUE | Existing | Furnace - ENERGY STAR | ENERGY STAR Furnace - 95% AFUE | Federal Standard 2016 Furnace - 80% AFUE | per Home | 20 | Based on PSE Approved Furnace 2022 Business Case | 284.0501 | 239.2001 | Using measure description efficiency metrics to adjust loads from RTF/2021P workbooks to consumptions. | Using measure description efficiency metrics to adjust loads from RTF/2021P workbooks to consumptions. | 0 | 0 | NA | NA | 1000.7998 | 779.1286 | 0 | 1302.302 | 1011.6049 | 0 | 0 | PSE Business Cases and Technical Support Document - Residential Furnaces. February 2015. Equipment cost based on total cost from Table 8.5.1 and installation cost from table 8.2.10. Representative output capacity based on input capacity from Table 5.5.1 and weighted average AFUE from Table 8I.3.1. https://www.regulations.gov/document?D=EERE-2014-BT-STD-0031-0027 | PSE Business Cases and Technical Support Document - Residential Furnaces. February 2015. Equipment cost based on total cost from Table 8.5.1 and installation cost from table 8.2.10. Representative output capacity based on input capacity from Table 5.5.1 and weighted average AFUE from Table 8I.3.1. https://www.regulations.gov/document?D=EERE-2014-BT-STD-0031-0027 | Assuming no incremental O&M cost | 0 | 4.3959 | PSE NEI data | No applicable non-energy benefits | 100% | Equipment 100% technically feasible within end use | System | System
Kittitas CountyMultifamily - Highly ImpactedHeat Central Gas Furnace4New | Kittitas CountyMultifamily - Highly ImpactedHeat Central Gas FurnaceNew | Kittitas County | Multifamily - Highly Impacted | Heat Central Gas Furnace | 4 | ENERGY STAR Furnace - 95% AFUE | New | Furnace - ENERGY STAR | ENERGY STAR Furnace - 95% AFUE | Federal Standard 2016 Furnace - 80% AFUE | per Home | 20 | Based on PSE Approved Furnace 2022 Business Case | 184.6326 | 155.4801 | Using measure description efficiency metrics to adjust loads from RTF/2021P workbooks to consumptions. | Using measure description efficiency metrics to adjust loads from RTF/2021P workbooks to consumptions. | 0 | 0 | NA | NA | 1000.7998 | 779.1286 | 0 | 1302.302 | 1011.6049 | 0 | 0 | PSE Business Cases and Technical Support Document - Residential Furnaces. February 2015. Equipment cost based on total cost from Table 8.5.1 and installation cost from table 8.2.10. Representative output capacity based on input capacity from Table 5.5.1 and weighted average AFUE from Table 8I.3.1. https://www.regulations.gov/document?D=EERE-2014-BT-STD-0031-0027 | PSE Business Cases and Technical Support Document - Residential Furnaces. February 2015. Equipment cost based on total cost from Table 8.5.1 and installation cost from table 8.2.10. Representative output capacity based on input capacity from Table 5.5.1 and weighted average AFUE from Table 8I.3.1. https://www.regulations.gov/document?D=EERE-2014-BT-STD-0031-0027 | Assuming no incremental O&M cost | 0 | 2.8574 | PSE NEI data | No applicable non-energy benefits | 100% | Equipment 100% technically feasible within end use | System | System
Kittitas CountyManufacturedHeat Central Gas Furnace4Existing | Kittitas CountyManufacturedHeat Central Gas FurnaceExisting | Kittitas County | Manufactured | Heat Central Gas Furnace | 4 | ENERGY STAR Furnace - 95% AFUE | Existing | Furnace - ENERGY STAR | ENERGY STAR Furnace - 95% AFUE | Federal Standard 2016 Furnace - 80% AFUE | per Home | 20 | Based on PSE Approved Furnace 2022 Business Case | 458.2502 | 385.8949 | Using measure description efficiency metrics to adjust loads from RTF/2021P workbooks to consumptions. | Using measure description efficiency metrics to adjust loads from RTF/2021P workbooks to consumptions. | 0 | 0 | NA | NA | 2004.5886 | 1560.5841 | 0 | 2608.4934 | 2026.2311 | 0 | 0 | PSE Business Cases and Technical Support Document - Residential Furnaces. February 2015. Equipment cost based on total cost from Table 8.5.1 and installation cost from table 8.2.10. Representative output capacity based on input capacity from Table 5.5.1 and weighted average AFUE from Table 8I.3.1. https://www.regulations.gov/document?D=EERE-2014-BT-STD-0031-0027 | PSE Business Cases and Technical Support Document - Residential Furnaces. February 2015. Equipment cost based on total cost from Table 8.5.1 and installation cost from table 8.2.10. Representative output capacity based on input capacity from Table 5.5.1 and weighted average AFUE from Table 8I.3.1. https://www.regulations.gov/document?D=EERE-2014-BT-STD-0031-0027 | Assuming no incremental O&M cost | 0 | 21.6791 | PSE NEI data | No applicable non-energy benefits | 100% | Equipment 100% technically feasible within end use | System | System
Kittitas CountyManufacturedHeat Central Gas Furnace4New | Kittitas CountyManufacturedHeat Central Gas FurnaceNew | Kittitas County | Manufactured | Heat Central Gas Furnace | 4 | ENERGY STAR Furnace - 95% AFUE | New | Furnace - ENERGY STAR | ENERGY STAR Furnace - 95% AFUE | Federal Standard 2016 Furnace - 80% AFUE | per Home | 20 | Based on PSE Approved Furnace 2022 Business Case | 297.8627 | 250.8317 | Using measure description efficiency metrics to adjust loads from RTF/2021P workbooks to consumptions. | Using measure description efficiency metrics to adjust loads from RTF/2021P workbooks to consumptions. | 0 | 0 | NA | NA | 2004.5886 | 1560.5841 | 0 | 2608.4934 | 2026.2311 | 0 | 0 | PSE Business Cases and Technical Support Document - Residential Furnaces. February 2015. Equipment cost based on total cost from Table 8.5.1 and installation cost from table 8.2.10. Representative output capacity based on input capacity from Table 5.5.1 and weighted average AFUE from Table 8I.3.1. https://www.regulations.gov/document?D=EERE-2014-BT-STD-0031-0027 | PSE Business Cases and Technical Support Document - Residential Furnaces. February 2015. Equipment cost based on total cost from Table 8.5.1 and installation cost from table 8.2.10. Representative output capacity based on input capacity from Table 5.5.1 and weighted average AFUE from Table 8I.3.1. https://www.regulations.gov/document?D=EERE-2014-BT-STD-0031-0027 | Assuming no incremental O&M cost | 0 | 14.0914 | PSE NEI data | No applicable non-energy benefits | 100% | Equipment 100% technically feasible within end use | System | System
Kittitas CountyManufactured - Highly ImpactedHeat Central Gas Furnace4Existing | Kittitas CountyManufactured - Highly ImpactedHeat Central Gas FurnaceExisting | Kittitas County | Manufactured - Highly Impacted | Heat Central Gas Furnace | 4 | ENERGY STAR Furnace - 95% AFUE | Existing | Furnace - ENERGY STAR | ENERGY STAR Furnace - 95% AFUE | Federal Standard 2016 Furnace - 80% AFUE | per Home | 20 | Based on PSE Approved Furnace 2022 Business Case | 355.2744 | 299.1785 | Using measure description efficiency metrics to adjust loads from RTF/2021P workbooks to consumptions. | Using measure description efficiency metrics to adjust loads from RTF/2021P workbooks to consumptions. | 0 | 0 | NA | NA | 1554.1271 | 1209.8971 | 0 | 2022.3252 | 1570.9062 | 0 | 0 | PSE Business Cases and Technical Support Document - Residential Furnaces. February 2015. Equipment cost based on total cost from Table 8.5.1 and installation cost from table 8.2.10. Representative output capacity based on input capacity from Table 5.5.1 and weighted average AFUE from Table 8I.3.1. https://www.regulations.gov/document?D=EERE-2014-BT-STD-0031-0027 | PSE Business Cases and Technical Support Document - Residential Furnaces. February 2015. Equipment cost based on total cost from Table 8.5.1 and installation cost from table 8.2.10. Representative output capacity based on input capacity from Table 5.5.1 and weighted average AFUE from Table 8I.3.1. https://www.regulations.gov/document?D=EERE-2014-BT-STD-0031-0027 | Assuming no incremental O&M cost | 0 | 29.1788 | PSE NEI data | No applicable non-energy benefits | 100% | Equipment 100% technically feasible within end use | System | System
Kittitas CountyManufactured - Highly ImpactedHeat Central Gas Furnace4New | Kittitas CountyManufactured - Highly ImpactedHeat Central Gas FurnaceNew | Kittitas County | Manufactured - Highly Impacted | Heat Central Gas Furnace | 4 | ENERGY STAR Furnace - 95% AFUE | New | Furnace - ENERGY STAR | ENERGY STAR Furnace - 95% AFUE | Federal Standard 2016 Furnace - 80% AFUE | per Home | 20 | Based on PSE Approved Furnace 2022 Business Case | 230.9284 | 194.466 | Using measure description efficiency metrics to adjust loads from RTF/2021P workbooks to consumptions. | Using measure description efficiency metrics to adjust loads from RTF/2021P workbooks to consumptions. | 0 | 0 | NA | NA | 1554.1271 | 1209.8971 | 0 | 2022.3252 | 1570.9062 | 0 | 0 | PSE Business Cases and Technical Support Document - Residential Furnaces. February 2015. Equipment cost based on total cost from Table 8.5.1 and installation cost from table 8.2.10. Representative output capacity based on input capacity from Table 5.5.1 and weighted average AFUE from Table 8I.3.1. https://www.regulations.gov/document?D=EERE-2014-BT-STD-0031-0027 | PSE Business Cases and Technical Support Document - Residential Furnaces. February 2015. Equipment cost based on total cost from Table 8.5.1 and installation cost from table 8.2.10. Representative output capacity based on input capacity from Table 5.5.1 and weighted average AFUE from Table 8I.3.1. https://www.regulations.gov/document?D=EERE-2014-BT-STD-0031-0027 | Assuming no incremental O&M cost | 0 | 18.9662 | PSE NEI data | No applicable non-energy benefits | 100% | Equipment 100% technically feasible within end use | System | System
Kittitas CountySingle FamilyHeat Central Gas Furnace5Existing | Kittitas CountySingle FamilyHeat Central Gas FurnaceExisting | Kittitas County | Single Family | Heat Central Gas Furnace | 5 | Advanced Efficiency Furnace - 97% AFUE | Existing | Furnace - Advanced Efficiency | Advanced Efficiency Furnace - 97% AFUE | Federal Standard 2016 Furnace - 80% AFUE | per Home | 20 | Based on PSE Approved Furnace 2022 Business Case | 507.4999 | 418.5566 | Using measure description efficiency metrics to adjust loads from RTF/2021P workbooks to consumptions. | Using measure description efficiency metrics to adjust loads from RTF/2021P workbooks to consumptions. | 0 | 0 | NA | NA | 2695.1461 | 2098.1872 | 0 | 3743.1094 | 2724.2443 | 0 | 0 | PSE Business Cases and Technical Support Document - Residential Furnaces. February 2015. Equipment cost based on total cost from Table 8.5.1 and installation cost from table 8.2.10. Representative output capacity based on input capacity from Table 5.5.1 and weighted average AFUE from Table 8I.3.1. https://www.regulations.gov/document?D=EERE-2014-BT-STD-0031-0027 | PSE Business Cases and Technical Support Document - Residential Furnaces. February 2015. Equipment cost based on total cost from Table 8.5.1 and installation cost from table 8.2.10. Representative output capacity based on input capacity from Table 5.5.1 and weighted average AFUE from Table 8I.3.1. https://www.regulations.gov/document?D=EERE-2014-BT-STD-0031-0027 | Assuming no incremental O&M cost | 0 | 26.6492 | PSE NEI data | No applicable non-energy benefits | 100% | Equipment 100% technically feasible within end use | System | System
Kittitas CountySingle FamilyHeat Central Gas Furnace5New | Kittitas CountySingle FamilyHeat Central Gas FurnaceNew | Kittitas County | Single Family | Heat Central Gas Furnace | 5 | Advanced Efficiency Furnace - 97% AFUE | New | Furnace - Advanced Efficiency | Advanced Efficiency Furnace - 97% AFUE | Federal Standard 2016 Furnace - 80% AFUE | per Home | 20 | Based on PSE Approved Furnace 2022 Business Case | 329.8749 | 272.0618 | Using measure description efficiency metrics to adjust loads from RTF/2021P workbooks to consumptions. | Using measure description efficiency metrics to adjust loads from RTF/2021P workbooks to consumptions. | 0 | 0 | NA | NA | 2695.1461 | 2098.1872 | 0 | 3743.1094 | 2724.2443 | 0 | 0 | PSE Business Cases and Technical Support Document - Residential Furnaces. February 2015. Equipment cost based on total cost from Table 8.5.1 and installation cost from table 8.2.10. Representative output capacity based on input capacity from Table 5.5.1 and weighted average AFUE from Table 8I.3.1. https://www.regulations.gov/document?D=EERE-2014-BT-STD-0031-0027 | PSE Business Cases and Technical Support Document - Residential Furnaces. February 2015. Equipment cost based on total cost from Table 8.5.1 and installation cost from table 8.2.10. Representative output capacity based on input capacity from Table 5.5.1 and weighted average AFUE from Table 8I.3.1. https://www.regulations.gov/document?D=EERE-2014-BT-STD-0031-0027 | Assuming no incremental O&M cost | 0 | 17.322 | PSE NEI data | No applicable non-energy benefits | 100% | Equipment 100% technically feasible within end use | System | System
Kittitas CountySingle Family - Highly ImpactedHeat Central Gas Furnace5Existing | Kittitas CountySingle Family - Highly ImpactedHeat Central Gas FurnaceExisting | Kittitas County | Single Family - Highly Impacted | Heat Central Gas Furnace | 5 | Advanced Efficiency Furnace - 97% AFUE | Existing | Furnace - Advanced Efficiency | Advanced Efficiency Furnace - 97% AFUE | Federal Standard 2016 Furnace - 80% AFUE | per Home | 20 | Based on PSE Approved Furnace 2022 Business Case | 365.0626 | 301.0826 | Using measure description efficiency metrics to adjust loads from RTF/2021P workbooks to consumptions. | Using measure description efficiency metrics to adjust loads from RTF/2021P workbooks to consumptions. | 0 | 0 | NA | NA | 1938.7142 | 1509.3004 | 0 | 2692.5513 | 1959.6455 | 0 | 0 | PSE Business Cases and Technical Support Document - Residential Furnaces. February 2015. Equipment cost based on total cost from Table 8.5.1 and installation cost from table 8.2.10. Representative output capacity based on input capacity from Table 5.5.1 and weighted average AFUE from Table 8I.3.1. https://www.regulations.gov/document?D=EERE-2014-BT-STD-0031-0027 | PSE Business Cases and Technical Support Document - Residential Furnaces. February 2015. Equipment cost based on total cost from Table 8.5.1 and installation cost from table 8.2.10. Representative output capacity based on input capacity from Table 5.5.1 and weighted average AFUE from Table 8I.3.1. https://www.regulations.gov/document?D=EERE-2014-BT-STD-0031-0027 | Assuming no incremental O&M cost | 0 | 33.2797 | PSE NEI data | No applicable non-energy benefits | 100% | Equipment 100% technically feasible within end use | System | System
Kittitas CountySingle Family - Highly ImpactedHeat Central Gas Furnace5New | Kittitas CountySingle Family - Highly ImpactedHeat Central Gas FurnaceNew | Kittitas County | Single Family - Highly Impacted | Heat Central Gas Furnace | 5 | Advanced Efficiency Furnace - 97% AFUE | New | Furnace - Advanced Efficiency | Advanced Efficiency Furnace - 97% AFUE | Federal Standard 2016 Furnace - 80% AFUE | per Home | 20 | Based on PSE Approved Furnace 2022 Business Case | 237.2907 | 195.7037 | Using measure description efficiency metrics to adjust loads from RTF/2021P workbooks to consumptions. | Using measure description efficiency metrics to adjust loads from RTF/2021P workbooks to consumptions. | 0 | 0 | NA | NA | 1938.7142 | 1509.3004 | 0 | 2692.5513 | 1959.6455 | 0 | 0 | PSE Business Cases and Technical Support Document - Residential Furnaces. February 2015. Equipment cost based on total cost from Table 8.5.1 and installation cost from table 8.2.10. Representative output capacity based on input capacity from Table 5.5.1 and weighted average AFUE from Table 8I.3.1. https://www.regulations.gov/document?D=EERE-2014-BT-STD-0031-0027 | PSE Business Cases and Technical Support Document - Residential Furnaces. February 2015. Equipment cost based on total cost from Table 8.5.1 and installation cost from table 8.2.10. Representative output capacity based on input capacity from Table 5.5.1 and weighted average AFUE from Table 8I.3.1. https://www.regulations.gov/document?D=EERE-2014-BT-STD-0031-0027 | Assuming no incremental O&M cost | 0 | 21.6318 | PSE NEI data | No applicable non-energy benefits | 100% | Equipment 100% technically feasible within end use | System | System
Kittitas CountyMultifamilyHeat Central Gas Furnace5Existing | Kittitas CountyMultifamilyHeat Central Gas FurnaceExisting | Kittitas County | Multifamily | Heat Central Gas Furnace | 5 | Advanced Efficiency Furnace - 97% AFUE | Existing | Furnace - Advanced Efficiency | Advanced Efficiency Furnace - 97% AFUE | Federal Standard 2016 Furnace - 80% AFUE | per Home | 20 | Based on PSE Approved Furnace 2022 Business Case | 334.6677 | 276.0146 | Using measure description efficiency metrics to adjust loads from RTF/2021P workbooks to consumptions. | Using measure description efficiency metrics to adjust loads from RTF/2021P workbooks to consumptions. | 0 | 0 | NA | NA | 1179.1417 | 917.9688 | 0 | 1637.6316 | 1191.8723 | 0 | 0 | PSE Business Cases and Technical Support Document - Residential Furnaces. February 2015. Equipment cost based on total cost from Table 8.5.1 and installation cost from table 8.2.10. Representative output capacity based on input capacity from Table 5.5.1 and weighted average AFUE from Table 8I.3.1. https://www.regulations.gov/document?D=EERE-2014-BT-STD-0031-0027 | PSE Business Cases and Technical Support Document - Residential Furnaces. February 2015. Equipment cost based on total cost from Table 8.5.1 and installation cost from table 8.2.10. Representative output capacity based on input capacity from Table 5.5.1 and weighted average AFUE from Table 8I.3.1. https://www.regulations.gov/document?D=EERE-2014-BT-STD-0031-0027 | Assuming no incremental O&M cost | 0 | 17.5737 | PSE NEI data | No applicable non-energy benefits | 100% | Equipment 100% technically feasible within end use | System | System
Kittitas CountyMultifamilyHeat Central Gas Furnace5New | Kittitas CountyMultifamilyHeat Central Gas FurnaceNew | Kittitas County | Multifamily | Heat Central Gas Furnace | 5 | Advanced Efficiency Furnace - 97% AFUE | New | Furnace - Advanced Efficiency | Advanced Efficiency Furnace - 97% AFUE | Federal Standard 2016 Furnace - 80% AFUE | per Home | 20 | Based on PSE Approved Furnace 2022 Business Case | 217.534 | 179.4095 | Using measure description efficiency metrics to adjust loads from RTF/2021P workbooks to consumptions. | Using measure description efficiency metrics to adjust loads from RTF/2021P workbooks to consumptions. | 0 | 0 | NA | NA | 1179.1417 | 917.9688 | 0 | 1637.6316 | 1191.8723 | 0 | 0 | PSE Business Cases and Technical Support Document - Residential Furnaces. February 2015. Equipment cost based on total cost from Table 8.5.1 and installation cost from table 8.2.10. Representative output capacity based on input capacity from Table 5.5.1 and weighted average AFUE from Table 8I.3.1. https://www.regulations.gov/document?D=EERE-2014-BT-STD-0031-0027 | PSE Business Cases and Technical Support Document - Residential Furnaces. February 2015. Equipment cost based on total cost from Table 8.5.1 and installation cost from table 8.2.10. Representative output capacity based on input capacity from Table 5.5.1 and weighted average AFUE from Table 8I.3.1. https://www.regulations.gov/document?D=EERE-2014-BT-STD-0031-0027 | Assuming no incremental O&M cost | 0 | 11.4229 | PSE NEI data | No applicable non-energy benefits | 100% | Equipment 100% technically feasible within end use | System | System
Kittitas CountyMultifamily - Highly ImpactedHeat Central Gas Furnace5Existing | Kittitas CountyMultifamily - Highly ImpactedHeat Central Gas FurnaceExisting | Kittitas County | Multifamily - Highly Impacted | Heat Central Gas Furnace | 5 | Advanced Efficiency Furnace - 97% AFUE | Existing | Furnace - Advanced Efficiency | Advanced Efficiency Furnace - 97% AFUE | Federal Standard 2016 Furnace - 80% AFUE | per Home | 20 | Based on PSE Approved Furnace 2022 Business Case | 284.0501 | 234.2681 | Using measure description efficiency metrics to adjust loads from RTF/2021P workbooks to consumptions. | Using measure description efficiency metrics to adjust loads from RTF/2021P workbooks to consumptions. | 0 | 0 | NA | NA | 1000.7998 | 779.1286 | 0 | 1389.9443 | 1011.6049 | 0 | 0 | PSE Business Cases and Technical Support Document - Residential Furnaces. February 2015. Equipment cost based on total cost from Table 8.5.1 and installation cost from table 8.2.10. Representative output capacity based on input capacity from Table 5.5.1 and weighted average AFUE from Table 8I.3.1. https://www.regulations.gov/document?D=EERE-2014-BT-STD-0031-0027 | PSE Business Cases and Technical Support Document - Residential Furnaces. February 2015. Equipment cost based on total cost from Table 8.5.1 and installation cost from table 8.2.10. Representative output capacity based on input capacity from Table 5.5.1 and weighted average AFUE from Table 8I.3.1. https://www.regulations.gov/document?D=EERE-2014-BT-STD-0031-0027 | Assuming no incremental O&M cost | 0 | 4.8793 | PSE NEI data | No applicable non-energy benefits | 100% | Equipment 100% technically feasible within end use | System | System
Kittitas CountyMultifamily - Highly ImpactedHeat Central Gas Furnace5New | Kittitas CountyMultifamily - Highly ImpactedHeat Central Gas FurnaceNew | Kittitas County | Multifamily - Highly Impacted | Heat Central Gas Furnace | 5 | Advanced Efficiency Furnace - 97% AFUE | New | Furnace - Advanced Efficiency | Advanced Efficiency Furnace - 97% AFUE | Federal Standard 2016 Furnace - 80% AFUE | per Home | 20 | Based on PSE Approved Furnace 2022 Business Case | 184.6326 | 152.2743 | Using measure description efficiency metrics to adjust loads from RTF/2021P workbooks to consumptions. | Using measure description efficiency metrics to adjust loads from RTF/2021P workbooks to consumptions. | 0 | 0 | NA | NA | 1000.7998 | 779.1286 | 0 | 1389.9443 | 1011.6049 | 0 | 0 | PSE Business Cases and Technical Support Document - Residential Furnaces. February 2015. Equipment cost based on total cost from Table 8.5.1 and installation cost from table 8.2.10. Representative output capacity based on input capacity from Table 5.5.1 and weighted average AFUE from Table 8I.3.1. https://www.regulations.gov/document?D=EERE-2014-BT-STD-0031-0027 | PSE Business Cases and Technical Support Document - Residential Furnaces. February 2015. Equipment cost based on total cost from Table 8.5.1 and installation cost from table 8.2.10. Representative output capacity based on input capacity from Table 5.5.1 and weighted average AFUE from Table 8I.3.1. https://www.regulations.gov/document?D=EERE-2014-BT-STD-0031-0027 | Assuming no incremental O&M cost | 0 | 3.1716 | PSE NEI data | No applicable non-energy benefits | 100% | Equipment 100% technically feasible within end use | System | System
Kittitas CountyManufacturedHeat Central Gas Furnace5Existing | Kittitas CountyManufacturedHeat Central Gas FurnaceExisting | Kittitas County | Manufactured | Heat Central Gas Furnace | 5 | Advanced Efficiency Furnace - 97% AFUE | Existing | Furnace - Advanced Efficiency | Advanced Efficiency Furnace - 97% AFUE | Federal Standard 2016 Furnace - 80% AFUE | per Home | 20 | Based on PSE Approved Furnace 2022 Business Case | 458.2502 | 377.9383 | Using measure description efficiency metrics to adjust loads from RTF/2021P workbooks to consumptions. | Using measure description efficiency metrics to adjust loads from RTF/2021P workbooks to consumptions. | 0 | 0 | NA | NA | 2004.5886 | 1560.5841 | 0 | 2784.0399 | 2026.2311 | 0 | 0 | PSE Business Cases and Technical Support Document - Residential Furnaces. February 2015. Equipment cost based on total cost from Table 8.5.1 and installation cost from table 8.2.10. Representative output capacity based on input capacity from Table 5.5.1 and weighted average AFUE from Table 8I.3.1. https://www.regulations.gov/document?D=EERE-2014-BT-STD-0031-0027 | PSE Business Cases and Technical Support Document - Residential Furnaces. February 2015. Equipment cost based on total cost from Table 8.5.1 and installation cost from table 8.2.10. Representative output capacity based on input capacity from Table 5.5.1 and weighted average AFUE from Table 8I.3.1. https://www.regulations.gov/document?D=EERE-2014-BT-STD-0031-0027 | Assuming no incremental O&M cost | 0 | 24.0631 | PSE NEI data | No applicable non-energy benefits | 100% | Equipment 100% technically feasible within end use | System | System
Kittitas CountyManufacturedHeat Central Gas Furnace5New | Kittitas CountyManufacturedHeat Central Gas FurnaceNew | Kittitas County | Manufactured | Heat Central Gas Furnace | 5 | Advanced Efficiency Furnace - 97% AFUE | New | Furnace - Advanced Efficiency | Advanced Efficiency Furnace - 97% AFUE | Federal Standard 2016 Furnace - 80% AFUE | per Home | 20 | Based on PSE Approved Furnace 2022 Business Case | 297.8627 | 245.6599 | Using measure description efficiency metrics to adjust loads from RTF/2021P workbooks to consumptions. | Using measure description efficiency metrics to adjust loads from RTF/2021P workbooks to consumptions. | 0 | 0 | NA | NA | 2004.5886 | 1560.5841 | 0 | 2784.0399 | 2026.2311 | 0 | 0 | PSE Business Cases and Technical Support Document - Residential Furnaces. February 2015. Equipment cost based on total cost from Table 8.5.1 and installation cost from table 8.2.10. Representative output capacity based on input capacity from Table 5.5.1 and weighted average AFUE from Table 8I.3.1. https://www.regulations.gov/document?D=EERE-2014-BT-STD-0031-0027 | PSE Business Cases and Technical Support Document - Residential Furnaces. February 2015. Equipment cost based on total cost from Table 8.5.1 and installation cost from table 8.2.10. Representative output capacity based on input capacity from Table 5.5.1 and weighted average AFUE from Table 8I.3.1. https://www.regulations.gov/document?D=EERE-2014-BT-STD-0031-0027 | Assuming no incremental O&M cost | 0 | 15.641 | PSE NEI data | No applicable non-energy benefits | 100% | Equipment 100% technically feasible within end use | System | System
Kittitas CountyManufactured - Highly ImpactedHeat Central Gas Furnace5Existing | Kittitas CountyManufactured - Highly ImpactedHeat Central Gas FurnaceExisting | Kittitas County | Manufactured - Highly Impacted | Heat Central Gas Furnace | 5 | Advanced Efficiency Furnace - 97% AFUE | Existing | Furnace - Advanced Efficiency | Advanced Efficiency Furnace - 97% AFUE | Federal Standard 2016 Furnace - 80% AFUE | per Home | 20 | Based on PSE Approved Furnace 2022 Business Case | 355.2744 | 293.0099 | Using measure description efficiency metrics to adjust loads from RTF/2021P workbooks to consumptions. | Using measure description efficiency metrics to adjust loads from RTF/2021P workbooks to consumptions. | 0 | 0 | NA | NA | 1554.1271 | 1209.8971 | 0 | 2158.4238 | 1570.9062 | 0 | 0 | PSE Business Cases and Technical Support Document - Residential Furnaces. February 2015. Equipment cost based on total cost from Table 8.5.1 and installation cost from table 8.2.10. Representative output capacity based on input capacity from Table 5.5.1 and weighted average AFUE from Table 8I.3.1. https://www.regulations.gov/document?D=EERE-2014-BT-STD-0031-0027 | PSE Business Cases and Technical Support Document - Residential Furnaces. February 2015. Equipment cost based on total cost from Table 8.5.1 and installation cost from table 8.2.10. Representative output capacity based on input capacity from Table 5.5.1 and weighted average AFUE from Table 8I.3.1. https://www.regulations.gov/document?D=EERE-2014-BT-STD-0031-0027 | Assuming no incremental O&M cost | 0 | 32.3874 | PSE NEI data | No applicable non-energy benefits | 100% | Equipment 100% technically feasible within end use | System | System
Kittitas CountyManufactured - Highly ImpactedHeat Central Gas Furnace5New | Kittitas CountyManufactured - Highly ImpactedHeat Central Gas FurnaceNew | Kittitas County | Manufactured - Highly Impacted | Heat Central Gas Furnace | 5 | Advanced Efficiency Furnace - 97% AFUE | New | Furnace - Advanced Efficiency | Advanced Efficiency Furnace - 97% AFUE | Federal Standard 2016 Furnace - 80% AFUE | per Home | 20 | Based on PSE Approved Furnace 2022 Business Case | 230.9284 | 190.4564 | Using measure description efficiency metrics to adjust loads from RTF/2021P workbooks to consumptions. | Using measure description efficiency metrics to adjust loads from RTF/2021P workbooks to consumptions. | 0 | 0 | NA | NA | 1554.1271 | 1209.8971 | 0 | 2158.4238 | 1570.9062 | 0 | 0 | PSE Business Cases and Technical Support Document - Residential Furnaces. February 2015. Equipment cost based on total cost from Table 8.5.1 and installation cost from table 8.2.10. Representative output capacity based on input capacity from Table 5.5.1 and weighted average AFUE from Table 8I.3.1. https://www.regulations.gov/document?D=EERE-2014-BT-STD-0031-0027 | PSE Business Cases and Technical Support Document - Residential Furnaces. February 2015. Equipment cost based on total cost from Table 8.5.1 and installation cost from table 8.2.10. Representative output capacity based on input capacity from Table 5.5.1 and weighted average AFUE from Table 8I.3.1. https://www.regulations.gov/document?D=EERE-2014-BT-STD-0031-0027 | Assuming no incremental O&M cost | 0 | 21.0518 | PSE NEI data | No applicable non-energy benefits | 100% | Equipment 100% technically feasible within end use | System | System
Kittitas CountySingle FamilyHeat Central Gas Furnace6Existing | Kittitas CountySingle FamilyHeat Central Gas FurnaceExisting | Kittitas County | Single Family | Heat Central Gas Furnace | 6 | Premium Efficiency Furnace - 98% AFUE | Existing | Furnace - Premium Efficiency | Premium Efficiency Furnace - 98% AFUE | Federal Standard 2016 Furnace - 80% AFUE | per Home | 20 | Based on PSE Approved Furnace 2022 Business Case | 507.4999 | 414.2856 | Using measure description efficiency metrics to adjust loads from RTF/2021P workbooks to consumptions. | Using measure description efficiency metrics to adjust loads from RTF/2021P workbooks to consumptions. | 0 | 0 | NA | NA | 2695.1461 | 2098.1872 | 0 | 3861.1195 | 2724.2443 | 0 | 0 | PSE Business Cases and Technical Support Document - Residential Furnaces. February 2015. Equipment cost based on total cost from Table 8.5.1 and installation cost from table 8.2.10. Representative output capacity based on input capacity from Table 5.5.1 and weighted average AFUE from Table 8I.3.1. https://www.regulations.gov/document?D=EERE-2014-BT-STD-0031-0027 | PSE Business Cases and Technical Support Document - Residential Furnaces. February 2015. Equipment cost based on total cost from Table 8.5.1 and installation cost from table 8.2.10. Representative output capacity based on input capacity from Table 5.5.1 and weighted average AFUE from Table 8I.3.1. https://www.regulations.gov/document?D=EERE-2014-BT-STD-0031-0027 | Assuming no incremental O&M cost | 0 | 27.9289 | PSE NEI data | No applicable non-energy benefits | 100% | Equipment 100% technically feasible within end use | System | System
Kittitas CountySingle FamilyHeat Central Gas Furnace6New | Kittitas CountySingle FamilyHeat Central Gas FurnaceNew | Kittitas County | Single Family | Heat Central Gas Furnace | 6 | Premium Efficiency Furnace - 98% AFUE | New | Furnace - Premium Efficiency | Premium Efficiency Furnace - 98% AFUE | Federal Standard 2016 Furnace - 80% AFUE | per Home | 20 | Based on PSE Approved Furnace 2022 Business Case | 329.8749 | 269.2856 | Using measure description efficiency metrics to adjust loads from RTF/2021P workbooks to consumptions. | Using measure description efficiency metrics to adjust loads from RTF/2021P workbooks to consumptions. | 0 | 0 | NA | NA | 2695.1461 | 2098.1872 | 0 | 3861.1195 | 2724.2443 | 0 | 0 | PSE Business Cases and Technical Support Document - Residential Furnaces. February 2015. Equipment cost based on total cost from Table 8.5.1 and installation cost from table 8.2.10. Representative output capacity based on input capacity from Table 5.5.1 and weighted average AFUE from Table 8I.3.1. https://www.regulations.gov/document?D=EERE-2014-BT-STD-0031-0027 | PSE Business Cases and Technical Support Document - Residential Furnaces. February 2015. Equipment cost based on total cost from Table 8.5.1 and installation cost from table 8.2.10. Representative output capacity based on input capacity from Table 5.5.1 and weighted average AFUE from Table 8I.3.1. https://www.regulations.gov/document?D=EERE-2014-BT-STD-0031-0027 | Assuming no incremental O&M cost | 0 | 18.1538 | PSE NEI data | No applicable non-energy benefits | 100% | Equipment 100% technically feasible within end use | System | System
Kittitas CountySingle Family - Highly ImpactedHeat Central Gas Furnace6Existing | Kittitas CountySingle Family - Highly ImpactedHeat Central Gas FurnaceExisting | Kittitas County | Single Family - Highly Impacted | Heat Central Gas Furnace | 6 | Premium Efficiency Furnace - 98% AFUE | Existing | Furnace - Premium Efficiency | Premium Efficiency Furnace - 98% AFUE | Federal Standard 2016 Furnace - 80% AFUE | per Home | 20 | Based on PSE Approved Furnace 2022 Business Case | 365.0626 | 298.0103 | Using measure description efficiency metrics to adjust loads from RTF/2021P workbooks to consumptions. | Using measure description efficiency metrics to adjust loads from RTF/2021P workbooks to consumptions. | 0 | 0 | NA | NA | 1938.7142 | 1509.3004 | 0 | 2777.4401 | 1959.6455 | 0 | 0 | PSE Business Cases and Technical Support Document - Residential Furnaces. February 2015. Equipment cost based on total cost from Table 8.5.1 and installation cost from table 8.2.10. Representative output capacity based on input capacity from Table 5.5.1 and weighted average AFUE from Table 8I.3.1. https://www.regulations.gov/document?D=EERE-2014-BT-STD-0031-0027 | PSE Business Cases and Technical Support Document - Residential Furnaces. February 2015. Equipment cost based on total cost from Table 8.5.1 and installation cost from table 8.2.10. Representative output capacity based on input capacity from Table 5.5.1 and weighted average AFUE from Table 8I.3.1. https://www.regulations.gov/document?D=EERE-2014-BT-STD-0031-0027 | Assuming no incremental O&M cost | 0 | 34.8778 | PSE NEI data | No applicable non-energy benefits | 100% | Equipment 100% technically feasible within end use | System | System
Kittitas CountySingle Family - Highly ImpactedHeat Central Gas Furnace6New | Kittitas CountySingle Family - Highly ImpactedHeat Central Gas FurnaceNew | Kittitas County | Single Family - Highly Impacted | Heat Central Gas Furnace | 6 | Premium Efficiency Furnace - 98% AFUE | New | Furnace - Premium Efficiency | Premium Efficiency Furnace - 98% AFUE | Federal Standard 2016 Furnace - 80% AFUE | per Home | 20 | Based on PSE Approved Furnace 2022 Business Case | 237.2907 | 193.7067 | Using measure description efficiency metrics to adjust loads from RTF/2021P workbooks to consumptions. | Using measure description efficiency metrics to adjust loads from RTF/2021P workbooks to consumptions. | 0 | 0 | NA | NA | 1938.7142 | 1509.3004 | 0 | 2777.4401 | 1959.6455 | 0 | 0 | PSE Business Cases and Technical Support Document - Residential Furnaces. February 2015. Equipment cost based on total cost from Table 8.5.1 and installation cost from table 8.2.10. Representative output capacity based on input capacity from Table 5.5.1 and weighted average AFUE from Table 8I.3.1. https://www.regulations.gov/document?D=EERE-2014-BT-STD-0031-0027 | PSE Business Cases and Technical Support Document - Residential Furnaces. February 2015. Equipment cost based on total cost from Table 8.5.1 and installation cost from table 8.2.10. Representative output capacity based on input capacity from Table 5.5.1 and weighted average AFUE from Table 8I.3.1. https://www.regulations.gov/document?D=EERE-2014-BT-STD-0031-0027 | Assuming no incremental O&M cost | 0 | 22.6706 | PSE NEI data | No applicable non-energy benefits | 100% | Equipment 100% technically feasible within end use | System | System
Kittitas CountyMultifamilyHeat Central Gas Furnace6Existing | Kittitas CountyMultifamilyHeat Central Gas FurnaceExisting | Kittitas County | Multifamily | Heat Central Gas Furnace | 6 | Premium Efficiency Furnace - 98% AFUE | Existing | Furnace - Premium Efficiency | Premium Efficiency Furnace - 98% AFUE | Federal Standard 2016 Furnace - 80% AFUE | per Home | 20 | Based on PSE Approved Furnace 2022 Business Case | 334.6677 | 273.1981 | Using measure description efficiency metrics to adjust loads from RTF/2021P workbooks to consumptions. | Using measure description efficiency metrics to adjust loads from RTF/2021P workbooks to consumptions. | 0 | 0 | NA | NA | 1179.1417 | 917.9688 | 0 | 1689.2617 | 1191.8723 | 0 | 0 | PSE Business Cases and Technical Support Document - Residential Furnaces. February 2015. Equipment cost based on total cost from Table 8.5.1 and installation cost from table 8.2.10. Representative output capacity based on input capacity from Table 5.5.1 and weighted average AFUE from Table 8I.3.1. https://www.regulations.gov/document?D=EERE-2014-BT-STD-0031-0027 | PSE Business Cases and Technical Support Document - Residential Furnaces. February 2015. Equipment cost based on total cost from Table 8.5.1 and installation cost from table 8.2.10. Representative output capacity based on input capacity from Table 5.5.1 and weighted average AFUE from Table 8I.3.1. https://www.regulations.gov/document?D=EERE-2014-BT-STD-0031-0027 | Assuming no incremental O&M cost | 0 | 18.4175 | PSE NEI data | No applicable non-energy benefits | 100% | Equipment 100% technically feasible within end use | System | System
Kittitas CountyMultifamilyHeat Central Gas Furnace6New | Kittitas CountyMultifamilyHeat Central Gas FurnaceNew | Kittitas County | Multifamily | Heat Central Gas Furnace | 6 | Premium Efficiency Furnace - 98% AFUE | New | Furnace - Premium Efficiency | Premium Efficiency Furnace - 98% AFUE | Federal Standard 2016 Furnace - 80% AFUE | per Home | 20 | Based on PSE Approved Furnace 2022 Business Case | 217.534 | 177.5788 | Using measure description efficiency metrics to adjust loads from RTF/2021P workbooks to consumptions. | Using measure description efficiency metrics to adjust loads from RTF/2021P workbooks to consumptions. | 0 | 0 | NA | NA | 1179.1417 | 917.9688 | 0 | 1689.2617 | 1191.8723 | 0 | 0 | PSE Business Cases and Technical Support Document - Residential Furnaces. February 2015. Equipment cost based on total cost from Table 8.5.1 and installation cost from table 8.2.10. Representative output capacity based on input capacity from Table 5.5.1 and weighted average AFUE from Table 8I.3.1. https://www.regulations.gov/document?D=EERE-2014-BT-STD-0031-0027 | PSE Business Cases and Technical Support Document - Residential Furnaces. February 2015. Equipment cost based on total cost from Table 8.5.1 and installation cost from table 8.2.10. Representative output capacity based on input capacity from Table 5.5.1 and weighted average AFUE from Table 8I.3.1. https://www.regulations.gov/document?D=EERE-2014-BT-STD-0031-0027 | Assuming no incremental O&M cost | 0 | 11.9714 | PSE NEI data | No applicable non-energy benefits | 100% | Equipment 100% technically feasible within end use | System | System
Kittitas CountyMultifamily - Highly ImpactedHeat Central Gas Furnace6Existing | Kittitas CountyMultifamily - Highly ImpactedHeat Central Gas FurnaceExisting | Kittitas County | Multifamily - Highly Impacted | Heat Central Gas Furnace | 6 | Premium Efficiency Furnace - 98% AFUE | Existing | Furnace - Premium Efficiency | Premium Efficiency Furnace - 98% AFUE | Federal Standard 2016 Furnace - 80% AFUE | per Home | 20 | Based on PSE Approved Furnace 2022 Business Case | 284.0501 | 231.8776 | Using measure description efficiency metrics to adjust loads from RTF/2021P workbooks to consumptions. | Using measure description efficiency metrics to adjust loads from RTF/2021P workbooks to consumptions. | 0 | 0 | NA | NA | 1000.7998 | 779.1286 | 0 | 1433.7655 | 1011.6049 | 0 | 0 | PSE Business Cases and Technical Support Document - Residential Furnaces. February 2015. Equipment cost based on total cost from Table 8.5.1 and installation cost from table 8.2.10. Representative output capacity based on input capacity from Table 5.5.1 and weighted average AFUE from Table 8I.3.1. https://www.regulations.gov/document?D=EERE-2014-BT-STD-0031-0027 | PSE Business Cases and Technical Support Document - Residential Furnaces. February 2015. Equipment cost based on total cost from Table 8.5.1 and installation cost from table 8.2.10. Representative output capacity based on input capacity from Table 5.5.1 and weighted average AFUE from Table 8I.3.1. https://www.regulations.gov/document?D=EERE-2014-BT-STD-0031-0027 | Assuming no incremental O&M cost | 0 | 5.1136 | PSE NEI data | No applicable non-energy benefits | 100% | Equipment 100% technically feasible within end use | System | System
Kittitas CountyMultifamily - Highly ImpactedHeat Central Gas Furnace6New | Kittitas CountyMultifamily - Highly ImpactedHeat Central Gas FurnaceNew | Kittitas County | Multifamily - Highly Impacted | Heat Central Gas Furnace | 6 | Premium Efficiency Furnace - 98% AFUE | New | Furnace - Premium Efficiency | Premium Efficiency Furnace - 98% AFUE | Federal Standard 2016 Furnace - 80% AFUE | per Home | 20 | Based on PSE Approved Furnace 2022 Business Case | 184.6326 | 150.7205 | Using measure description efficiency metrics to adjust loads from RTF/2021P workbooks to consumptions. | Using measure description efficiency metrics to adjust loads from RTF/2021P workbooks to consumptions. | 0 | 0 | NA | NA | 1000.7998 | 779.1286 | 0 | 1433.7655 | 1011.6049 | 0 | 0 | PSE Business Cases and Technical Support Document - Residential Furnaces. February 2015. Equipment cost based on total cost from Table 8.5.1 and installation cost from table 8.2.10. Representative output capacity based on input capacity from Table 5.5.1 and weighted average AFUE from Table 8I.3.1. https://www.regulations.gov/document?D=EERE-2014-BT-STD-0031-0027 | PSE Business Cases and Technical Support Document - Residential Furnaces. February 2015. Equipment cost based on total cost from Table 8.5.1 and installation cost from table 8.2.10. Representative output capacity based on input capacity from Table 5.5.1 and weighted average AFUE from Table 8I.3.1. https://www.regulations.gov/document?D=EERE-2014-BT-STD-0031-0027 | Assuming no incremental O&M cost | 0 | 3.3239 | PSE NEI data | No applicable non-energy benefits | 100% | Equipment 100% technically feasible within end use | System | System
Kittitas CountyManufacturedHeat Central Gas Furnace6Existing | Kittitas CountyManufacturedHeat Central Gas FurnaceExisting | Kittitas County | Manufactured | Heat Central Gas Furnace | 6 | Premium Efficiency Furnace - 98% AFUE | Existing | Furnace - Premium Efficiency | Premium Efficiency Furnace - 98% AFUE | Federal Standard 2016 Furnace - 80% AFUE | per Home | 20 | Based on PSE Approved Furnace 2022 Business Case | 458.2502 | 374.0818 | Using measure description efficiency metrics to adjust loads from RTF/2021P workbooks to consumptions. | Using measure description efficiency metrics to adjust loads from RTF/2021P workbooks to consumptions. | 0 | 0 | NA | NA | 2004.5886 | 1560.5841 | 0 | 2871.8132 | 2026.2311 | 0 | 0 | PSE Business Cases and Technical Support Document - Residential Furnaces. February 2015. Equipment cost based on total cost from Table 8.5.1 and installation cost from table 8.2.10. Representative output capacity based on input capacity from Table 5.5.1 and weighted average AFUE from Table 8I.3.1. https://www.regulations.gov/document?D=EERE-2014-BT-STD-0031-0027 | PSE Business Cases and Technical Support Document - Residential Furnaces. February 2015. Equipment cost based on total cost from Table 8.5.1 and installation cost from table 8.2.10. Representative output capacity based on input capacity from Table 5.5.1 and weighted average AFUE from Table 8I.3.1. https://www.regulations.gov/document?D=EERE-2014-BT-STD-0031-0027 | Assuming no incremental O&M cost | 0 | 25.2186 | PSE NEI data | No applicable non-energy benefits | 100% | Equipment 100% technically feasible within end use | System | System
Kittitas CountyManufacturedHeat Central Gas Furnace6New | Kittitas CountyManufacturedHeat Central Gas FurnaceNew | Kittitas County | Manufactured | Heat Central Gas Furnace | 6 | Premium Efficiency Furnace - 98% AFUE | New | Furnace - Premium Efficiency | Premium Efficiency Furnace - 98% AFUE | Federal Standard 2016 Furnace - 80% AFUE | per Home | 20 | Based on PSE Approved Furnace 2022 Business Case | 297.8627 | 243.1532 | Using measure description efficiency metrics to adjust loads from RTF/2021P workbooks to consumptions. | Using measure description efficiency metrics to adjust loads from RTF/2021P workbooks to consumptions. | 0 | 0 | NA | NA | 2004.5886 | 1560.5841 | 0 | 2871.8132 | 2026.2311 | 0 | 0 | PSE Business Cases and Technical Support Document - Residential Furnaces. February 2015. Equipment cost based on total cost from Table 8.5.1 and installation cost from table 8.2.10. Representative output capacity based on input capacity from Table 5.5.1 and weighted average AFUE from Table 8I.3.1. https://www.regulations.gov/document?D=EERE-2014-BT-STD-0031-0027 | PSE Business Cases and Technical Support Document - Residential Furnaces. February 2015. Equipment cost based on total cost from Table 8.5.1 and installation cost from table 8.2.10. Representative output capacity based on input capacity from Table 5.5.1 and weighted average AFUE from Table 8I.3.1. https://www.regulations.gov/document?D=EERE-2014-BT-STD-0031-0027 | Assuming no incremental O&M cost | 0 | 16.3921 | PSE NEI data | No applicable non-energy benefits | 100% | Equipment 100% technically feasible within end use | System | System
Kittitas CountyManufactured - Highly ImpactedHeat Central Gas Furnace6Existing | Kittitas CountyManufactured - Highly ImpactedHeat Central Gas FurnaceExisting | Kittitas County | Manufactured - Highly Impacted | Heat Central Gas Furnace | 6 | Premium Efficiency Furnace - 98% AFUE | Existing | Furnace - Premium Efficiency | Premium Efficiency Furnace - 98% AFUE | Federal Standard 2016 Furnace - 80% AFUE | per Home | 20 | Based on PSE Approved Furnace 2022 Business Case | 355.2744 | 290.02 | Using measure description efficiency metrics to adjust loads from RTF/2021P workbooks to consumptions. | Using measure description efficiency metrics to adjust loads from RTF/2021P workbooks to consumptions. | 0 | 0 | NA | NA | 1554.1271 | 1209.8971 | 0 | 2226.4731 | 1570.9062 | 0 | 0 | PSE Business Cases and Technical Support Document - Residential Furnaces. February 2015. Equipment cost based on total cost from Table 8.5.1 and installation cost from table 8.2.10. Representative output capacity based on input capacity from Table 5.5.1 and weighted average AFUE from Table 8I.3.1. https://www.regulations.gov/document?D=EERE-2014-BT-STD-0031-0027 | PSE Business Cases and Technical Support Document - Residential Furnaces. February 2015. Equipment cost based on total cost from Table 8.5.1 and installation cost from table 8.2.10. Representative output capacity based on input capacity from Table 5.5.1 and weighted average AFUE from Table 8I.3.1. https://www.regulations.gov/document?D=EERE-2014-BT-STD-0031-0027 | Assuming no incremental O&M cost | 0 | 33.9427 | PSE NEI data | No applicable non-energy benefits | 100% | Equipment 100% technically feasible within end use | System | System
Kittitas CountyManufactured - Highly ImpactedHeat Central Gas Furnace6New | Kittitas CountyManufactured - Highly ImpactedHeat Central Gas FurnaceNew | Kittitas County | Manufactured - Highly Impacted | Heat Central Gas Furnace | 6 | Premium Efficiency Furnace - 98% AFUE | New | Furnace - Premium Efficiency | Premium Efficiency Furnace - 98% AFUE | Federal Standard 2016 Furnace - 80% AFUE | per Home | 20 | Based on PSE Approved Furnace 2022 Business Case | 230.9284 | 188.513 | Using measure description efficiency metrics to adjust loads from RTF/2021P workbooks to consumptions. | Using measure description efficiency metrics to adjust loads from RTF/2021P workbooks to consumptions. | 0 | 0 | NA | NA | 1554.1271 | 1209.8971 | 0 | 2226.4731 | 1570.9062 | 0 | 0 | PSE Business Cases and Technical Support Document - Residential Furnaces. February 2015. Equipment cost based on total cost from Table 8.5.1 and installation cost from table 8.2.10. Representative output capacity based on input capacity from Table 5.5.1 and weighted average AFUE from Table 8I.3.1. https://www.regulations.gov/document?D=EERE-2014-BT-STD-0031-0027 | PSE Business Cases and Technical Support Document - Residential Furnaces. February 2015. Equipment cost based on total cost from Table 8.5.1 and installation cost from table 8.2.10. Representative output capacity based on input capacity from Table 5.5.1 and weighted average AFUE from Table 8I.3.1. https://www.regulations.gov/document?D=EERE-2014-BT-STD-0031-0027 | Assuming no incremental O&M cost | 0 | 22.0627 | PSE NEI data | No applicable non-energy benefits | 100% | Equipment 100% technically feasible within end use | System | System
Kittitas CountySingle FamilyHeat Room Gas1Existing | Kittitas CountySingle FamilyHeat Room GasExisting | Kittitas County | Single Family | Heat Room Gas | 1 | Market Standard Gas Room Heat | Existing | Room Heat - Market Standard | Market Standard Gas Room Heat | Market Standard Gas Room Heat | per Home | 15 | Assuming same as heat room electric | 489.0851 | 489.0851 | Using measure description efficiency metrics to adjust loads from RTF/2021P workbooks to consumptions. | Using measure description efficiency metrics to adjust loads from RTF/2021P workbooks to consumptions. | 0 | 0 | NA | NA | 0 | 0 | 0 | 0 | 0 | 0 | 0 | Baseline is equal to efficient condition. | Baseline is equal to efficient condition. | Baseline is equal to efficient condition. | 0 | 0 | No applicable non-energy benefits | No applicable non-energy benefits | 100% | Equipment 100% feasible within the end use. | System | System
Kittitas CountySingle FamilyHeat Room Gas1New | Kittitas CountySingle FamilyHeat Room GasNew | Kittitas County | Single Family | Heat Room Gas | 1 | Market Standard Gas Room Heat | New | Room Heat - Market Standard | Market Standard Gas Room Heat | Market Standard Gas Room Heat | per Home | 15 | Assuming same as heat room electric | 317.9053 | 317.9053 | Using measure description efficiency metrics to adjust loads from RTF/2021P workbooks to consumptions. | Using measure description efficiency metrics to adjust loads from RTF/2021P workbooks to consumptions. | 0 | 0 | NA | NA | 0 | 0 | 0 | 0 | 0 | 0 | 0 | Baseline is equal to efficient condition. | Baseline is equal to efficient condition. | Baseline is equal to efficient condition. | 0 | 0 | No applicable non-energy benefits | No applicable non-energy benefits | 100% | Equipment 100% feasible within the end use. | System | System
Kittitas CountySingle Family - Highly ImpactedHeat Room Gas1Existing | Kittitas CountySingle Family - Highly ImpactedHeat Room GasExisting | Kittitas County | Single Family - Highly Impacted | Heat Room Gas | 1 | Market Standard Gas Room Heat | Existing | Room Heat - Market Standard | Market Standard Gas Room Heat | Market Standard Gas Room Heat | per Home | 15 | Assuming same as heat room electric | 351.8162 | 351.8162 | Using measure description efficiency metrics to adjust loads from RTF/2021P workbooks to consumptions. | Using measure description efficiency metrics to adjust loads from RTF/2021P workbooks to consumptions. | 0 | 0 | NA | NA | 0 | 0 | 0 | 0 | 0 | 0 | 0 | Baseline is equal to efficient condition. | Baseline is equal to efficient condition. | Baseline is equal to efficient condition. | 0 | 0 | No applicable non-energy benefits | No applicable non-energy benefits | 100% | Equipment 100% feasible within the end use. | System | System
Kittitas CountySingle Family - Highly ImpactedHeat Room Gas1New | Kittitas CountySingle Family - Highly ImpactedHeat Room GasNew | Kittitas County | Single Family - Highly Impacted | Heat Room Gas | 1 | Market Standard Gas Room Heat | New | Room Heat - Market Standard | Market Standard Gas Room Heat | Market Standard Gas Room Heat | per Home | 15 | Assuming same as heat room electric | 228.6805 | 228.6805 | Using measure description efficiency metrics to adjust loads from RTF/2021P workbooks to consumptions. | Using measure description efficiency metrics to adjust loads from RTF/2021P workbooks to consumptions. | 0 | 0 | NA | NA | 0 | 0 | 0 | 0 | 0 | 0 | 0 | Baseline is equal to efficient condition. | Baseline is equal to efficient condition. | Baseline is equal to efficient condition. | 0 | 0 | No applicable non-energy benefits | No applicable non-energy benefits | 100% | Equipment 100% feasible within the end use. | System | System
Kittitas CountyMultifamilyHeat Room Gas1Existing | Kittitas CountyMultifamilyHeat Room GasExisting | Kittitas County | Multifamily | Heat Room Gas | 1 | Market Standard Gas Room Heat | Existing | Room Heat - Market Standard | Market Standard Gas Room Heat | Market Standard Gas Room Heat | per Home | 15 | Assuming same as heat room electric | 322.5241 | 322.5241 | Using measure description efficiency metrics to adjust loads from RTF/2021P workbooks to consumptions. | Using measure description efficiency metrics to adjust loads from RTF/2021P workbooks to consumptions. | 0 | 0 | NA | NA | 0 | 0 | 0 | 0 | 0 | 0 | 0 | Baseline is equal to efficient condition. | Baseline is equal to efficient condition. | Baseline is equal to efficient condition. | 0 | 0 | No applicable non-energy benefits | No applicable non-energy benefits | 100% | Equipment 100% feasible within the end use. | System | System
Kittitas CountyMultifamilyHeat Room Gas1New | Kittitas CountyMultifamilyHeat Room GasNew | Kittitas County | Multifamily | Heat Room Gas | 1 | Market Standard Gas Room Heat | New | Room Heat - Market Standard | Market Standard Gas Room Heat | Market Standard Gas Room Heat | per Home | 15 | Assuming same as heat room electric | 209.6407 | 209.6407 | Using measure description efficiency metrics to adjust loads from RTF/2021P workbooks to consumptions. | Using measure description efficiency metrics to adjust loads from RTF/2021P workbooks to consumptions. | 0 | 0 | NA | NA | 0 | 0 | 0 | 0 | 0 | 0 | 0 | Baseline is equal to efficient condition. | Baseline is equal to efficient condition. | Baseline is equal to efficient condition. | 0 | 0 | No applicable non-energy benefits | No applicable non-energy benefits | 100% | Equipment 100% feasible within the end use. | System | System
Kittitas CountyMultifamily - Highly ImpactedHeat Room Gas1Existing | Kittitas CountyMultifamily - Highly ImpactedHeat Room GasExisting | Kittitas County | Multifamily - Highly Impacted | Heat Room Gas | 1 | Market Standard Gas Room Heat | Existing | Room Heat - Market Standard | Market Standard Gas Room Heat | Market Standard Gas Room Heat | per Home | 15 | Assuming same as heat room electric | 273.7433 | 273.7433 | Using measure description efficiency metrics to adjust loads from RTF/2021P workbooks to consumptions. | Using measure description efficiency metrics to adjust loads from RTF/2021P workbooks to consumptions. | 0 | 0 | NA | NA | 0 | 0 | 0 | 0 | 0 | 0 | 0 | Baseline is equal to efficient condition. | Baseline is equal to efficient condition. | Baseline is equal to efficient condition. | 0 | 0 | No applicable non-energy benefits | No applicable non-energy benefits | 100% | Equipment 100% feasible within the end use. | System | System
Kittitas CountyMultifamily - Highly ImpactedHeat Room Gas1New | Kittitas CountyMultifamily - Highly ImpactedHeat Room GasNew | Kittitas County | Multifamily - Highly Impacted | Heat Room Gas | 1 | Market Standard Gas Room Heat | New | Room Heat - Market Standard | Market Standard Gas Room Heat | Market Standard Gas Room Heat | per Home | 15 | Assuming same as heat room electric | 177.9331 | 177.9331 | Using measure description efficiency metrics to adjust loads from RTF/2021P workbooks to consumptions. | Using measure description efficiency metrics to adjust loads from RTF/2021P workbooks to consumptions. | 0 | 0 | NA | NA | 0 | 0 | 0 | 0 | 0 | 0 | 0 | Baseline is equal to efficient condition. | Baseline is equal to efficient condition. | Baseline is equal to efficient condition. | 0 | 0 | No applicable non-energy benefits | No applicable non-energy benefits | 100% | Equipment 100% feasible within the end use. | System | System
Kittitas CountyManufacturedHeat Room Gas1Existing | Kittitas CountyManufacturedHeat Room GasExisting | Kittitas County | Manufactured | Heat Room Gas | 1 | Market Standard Gas Room Heat | Existing | Room Heat - Market Standard | Market Standard Gas Room Heat | Market Standard Gas Room Heat | per Home | 15 | Assuming same as heat room electric | 441.6225 | 441.6225 | Using measure description efficiency metrics to adjust loads from RTF/2021P workbooks to consumptions. | Using measure description efficiency metrics to adjust loads from RTF/2021P workbooks to consumptions. | 0 | 0 | NA | NA | 0 | 0 | 0 | 0 | 0 | 0 | 0 | Baseline is equal to efficient condition. | Baseline is equal to efficient condition. | Baseline is equal to efficient condition. | 0 | 0 | No applicable non-energy benefits | No applicable non-energy benefits | 100% | Equipment 100% feasible within the end use. | System | System
Kittitas CountyManufacturedHeat Room Gas1New | Kittitas CountyManufacturedHeat Room GasNew | Kittitas County | Manufactured | Heat Room Gas | 1 | Market Standard Gas Room Heat | New | Room Heat - Market Standard | Market Standard Gas Room Heat | Market Standard Gas Room Heat | per Home | 15 | Assuming same as heat room electric | 287.0546 | 287.0546 | Using measure description efficiency metrics to adjust loads from RTF/2021P workbooks to consumptions. | Using measure description efficiency metrics to adjust loads from RTF/2021P workbooks to consumptions. | 0 | 0 | NA | NA | 0 | 0 | 0 | 0 | 0 | 0 | 0 | Baseline is equal to efficient condition. | Baseline is equal to efficient condition. | Baseline is equal to efficient condition. | 0 | 0 | No applicable non-energy benefits | No applicable non-energy benefits | 100% | Equipment 100% feasible within the end use. | System | System
Kittitas CountyManufactured - Highly ImpactedHeat Room Gas1Existing | Kittitas CountyManufactured - Highly ImpactedHeat Room GasExisting | Kittitas County | Manufactured - Highly Impacted | Heat Room Gas | 1 | Market Standard Gas Room Heat | Existing | Room Heat - Market Standard | Market Standard Gas Room Heat | Market Standard Gas Room Heat | per Home | 15 | Assuming same as heat room electric | 342.3832 | 342.3832 | Using measure description efficiency metrics to adjust loads from RTF/2021P workbooks to consumptions. | Using measure description efficiency metrics to adjust loads from RTF/2021P workbooks to consumptions. | 0 | 0 | NA | NA | 0 | 0 | 0 | 0 | 0 | 0 | 0 | Baseline is equal to efficient condition. | Baseline is equal to efficient condition. | Baseline is equal to efficient condition. | 0 | 0 | No applicable non-energy benefits | No applicable non-energy benefits | 100% | Equipment 100% feasible within the end use. | System | System
Kittitas CountyManufactured - Highly ImpactedHeat Room Gas1New | Kittitas CountyManufactured - Highly ImpactedHeat Room GasNew | Kittitas County | Manufactured - Highly Impacted | Heat Room Gas | 1 | Market Standard Gas Room Heat | New | Room Heat - Market Standard | Market Standard Gas Room Heat | Market Standard Gas Room Heat | per Home | 15 | Assuming same as heat room electric | 222.5491 | 222.5491 | Using measure description efficiency metrics to adjust loads from RTF/2021P workbooks to consumptions. | Using measure description efficiency metrics to adjust loads from RTF/2021P workbooks to consumptions. | 0 | 0 | NA | NA | 0 | 0 | 0 | 0 | 0 | 0 | 0 | Baseline is equal to efficient condition. | Baseline is equal to efficient condition. | Baseline is equal to efficient condition. | 0 | 0 | No applicable non-energy benefits | No applicable non-energy benefits | 100% | Equipment 100% feasible within the end use. | System | System
Kittitas CountySingle FamilyPool Heat1Existing | Kittitas CountySingle FamilyPool HeatExisting | Kittitas County | Single Family | Pool Heat | 1 | Below Standard Pool Heater - 78% Efficient | Existing | Pool Heater - Below Standard | Below Standard Pool Heater - 78% Efficient | Below Standard Pool Heater - 78% Efficient | per Home | 4 | Assuming half the measure life for below standard equipment. Technical Support Document - Residential Water Heaters, Direct Heating Equipment, and Pooler Heaters. November 2009. Appendix C, Table 8-C.4.1, Page 8-C-7. | 382 | 382 | Savings methodology based on Technical Support Document - Residential Water Heaters, Direct Heating Equipment, and Pooler Heaters. November 2009. Table 7.4.2, Page 7-41 | Savings methodology based on Technical Support Document - Residential Water Heaters, Direct Heating Equipment, and Pooler Heaters. November 2009. Table 7.4.2, Page 7-41 | 0 | 0 | NA | NA | 0 | 0 | 0 | 0 | 0 | 0 | 0 | Existing conditions, assuming no cost | Existing conditions, assuming no cost | Assuming no incremental O&M cost | 0 | 0 | No applicable non-energy benefits | No applicable non-energy benefits | 100% | Equipment 100% technically feasible within end use | System | System
Kittitas CountySingle FamilyPool Heat1New | Kittitas CountySingle FamilyPool HeatNew | Kittitas County | Single Family | Pool Heat | 1 | Below Standard Pool Heater - 78% Efficient | New | Pool Heater - Below Standard | Below Standard Pool Heater - 78% Efficient | Below Standard Pool Heater - 78% Efficient | per Home | 4 | Assuming half the measure life for below standard equipment. Technical Support Document - Residential Water Heaters, Direct Heating Equipment, and Pooler Heaters. November 2009. Appendix C, Table 8-C.4.1, Page 8-C-7. | 382 | 382 | Savings methodology based on Technical Support Document - Residential Water Heaters, Direct Heating Equipment, and Pooler Heaters. November 2009. Table 7.4.2, Page 7-41 | Savings methodology based on Technical Support Document - Residential Water Heaters, Direct Heating Equipment, and Pooler Heaters. November 2009. Table 7.4.2, Page 7-41 | 0 | 0 | NA | NA | 0 | 0 | 0 | 0 | 0 | 0 | 0 | Existing conditions, assuming no cost | Existing conditions, assuming no cost | Assuming no incremental O&M cost | 0 | 0 | No applicable non-energy benefits | No applicable non-energy benefits | 100% | Equipment 100% technically feasible within end use | System | System
Kittitas CountySingle Family - Highly ImpactedPool Heat1Existing | Kittitas CountySingle Family - Highly ImpactedPool HeatExisting | Kittitas County | Single Family - Highly Impacted | Pool Heat | 1 | Below Standard Pool Heater - 78% Efficient | Existing | Pool Heater - Below Standard | Below Standard Pool Heater - 78% Efficient | Below Standard Pool Heater - 78% Efficient | per Home | 4 | Assuming half the measure life for below standard equipment. Technical Support Document - Residential Water Heaters, Direct Heating Equipment, and Pooler Heaters. November 2009. Appendix C, Table 8-C.4.1, Page 8-C-7. | 382 | 382 | Savings methodology based on Technical Support Document - Residential Water Heaters, Direct Heating Equipment, and Pooler Heaters. November 2009. Table 7.4.2, Page 7-41 | Savings methodology based on Technical Support Document - Residential Water Heaters, Direct Heating Equipment, and Pooler Heaters. November 2009. Table 7.4.2, Page 7-41 | 0 | 0 | NA | NA | 0 | 0 | 0 | 0 | 0 | 0 | 0 | Existing conditions, assuming no cost | Existing conditions, assuming no cost | Assuming no incremental O&M cost | 0 | 0 | No applicable non-energy benefits | No applicable non-energy benefits | 100% | Equipment 100% technically feasible within end use | System | System
Kittitas CountySingle Family - Highly ImpactedPool Heat1New | Kittitas CountySingle Family - Highly ImpactedPool HeatNew | Kittitas County | Single Family - Highly Impacted | Pool Heat | 1 | Below Standard Pool Heater - 78% Efficient | New | Pool Heater - Below Standard | Below Standard Pool Heater - 78% Efficient | Below Standard Pool Heater - 78% Efficient | per Home | 4 | Assuming half the measure life for below standard equipment. Technical Support Document - Residential Water Heaters, Direct Heating Equipment, and Pooler Heaters. November 2009. Appendix C, Table 8-C.4.1, Page 8-C-7. | 382 | 382 | Savings methodology based on Technical Support Document - Residential Water Heaters, Direct Heating Equipment, and Pooler Heaters. November 2009. Table 7.4.2, Page 7-41 | Savings methodology based on Technical Support Document - Residential Water Heaters, Direct Heating Equipment, and Pooler Heaters. November 2009. Table 7.4.2, Page 7-41 | 0 | 0 | NA | NA | 0 | 0 | 0 | 0 | 0 | 0 | 0 | Existing conditions, assuming no cost | Existing conditions, assuming no cost | Assuming no incremental O&M cost | 0 | 0 | No applicable non-energy benefits | No applicable non-energy benefits | 100% | Equipment 100% technically feasible within end use | System | System
Kittitas CountyMultifamilyPool Heat1Existing | Kittitas CountyMultifamilyPool HeatExisting | Kittitas County | Multifamily | Pool Heat | 1 | Below Standard Pool Heater - 78% Efficient | Existing | Pool Heater - Below Standard | Below Standard Pool Heater - 78% Efficient | Below Standard Pool Heater - 78% Efficient | per Home | 4 | Assuming half the measure life for below standard equipment. Technical Support Document - Residential Water Heaters, Direct Heating Equipment, and Pooler Heaters. November 2009. Appendix C, Table 8-C.4.1, Page 8-C-7. | 382 | 382 | Savings methodology based on Technical Support Document - Residential Water Heaters, Direct Heating Equipment, and Pooler Heaters. November 2009. Table 7.4.2, Page 7-41 | Savings methodology based on Technical Support Document - Residential Water Heaters, Direct Heating Equipment, and Pooler Heaters. November 2009. Table 7.4.2, Page 7-41 | 0 | 0 | NA | NA | 0 | 0 | 0 | 0 | 0 | 0 | 0 | Existing conditions, assuming no cost | Existing conditions, assuming no cost | Assuming no incremental O&M cost | 0 | 0 | No applicable non-energy benefits | No applicable non-energy benefits | 100% | Equipment 100% technically feasible within end use | System | System
Kittitas CountyMultifamilyPool Heat1New | Kittitas CountyMultifamilyPool HeatNew | Kittitas County | Multifamily | Pool Heat | 1 | Below Standard Pool Heater - 78% Efficient | New | Pool Heater - Below Standard | Below Standard Pool Heater - 78% Efficient | Below Standard Pool Heater - 78% Efficient | per Home | 4 | Assuming half the measure life for below standard equipment. Technical Support Document - Residential Water Heaters, Direct Heating Equipment, and Pooler Heaters. November 2009. Appendix C, Table 8-C.4.1, Page 8-C-7. | 382 | 382 | Savings methodology based on Technical Support Document - Residential Water Heaters, Direct Heating Equipment, and Pooler Heaters. November 2009. Table 7.4.2, Page 7-41 | Savings methodology based on Technical Support Document - Residential Water Heaters, Direct Heating Equipment, and Pooler Heaters. November 2009. Table 7.4.2, Page 7-41 | 0 | 0 | NA | NA | 0 | 0 | 0 | 0 | 0 | 0 | 0 | Existing conditions, assuming no cost | Existing conditions, assuming no cost | Assuming no incremental O&M cost | 0 | 0 | No applicable non-energy benefits | No applicable non-energy benefits | 100% | Equipment 100% technically feasible within end use | System | System
Kittitas CountyMultifamily - Highly ImpactedPool Heat1Existing | Kittitas CountyMultifamily - Highly ImpactedPool HeatExisting | Kittitas County | Multifamily - Highly Impacted | Pool Heat | 1 | Below Standard Pool Heater - 78% Efficient | Existing | Pool Heater - Below Standard | Below Standard Pool Heater - 78% Efficient | Below Standard Pool Heater - 78% Efficient | per Home | 4 | Assuming half the measure life for below standard equipment. Technical Support Document - Residential Water Heaters, Direct Heating Equipment, and Pooler Heaters. November 2009. Appendix C, Table 8-C.4.1, Page 8-C-7. | 382 | 382 | Savings methodology based on Technical Support Document - Residential Water Heaters, Direct Heating Equipment, and Pooler Heaters. November 2009. Table 7.4.2, Page 7-41 | Savings methodology based on Technical Support Document - Residential Water Heaters, Direct Heating Equipment, and Pooler Heaters. November 2009. Table 7.4.2, Page 7-41 | 0 | 0 | NA | NA | 0 | 0 | 0 | 0 | 0 | 0 | 0 | Existing conditions, assuming no cost | Existing conditions, assuming no cost | Assuming no incremental O&M cost | 0 | 0 | No applicable non-energy benefits | No applicable non-energy benefits | 100% | Equipment 100% technically feasible within end use | System | System
Kittitas CountyMultifamily - Highly ImpactedPool Heat1New | Kittitas CountyMultifamily - Highly ImpactedPool HeatNew | Kittitas County | Multifamily - Highly Impacted | Pool Heat | 1 | Below Standard Pool Heater - 78% Efficient | New | Pool Heater - Below Standard | Below Standard Pool Heater - 78% Efficient | Below Standard Pool Heater - 78% Efficient | per Home | 4 | Assuming half the measure life for below standard equipment. Technical Support Document - Residential Water Heaters, Direct Heating Equipment, and Pooler Heaters. November 2009. Appendix C, Table 8-C.4.1, Page 8-C-7. | 382 | 382 | Savings methodology based on Technical Support Document - Residential Water Heaters, Direct Heating Equipment, and Pooler Heaters. November 2009. Table 7.4.2, Page 7-41 | Savings methodology based on Technical Support Document - Residential Water Heaters, Direct Heating Equipment, and Pooler Heaters. November 2009. Table 7.4.2, Page 7-41 | 0 | 0 | NA | NA | 0 | 0 | 0 | 0 | 0 | 0 | 0 | Existing conditions, assuming no cost | Existing conditions, assuming no cost | Assuming no incremental O&M cost | 0 | 0 | No applicable non-energy benefits | No applicable non-energy benefits | 100% | Equipment 100% technically feasible within end use | System | System
Kittitas CountyManufacturedPool Heat1Existing | Kittitas CountyManufacturedPool HeatExisting | Kittitas County | Manufactured | Pool Heat | 1 | Below Standard Pool Heater - 78% Efficient | Existing | Pool Heater - Below Standard | Below Standard Pool Heater - 78% Efficient | Below Standard Pool Heater - 78% Efficient | per Home | 4 | Assuming half the measure life for below standard equipment. Technical Support Document - Residential Water Heaters, Direct Heating Equipment, and Pooler Heaters. November 2009. Appendix C, Table 8-C.4.1, Page 8-C-7. | 382 | 382 | Savings methodology based on Technical Support Document - Residential Water Heaters, Direct Heating Equipment, and Pooler Heaters. November 2009. Table 7.4.2, Page 7-41 | Savings methodology based on Technical Support Document - Residential Water Heaters, Direct Heating Equipment, and Pooler Heaters. November 2009. Table 7.4.2, Page 7-41 | 0 | 0 | NA | NA | 0 | 0 | 0 | 0 | 0 | 0 | 0 | Existing conditions, assuming no cost | Existing conditions, assuming no cost | Assuming no incremental O&M cost | 0 | 0 | No applicable non-energy benefits | No applicable non-energy benefits | 100% | Equipment 100% technically feasible within end use | System | System
Kittitas CountyManufacturedPool Heat1New | Kittitas CountyManufacturedPool HeatNew | Kittitas County | Manufactured | Pool Heat | 1 | Below Standard Pool Heater - 78% Efficient | New | Pool Heater - Below Standard | Below Standard Pool Heater - 78% Efficient | Below Standard Pool Heater - 78% Efficient | per Home | 4 | Assuming half the measure life for below standard equipment. Technical Support Document - Residential Water Heaters, Direct Heating Equipment, and Pooler Heaters. November 2009. Appendix C, Table 8-C.4.1, Page 8-C-7. | 382 | 382 | Savings methodology based on Technical Support Document - Residential Water Heaters, Direct Heating Equipment, and Pooler Heaters. November 2009. Table 7.4.2, Page 7-41 | Savings methodology based on Technical Support Document - Residential Water Heaters, Direct Heating Equipment, and Pooler Heaters. November 2009. Table 7.4.2, Page 7-41 | 0 | 0 | NA | NA | 0 | 0 | 0 | 0 | 0 | 0 | 0 | Existing conditions, assuming no cost | Existing conditions, assuming no cost | Assuming no incremental O&M cost | 0 | 0 | No applicable non-energy benefits | No applicable non-energy benefits | 100% | Equipment 100% technically feasible within end use | System | System
Kittitas CountyManufactured - Highly ImpactedPool Heat1Existing | Kittitas CountyManufactured - Highly ImpactedPool HeatExisting | Kittitas County | Manufactured - Highly Impacted | Pool Heat | 1 | Below Standard Pool Heater - 78% Efficient | Existing | Pool Heater - Below Standard | Below Standard Pool Heater - 78% Efficient | Below Standard Pool Heater - 78% Efficient | per Home | 4 | Assuming half the measure life for below standard equipment. Technical Support Document - Residential Water Heaters, Direct Heating Equipment, and Pooler Heaters. November 2009. Appendix C, Table 8-C.4.1, Page 8-C-7. | 382 | 382 | Savings methodology based on Technical Support Document - Residential Water Heaters, Direct Heating Equipment, and Pooler Heaters. November 2009. Table 7.4.2, Page 7-41 | Savings methodology based on Technical Support Document - Residential Water Heaters, Direct Heating Equipment, and Pooler Heaters. November 2009. Table 7.4.2, Page 7-41 | 0 | 0 | NA | NA | 0 | 0 | 0 | 0 | 0 | 0 | 0 | Existing conditions, assuming no cost | Existing conditions, assuming no cost | Assuming no incremental O&M cost | 0 | 0 | No applicable non-energy benefits | No applicable non-energy benefits | 100% | Equipment 100% technically feasible within end use | System | System
Kittitas CountyManufactured - Highly ImpactedPool Heat1New | Kittitas CountyManufactured - Highly ImpactedPool HeatNew | Kittitas County | Manufactured - Highly Impacted | Pool Heat | 1 | Below Standard Pool Heater - 78% Efficient | New | Pool Heater - Below Standard | Below Standard Pool Heater - 78% Efficient | Below Standard Pool Heater - 78% Efficient | per Home | 4 | Assuming half the measure life for below standard equipment. Technical Support Document - Residential Water Heaters, Direct Heating Equipment, and Pooler Heaters. November 2009. Appendix C, Table 8-C.4.1, Page 8-C-7. | 382 | 382 | Savings methodology based on Technical Support Document - Residential Water Heaters, Direct Heating Equipment, and Pooler Heaters. November 2009. Table 7.4.2, Page 7-41 | Savings methodology based on Technical Support Document - Residential Water Heaters, Direct Heating Equipment, and Pooler Heaters. November 2009. Table 7.4.2, Page 7-41 | 0 | 0 | NA | NA | 0 | 0 | 0 | 0 | 0 | 0 | 0 | Existing conditions, assuming no cost | Existing conditions, assuming no cost | Assuming no incremental O&M cost | 0 | 0 | No applicable non-energy benefits | No applicable non-energy benefits | 100% | Equipment 100% technically feasible within end use | System | System
Kittitas CountySingle FamilyPool Heat2Existing | Kittitas CountySingle FamilyPool HeatExisting | Kittitas County | Single Family | Pool Heat | 2 | Federal Standard 2014 Pool Heater - 82% Efficient | Existing | Pool Heater - Federal Standard 2014 | Federal Standard 2014 Pool Heater - 82% Efficient | Federal Standard 2014 Pool Heater - 82% Efficient | per Home | 8 | Technical Support Document - Residential Water Heaters, Direct Heating Equipment, and Pooler Heaters. November 2009. Appendix C, Table 8-C.4.1, Page 8-C-7. | 364 | 364 | Savings methodology based on Technical Support Document - Residential Water Heaters, Direct Heating Equipment, and Pooler Heaters. November 2009. Table 7.4.2, Page 7-41 | Savings methodology based on Technical Support Document - Residential Water Heaters, Direct Heating Equipment, and Pooler Heaters. November 2009. Table 7.4.2, Page 7-41 | 0 | 0 | NA | NA | 0 | 0 | 0 | 1609.0662 | 1640.8911 | 0 | 0 | Technical Support Document - Residential Water Heaters, Direct Heating Equipment, and Pooler Heaters. November 2009. Table 8.2.38, Page 8-34. | Technical Support Document - Residential Water Heaters, Direct Heating Equipment, and Pooler Heaters. November 2009. Table 8.2.38, Page 8-34. | Assuming no incremental O&M cost | 0 | 0 | No applicable non-energy benefits | No applicable non-energy benefits | 100% | Equipment 100% technically feasible within end use | System | System
Kittitas CountySingle FamilyPool Heat2New | Kittitas CountySingle FamilyPool HeatNew | Kittitas County | Single Family | Pool Heat | 2 | Federal Standard 2014 Pool Heater - 82% Efficient | New | Pool Heater - Federal Standard 2014 | Federal Standard 2014 Pool Heater - 82% Efficient | Federal Standard 2014 Pool Heater - 82% Efficient | per Home | 8 | Technical Support Document - Residential Water Heaters, Direct Heating Equipment, and Pooler Heaters. November 2009. Appendix C, Table 8-C.4.1, Page 8-C-7. | 364 | 364 | Savings methodology based on Technical Support Document - Residential Water Heaters, Direct Heating Equipment, and Pooler Heaters. November 2009. Table 7.4.2, Page 7-41 | Savings methodology based on Technical Support Document - Residential Water Heaters, Direct Heating Equipment, and Pooler Heaters. November 2009. Table 7.4.2, Page 7-41 | 0 | 0 | NA | NA | 0 | 0 | 0 | 1609.0662 | 1640.8911 | 0 | 0 | Technical Support Document - Residential Water Heaters, Direct Heating Equipment, and Pooler Heaters. November 2009. Table 8.2.38, Page 8-34. | Technical Support Document - Residential Water Heaters, Direct Heating Equipment, and Pooler Heaters. November 2009. Table 8.2.38, Page 8-34. | Assuming no incremental O&M cost | 0 | 0 | No applicable non-energy benefits | No applicable non-energy benefits | 100% | Equipment 100% technically feasible within end use | System | System
Kittitas CountySingle Family - Highly ImpactedPool Heat2Existing | Kittitas CountySingle Family - Highly ImpactedPool HeatExisting | Kittitas County | Single Family - Highly Impacted | Pool Heat | 2 | Federal Standard 2014 Pool Heater - 82% Efficient | Existing | Pool Heater - Federal Standard 2014 | Federal Standard 2014 Pool Heater - 82% Efficient | Federal Standard 2014 Pool Heater - 82% Efficient | per Home | 8 | Technical Support Document - Residential Water Heaters, Direct Heating Equipment, and Pooler Heaters. November 2009. Appendix C, Table 8-C.4.1, Page 8-C-7. | 364 | 364 | Savings methodology based on Technical Support Document - Residential Water Heaters, Direct Heating Equipment, and Pooler Heaters. November 2009. Table 7.4.2, Page 7-41 | Savings methodology based on Technical Support Document - Residential Water Heaters, Direct Heating Equipment, and Pooler Heaters. November 2009. Table 7.4.2, Page 7-41 | 0 | 0 | NA | NA | 0 | 0 | 0 | 1609.0662 | 1640.8911 | 0 | 0 | Technical Support Document - Residential Water Heaters, Direct Heating Equipment, and Pooler Heaters. November 2009. Table 8.2.38, Page 8-34. | Technical Support Document - Residential Water Heaters, Direct Heating Equipment, and Pooler Heaters. November 2009. Table 8.2.38, Page 8-34. | Assuming no incremental O&M cost | 0 | 0 | No applicable non-energy benefits | No applicable non-energy benefits | 100% | Equipment 100% technically feasible within end use | System | System
Kittitas CountySingle Family - Highly ImpactedPool Heat2New | Kittitas CountySingle Family - Highly ImpactedPool HeatNew | Kittitas County | Single Family - Highly Impacted | Pool Heat | 2 | Federal Standard 2014 Pool Heater - 82% Efficient | New | Pool Heater - Federal Standard 2014 | Federal Standard 2014 Pool Heater - 82% Efficient | Federal Standard 2014 Pool Heater - 82% Efficient | per Home | 8 | Technical Support Document - Residential Water Heaters, Direct Heating Equipment, and Pooler Heaters. November 2009. Appendix C, Table 8-C.4.1, Page 8-C-7. | 364 | 364 | Savings methodology based on Technical Support Document - Residential Water Heaters, Direct Heating Equipment, and Pooler Heaters. November 2009. Table 7.4.2, Page 7-41 | Savings methodology based on Technical Support Document - Residential Water Heaters, Direct Heating Equipment, and Pooler Heaters. November 2009. Table 7.4.2, Page 7-41 | 0 | 0 | NA | NA | 0 | 0 | 0 | 1609.0662 | 1640.8911 | 0 | 0 | Technical Support Document - Residential Water Heaters, Direct Heating Equipment, and Pooler Heaters. November 2009. Table 8.2.38, Page 8-34. | Technical Support Document - Residential Water Heaters, Direct Heating Equipment, and Pooler Heaters. November 2009. Table 8.2.38, Page 8-34. | Assuming no incremental O&M cost | 0 | 0 | No applicable non-energy benefits | No applicable non-energy benefits | 100% | Equipment 100% technically feasible within end use | System | System
Kittitas CountyMultifamilyPool Heat2Existing | Kittitas CountyMultifamilyPool HeatExisting | Kittitas County | Multifamily | Pool Heat | 2 | Federal Standard 2014 Pool Heater - 82% Efficient | Existing | Pool Heater - Federal Standard 2014 | Federal Standard 2014 Pool Heater - 82% Efficient | Federal Standard 2014 Pool Heater - 82% Efficient | per Home | 8 | Technical Support Document - Residential Water Heaters, Direct Heating Equipment, and Pooler Heaters. November 2009. Appendix C, Table 8-C.4.1, Page 8-C-7. | 364 | 364 | Savings methodology based on Technical Support Document - Residential Water Heaters, Direct Heating Equipment, and Pooler Heaters. November 2009. Table 7.4.2, Page 7-41 | Savings methodology based on Technical Support Document - Residential Water Heaters, Direct Heating Equipment, and Pooler Heaters. November 2009. Table 7.4.2, Page 7-41 | 0 | 0 | NA | NA | 0 | 0 | 0 | 1609.0662 | 1640.8911 | 0 | 0 | Technical Support Document - Residential Water Heaters, Direct Heating Equipment, and Pooler Heaters. November 2009. Table 8.2.38, Page 8-34. | Technical Support Document - Residential Water Heaters, Direct Heating Equipment, and Pooler Heaters. November 2009. Table 8.2.38, Page 8-34. | Assuming no incremental O&M cost | 0 | 0 | No applicable non-energy benefits | No applicable non-energy benefits | 100% | Equipment 100% technically feasible within end use | System | System
Kittitas CountyMultifamilyPool Heat2New | Kittitas CountyMultifamilyPool HeatNew | Kittitas County | Multifamily | Pool Heat | 2 | Federal Standard 2014 Pool Heater - 82% Efficient | New | Pool Heater - Federal Standard 2014 | Federal Standard 2014 Pool Heater - 82% Efficient | Federal Standard 2014 Pool Heater - 82% Efficient | per Home | 8 | Technical Support Document - Residential Water Heaters, Direct Heating Equipment, and Pooler Heaters. November 2009. Appendix C, Table 8-C.4.1, Page 8-C-7. | 364 | 364 | Savings methodology based on Technical Support Document - Residential Water Heaters, Direct Heating Equipment, and Pooler Heaters. November 2009. Table 7.4.2, Page 7-41 | Savings methodology based on Technical Support Document - Residential Water Heaters, Direct Heating Equipment, and Pooler Heaters. November 2009. Table 7.4.2, Page 7-41 | 0 | 0 | NA | NA | 0 | 0 | 0 | 1609.0662 | 1640.8911 | 0 | 0 | Technical Support Document - Residential Water Heaters, Direct Heating Equipment, and Pooler Heaters. November 2009. Table 8.2.38, Page 8-34. | Technical Support Document - Residential Water Heaters, Direct Heating Equipment, and Pooler Heaters. November 2009. Table 8.2.38, Page 8-34. | Assuming no incremental O&M cost | 0 | 0 | No applicable non-energy benefits | No applicable non-energy benefits | 100% | Equipment 100% technically feasible within end use | System | System
Kittitas CountyMultifamily - Highly ImpactedPool Heat2Existing | Kittitas CountyMultifamily - Highly ImpactedPool HeatExisting | Kittitas County | Multifamily - Highly Impacted | Pool Heat | 2 | Federal Standard 2014 Pool Heater - 82% Efficient | Existing | Pool Heater - Federal Standard 2014 | Federal Standard 2014 Pool Heater - 82% Efficient | Federal Standard 2014 Pool Heater - 82% Efficient | per Home | 8 | Technical Support Document - Residential Water Heaters, Direct Heating Equipment, and Pooler Heaters. November 2009. Appendix C, Table 8-C.4.1, Page 8-C-7. | 364 | 364 | Savings methodology based on Technical Support Document - Residential Water Heaters, Direct Heating Equipment, and Pooler Heaters. November 2009. Table 7.4.2, Page 7-41 | Savings methodology based on Technical Support Document - Residential Water Heaters, Direct Heating Equipment, and Pooler Heaters. November 2009. Table 7.4.2, Page 7-41 | 0 | 0 | NA | NA | 0 | 0 | 0 | 1609.0662 | 1640.8911 | 0 | 0 | Technical Support Document - Residential Water Heaters, Direct Heating Equipment, and Pooler Heaters. November 2009. Table 8.2.38, Page 8-34. | Technical Support Document - Residential Water Heaters, Direct Heating Equipment, and Pooler Heaters. November 2009. Table 8.2.38, Page 8-34. | Assuming no incremental O&M cost | 0 | 0 | No applicable non-energy benefits | No applicable non-energy benefits | 100% | Equipment 100% technically feasible within end use | System | System
Kittitas CountyMultifamily - Highly ImpactedPool Heat2New | Kittitas CountyMultifamily - Highly ImpactedPool HeatNew | Kittitas County | Multifamily - Highly Impacted | Pool Heat | 2 | Federal Standard 2014 Pool Heater - 82% Efficient | New | Pool Heater - Federal Standard 2014 | Federal Standard 2014 Pool Heater - 82% Efficient | Federal Standard 2014 Pool Heater - 82% Efficient | per Home | 8 | Technical Support Document - Residential Water Heaters, Direct Heating Equipment, and Pooler Heaters. November 2009. Appendix C, Table 8-C.4.1, Page 8-C-7. | 364 | 364 | Savings methodology based on Technical Support Document - Residential Water Heaters, Direct Heating Equipment, and Pooler Heaters. November 2009. Table 7.4.2, Page 7-41 | Savings methodology based on Technical Support Document - Residential Water Heaters, Direct Heating Equipment, and Pooler Heaters. November 2009. Table 7.4.2, Page 7-41 | 0 | 0 | NA | NA | 0 | 0 | 0 | 1609.0662 | 1640.8911 | 0 | 0 | Technical Support Document - Residential Water Heaters, Direct Heating Equipment, and Pooler Heaters. November 2009. Table 8.2.38, Page 8-34. | Technical Support Document - Residential Water Heaters, Direct Heating Equipment, and Pooler Heaters. November 2009. Table 8.2.38, Page 8-34. | Assuming no incremental O&M cost | 0 | 0 | No applicable non-energy benefits | No applicable non-energy benefits | 100% | Equipment 100% technically feasible within end use | System | System
Kittitas CountyManufacturedPool Heat2Existing | Kittitas CountyManufacturedPool HeatExisting | Kittitas County | Manufactured | Pool Heat | 2 | Federal Standard 2014 Pool Heater - 82% Efficient | Existing | Pool Heater - Federal Standard 2014 | Federal Standard 2014 Pool Heater - 82% Efficient | Federal Standard 2014 Pool Heater - 82% Efficient | per Home | 8 | Technical Support Document - Residential Water Heaters, Direct Heating Equipment, and Pooler Heaters. November 2009. Appendix C, Table 8-C.4.1, Page 8-C-7. | 364 | 364 | Savings methodology based on Technical Support Document - Residential Water Heaters, Direct Heating Equipment, and Pooler Heaters. November 2009. Table 7.4.2, Page 7-41 | Savings methodology based on Technical Support Document - Residential Water Heaters, Direct Heating Equipment, and Pooler Heaters. November 2009. Table 7.4.2, Page 7-41 | 0 | 0 | NA | NA | 0 | 0 | 0 | 1609.0662 | 1640.8911 | 0 | 0 | Technical Support Document - Residential Water Heaters, Direct Heating Equipment, and Pooler Heaters. November 2009. Table 8.2.38, Page 8-34. | Technical Support Document - Residential Water Heaters, Direct Heating Equipment, and Pooler Heaters. November 2009. Table 8.2.38, Page 8-34. | Assuming no incremental O&M cost | 0 | 0 | No applicable non-energy benefits | No applicable non-energy benefits | 100% | Equipment 100% technically feasible within end use | System | System
Kittitas CountyManufacturedPool Heat2New | Kittitas CountyManufacturedPool HeatNew | Kittitas County | Manufactured | Pool Heat | 2 | Federal Standard 2014 Pool Heater - 82% Efficient | New | Pool Heater - Federal Standard 2014 | Federal Standard 2014 Pool Heater - 82% Efficient | Federal Standard 2014 Pool Heater - 82% Efficient | per Home | 8 | Technical Support Document - Residential Water Heaters, Direct Heating Equipment, and Pooler Heaters. November 2009. Appendix C, Table 8-C.4.1, Page 8-C-7. | 364 | 364 | Savings methodology based on Technical Support Document - Residential Water Heaters, Direct Heating Equipment, and Pooler Heaters. November 2009. Table 7.4.2, Page 7-41 | Savings methodology based on Technical Support Document - Residential Water Heaters, Direct Heating Equipment, and Pooler Heaters. November 2009. Table 7.4.2, Page 7-41 | 0 | 0 | NA | NA | 0 | 0 | 0 | 1609.0662 | 1640.8911 | 0 | 0 | Technical Support Document - Residential Water Heaters, Direct Heating Equipment, and Pooler Heaters. November 2009. Table 8.2.38, Page 8-34. | Technical Support Document - Residential Water Heaters, Direct Heating Equipment, and Pooler Heaters. November 2009. Table 8.2.38, Page 8-34. | Assuming no incremental O&M cost | 0 | 0 | No applicable non-energy benefits | No applicable non-energy benefits | 100% | Equipment 100% technically feasible within end use | System | System
Kittitas CountyManufactured - Highly ImpactedPool Heat2Existing | Kittitas CountyManufactured - Highly ImpactedPool HeatExisting | Kittitas County | Manufactured - Highly Impacted | Pool Heat | 2 | Federal Standard 2014 Pool Heater - 82% Efficient | Existing | Pool Heater - Federal Standard 2014 | Federal Standard 2014 Pool Heater - 82% Efficient | Federal Standard 2014 Pool Heater - 82% Efficient | per Home | 8 | Technical Support Document - Residential Water Heaters, Direct Heating Equipment, and Pooler Heaters. November 2009. Appendix C, Table 8-C.4.1, Page 8-C-7. | 364 | 364 | Savings methodology based on Technical Support Document - Residential Water Heaters, Direct Heating Equipment, and Pooler Heaters. November 2009. Table 7.4.2, Page 7-41 | Savings methodology based on Technical Support Document - Residential Water Heaters, Direct Heating Equipment, and Pooler Heaters. November 2009. Table 7.4.2, Page 7-41 | 0 | 0 | NA | NA | 0 | 0 | 0 | 1609.0662 | 1640.8911 | 0 | 0 | Technical Support Document - Residential Water Heaters, Direct Heating Equipment, and Pooler Heaters. November 2009. Table 8.2.38, Page 8-34. | Technical Support Document - Residential Water Heaters, Direct Heating Equipment, and Pooler Heaters. November 2009. Table 8.2.38, Page 8-34. | Assuming no incremental O&M cost | 0 | 0 | No applicable non-energy benefits | No applicable non-energy benefits | 100% | Equipment 100% technically feasible within end use | System | System
Kittitas CountyManufactured - Highly ImpactedPool Heat2New | Kittitas CountyManufactured - Highly ImpactedPool HeatNew | Kittitas County | Manufactured - Highly Impacted | Pool Heat | 2 | Federal Standard 2014 Pool Heater - 82% Efficient | New | Pool Heater - Federal Standard 2014 | Federal Standard 2014 Pool Heater - 82% Efficient | Federal Standard 2014 Pool Heater - 82% Efficient | per Home | 8 | Technical Support Document - Residential Water Heaters, Direct Heating Equipment, and Pooler Heaters. November 2009. Appendix C, Table 8-C.4.1, Page 8-C-7. | 364 | 364 | Savings methodology based on Technical Support Document - Residential Water Heaters, Direct Heating Equipment, and Pooler Heaters. November 2009. Table 7.4.2, Page 7-41 | Savings methodology based on Technical Support Document - Residential Water Heaters, Direct Heating Equipment, and Pooler Heaters. November 2009. Table 7.4.2, Page 7-41 | 0 | 0 | NA | NA | 0 | 0 | 0 | 1609.0662 | 1640.8911 | 0 | 0 | Technical Support Document - Residential Water Heaters, Direct Heating Equipment, and Pooler Heaters. November 2009. Table 8.2.38, Page 8-34. | Technical Support Document - Residential Water Heaters, Direct Heating Equipment, and Pooler Heaters. November 2009. Table 8.2.38, Page 8-34. | Assuming no incremental O&M cost | 0 | 0 | No applicable non-energy benefits | No applicable non-energy benefits | 100% | Equipment 100% technically feasible within end use | System | System
Kittitas CountySingle FamilyPool Heat3Existing | Kittitas CountySingle FamilyPool HeatExisting | Kittitas County | Single Family | Pool Heat | 3 | Market Standard Pool Heater | Existing | Pool Heater - Market Standard | Market Standard Pool Heater | Market Standard Pool Heater | per Home | 8 | Technical Support Document - Residential Water Heaters, Direct Heating Equipment, and Pooler Heaters. November 2009. Appendix C, Table 8-C.4.1, Page 8-C-7. | 364.01 | 364.01 | Savings methodology based on Residential Water Heaters, Direct Heating Equipment, and Pool Heaters; Final Rule, EERE-2006-STD-0129-0005-1 | Savings methodology based on Residential Water Heaters, Direct Heating Equipment, and Pool Heaters; Final Rule, EERE-2006-STD-0129-0005-1 | 0 | 0 | NA | NA | 0 | 0 | 0 | 0 | 0 | 0 | 0 | Existing conditions, assuming no cost | Existing conditions, assuming no cost | Assuming no incremental O&M cost | 0 | 0 | No applicable non-energy benefits | No applicable non-energy benefits | 100% | Equipment 100% technically feasible within end use | System | System
Kittitas CountySingle FamilyPool Heat3New | Kittitas CountySingle FamilyPool HeatNew | Kittitas County | Single Family | Pool Heat | 3 | Market Standard Pool Heater | New | Pool Heater - Market Standard | Market Standard Pool Heater | Market Standard Pool Heater | per Home | 8 | Technical Support Document - Residential Water Heaters, Direct Heating Equipment, and Pooler Heaters. November 2009. Appendix C, Table 8-C.4.1, Page 8-C-7. | 364.01 | 364.01 | Savings methodology based on Residential Water Heaters, Direct Heating Equipment, and Pool Heaters; Final Rule, EERE-2006-STD-0129-0005-1 | Savings methodology based on Residential Water Heaters, Direct Heating Equipment, and Pool Heaters; Final Rule, EERE-2006-STD-0129-0005-1 | 0 | 0 | NA | NA | 0 | 0 | 0 | 0 | 0 | 0 | 0 | Existing conditions, assuming no cost | Existing conditions, assuming no cost | Assuming no incremental O&M cost | 0 | 0 | No applicable non-energy benefits | No applicable non-energy benefits | 100% | Equipment 100% technically feasible within end use | System | System
Kittitas CountySingle Family - Highly ImpactedPool Heat3Existing | Kittitas CountySingle Family - Highly ImpactedPool HeatExisting | Kittitas County | Single Family - Highly Impacted | Pool Heat | 3 | Market Standard Pool Heater | Existing | Pool Heater - Market Standard | Market Standard Pool Heater | Market Standard Pool Heater | per Home | 8 | Technical Support Document - Residential Water Heaters, Direct Heating Equipment, and Pooler Heaters. November 2009. Appendix C, Table 8-C.4.1, Page 8-C-7. | 364.01 | 364.01 | Savings methodology based on Residential Water Heaters, Direct Heating Equipment, and Pool Heaters; Final Rule, EERE-2006-STD-0129-0005-1 | Savings methodology based on Residential Water Heaters, Direct Heating Equipment, and Pool Heaters; Final Rule, EERE-2006-STD-0129-0005-1 | 0 | 0 | NA | NA | 0 | 0 | 0 | 0 | 0 | 0 | 0 | Existing conditions, assuming no cost | Existing conditions, assuming no cost | Assuming no incremental O&M cost | 0 | 0 | No applicable non-energy benefits | No applicable non-energy benefits | 100% | Equipment 100% technically feasible within end use | System | System
Kittitas CountySingle Family - Highly ImpactedPool Heat3New | Kittitas CountySingle Family - Highly ImpactedPool HeatNew | Kittitas County | Single Family - Highly Impacted | Pool Heat | 3 | Market Standard Pool Heater | New | Pool Heater - Market Standard | Market Standard Pool Heater | Market Standard Pool Heater | per Home | 8 | Technical Support Document - Residential Water Heaters, Direct Heating Equipment, and Pooler Heaters. November 2009. Appendix C, Table 8-C.4.1, Page 8-C-7. | 364.01 | 364.01 | Savings methodology based on Residential Water Heaters, Direct Heating Equipment, and Pool Heaters; Final Rule, EERE-2006-STD-0129-0005-1 | Savings methodology based on Residential Water Heaters, Direct Heating Equipment, and Pool Heaters; Final Rule, EERE-2006-STD-0129-0005-1 | 0 | 0 | NA | NA | 0 | 0 | 0 | 0 | 0 | 0 | 0 | Existing conditions, assuming no cost | Existing conditions, assuming no cost | Assuming no incremental O&M cost | 0 | 0 | No applicable non-energy benefits | No applicable non-energy benefits | 100% | Equipment 100% technically feasible within end use | System | System
Kittitas CountyMultifamilyPool Heat3Existing | Kittitas CountyMultifamilyPool HeatExisting | Kittitas County | Multifamily | Pool Heat | 3 | Market Standard Pool Heater | Existing | Pool Heater - Market Standard | Market Standard Pool Heater | Market Standard Pool Heater | per Home | 8 | Technical Support Document - Residential Water Heaters, Direct Heating Equipment, and Pooler Heaters. November 2009. Appendix C, Table 8-C.4.1, Page 8-C-7. | 364.01 | 364.01 | Savings methodology based on Residential Water Heaters, Direct Heating Equipment, and Pool Heaters; Final Rule, EERE-2006-STD-0129-0005-1 | Savings methodology based on Residential Water Heaters, Direct Heating Equipment, and Pool Heaters; Final Rule, EERE-2006-STD-0129-0005-1 | 0 | 0 | NA | NA | 0 | 0 | 0 | 0 | 0 | 0 | 0 | Existing conditions, assuming no cost | Existing conditions, assuming no cost | Assuming no incremental O&M cost | 0 | 0 | No applicable non-energy benefits | No applicable non-energy benefits | 100% | Equipment 100% technically feasible within end use | System | System
Kittitas CountyMultifamilyPool Heat3New | Kittitas CountyMultifamilyPool HeatNew | Kittitas County | Multifamily | Pool Heat | 3 | Market Standard Pool Heater | New | Pool Heater - Market Standard | Market Standard Pool Heater | Market Standard Pool Heater | per Home | 8 | Technical Support Document - Residential Water Heaters, Direct Heating Equipment, and Pooler Heaters. November 2009. Appendix C, Table 8-C.4.1, Page 8-C-7. | 364.01 | 364.01 | Savings methodology based on Residential Water Heaters, Direct Heating Equipment, and Pool Heaters; Final Rule, EERE-2006-STD-0129-0005-1 | Savings methodology based on Residential Water Heaters, Direct Heating Equipment, and Pool Heaters; Final Rule, EERE-2006-STD-0129-0005-1 | 0 | 0 | NA | NA | 0 | 0 | 0 | 0 | 0 | 0 | 0 | Existing conditions, assuming no cost | Existing conditions, assuming no cost | Assuming no incremental O&M cost | 0 | 0 | No applicable non-energy benefits | No applicable non-energy benefits | 100% | Equipment 100% technically feasible within end use | System | System
Kittitas CountyMultifamily - Highly ImpactedPool Heat3Existing | Kittitas CountyMultifamily - Highly ImpactedPool HeatExisting | Kittitas County | Multifamily - Highly Impacted | Pool Heat | 3 | Market Standard Pool Heater | Existing | Pool Heater - Market Standard | Market Standard Pool Heater | Market Standard Pool Heater | per Home | 8 | Technical Support Document - Residential Water Heaters, Direct Heating Equipment, and Pooler Heaters. November 2009. Appendix C, Table 8-C.4.1, Page 8-C-7. | 364.01 | 364.01 | Savings methodology based on Residential Water Heaters, Direct Heating Equipment, and Pool Heaters; Final Rule, EERE-2006-STD-0129-0005-1 | Savings methodology based on Residential Water Heaters, Direct Heating Equipment, and Pool Heaters; Final Rule, EERE-2006-STD-0129-0005-1 | 0 | 0 | NA | NA | 0 | 0 | 0 | 0 | 0 | 0 | 0 | Existing conditions, assuming no cost | Existing conditions, assuming no cost | Assuming no incremental O&M cost | 0 | 0 | No applicable non-energy benefits | No applicable non-energy benefits | 100% | Equipment 100% technically feasible within end use | System | System
Kittitas CountyMultifamily - Highly ImpactedPool Heat3New | Kittitas CountyMultifamily - Highly ImpactedPool HeatNew | Kittitas County | Multifamily - Highly Impacted | Pool Heat | 3 | Market Standard Pool Heater | New | Pool Heater - Market Standard | Market Standard Pool Heater | Market Standard Pool Heater | per Home | 8 | Technical Support Document - Residential Water Heaters, Direct Heating Equipment, and Pooler Heaters. November 2009. Appendix C, Table 8-C.4.1, Page 8-C-7. | 364.01 | 364.01 | Savings methodology based on Residential Water Heaters, Direct Heating Equipment, and Pool Heaters; Final Rule, EERE-2006-STD-0129-0005-1 | Savings methodology based on Residential Water Heaters, Direct Heating Equipment, and Pool Heaters; Final Rule, EERE-2006-STD-0129-0005-1 | 0 | 0 | NA | NA | 0 | 0 | 0 | 0 | 0 | 0 | 0 | Existing conditions, assuming no cost | Existing conditions, assuming no cost | Assuming no incremental O&M cost | 0 | 0 | No applicable non-energy benefits | No applicable non-energy benefits | 100% | Equipment 100% technically feasible within end use | System | System
Kittitas CountyManufacturedPool Heat3Existing | Kittitas CountyManufacturedPool HeatExisting | Kittitas County | Manufactured | Pool Heat | 3 | Market Standard Pool Heater | Existing | Pool Heater - Market Standard | Market Standard Pool Heater | Market Standard Pool Heater | per Home | 8 | Technical Support Document - Residential Water Heaters, Direct Heating Equipment, and Pooler Heaters. November 2009. Appendix C, Table 8-C.4.1, Page 8-C-7. | 364.01 | 364.01 | Savings methodology based on Residential Water Heaters, Direct Heating Equipment, and Pool Heaters; Final Rule, EERE-2006-STD-0129-0005-1 | Savings methodology based on Residential Water Heaters, Direct Heating Equipment, and Pool Heaters; Final Rule, EERE-2006-STD-0129-0005-1 | 0 | 0 | NA | NA | 0 | 0 | 0 | 0 | 0 | 0 | 0 | Existing conditions, assuming no cost | Existing conditions, assuming no cost | Assuming no incremental O&M cost | 0 | 0 | No applicable non-energy benefits | No applicable non-energy benefits | 100% | Equipment 100% technically feasible within end use | System | System
Kittitas CountyManufacturedPool Heat3New | Kittitas CountyManufacturedPool HeatNew | Kittitas County | Manufactured | Pool Heat | 3 | Market Standard Pool Heater | New | Pool Heater - Market Standard | Market Standard Pool Heater | Market Standard Pool Heater | per Home | 8 | Technical Support Document - Residential Water Heaters, Direct Heating Equipment, and Pooler Heaters. November 2009. Appendix C, Table 8-C.4.1, Page 8-C-7. | 364.01 | 364.01 | Savings methodology based on Residential Water Heaters, Direct Heating Equipment, and Pool Heaters; Final Rule, EERE-2006-STD-0129-0005-1 | Savings methodology based on Residential Water Heaters, Direct Heating Equipment, and Pool Heaters; Final Rule, EERE-2006-STD-0129-0005-1 | 0 | 0 | NA | NA | 0 | 0 | 0 | 0 | 0 | 0 | 0 | Existing conditions, assuming no cost | Existing conditions, assuming no cost | Assuming no incremental O&M cost | 0 | 0 | No applicable non-energy benefits | No applicable non-energy benefits | 100% | Equipment 100% technically feasible within end use | System | System
Kittitas CountyManufactured - Highly ImpactedPool Heat3Existing | Kittitas CountyManufactured - Highly ImpactedPool HeatExisting | Kittitas County | Manufactured - Highly Impacted | Pool Heat | 3 | Market Standard Pool Heater | Existing | Pool Heater - Market Standard | Market Standard Pool Heater | Market Standard Pool Heater | per Home | 8 | Technical Support Document - Residential Water Heaters, Direct Heating Equipment, and Pooler Heaters. November 2009. Appendix C, Table 8-C.4.1, Page 8-C-7. | 364.01 | 364.01 | Savings methodology based on Residential Water Heaters, Direct Heating Equipment, and Pool Heaters; Final Rule, EERE-2006-STD-0129-0005-1 | Savings methodology based on Residential Water Heaters, Direct Heating Equipment, and Pool Heaters; Final Rule, EERE-2006-STD-0129-0005-1 | 0 | 0 | NA | NA | 0 | 0 | 0 | 0 | 0 | 0 | 0 | Existing conditions, assuming no cost | Existing conditions, assuming no cost | Assuming no incremental O&M cost | 0 | 0 | No applicable non-energy benefits | No applicable non-energy benefits | 100% | Equipment 100% technically feasible within end use | System | System
Kittitas CountyManufactured - Highly ImpactedPool Heat3New | Kittitas CountyManufactured - Highly ImpactedPool HeatNew | Kittitas County | Manufactured - Highly Impacted | Pool Heat | 3 | Market Standard Pool Heater | New | Pool Heater - Market Standard | Market Standard Pool Heater | Market Standard Pool Heater | per Home | 8 | Technical Support Document - Residential Water Heaters, Direct Heating Equipment, and Pooler Heaters. November 2009. Appendix C, Table 8-C.4.1, Page 8-C-7. | 364.01 | 364.01 | Savings methodology based on Residential Water Heaters, Direct Heating Equipment, and Pool Heaters; Final Rule, EERE-2006-STD-0129-0005-1 | Savings methodology based on Residential Water Heaters, Direct Heating Equipment, and Pool Heaters; Final Rule, EERE-2006-STD-0129-0005-1 | 0 | 0 | NA | NA | 0 | 0 | 0 | 0 | 0 | 0 | 0 | Existing conditions, assuming no cost | Existing conditions, assuming no cost | Assuming no incremental O&M cost | 0 | 0 | No applicable non-energy benefits | No applicable non-energy benefits | 100% | Equipment 100% technically feasible within end use | System | System
Kittitas CountySingle FamilyPool Heat4Existing | Kittitas CountySingle FamilyPool HeatExisting | Kittitas County | Single Family | Pool Heat | 4 | Efficient Pool Heater - 88% Efficient | Existing | Pool Heater - Efficient | Efficient Pool Heater - 88% Efficient | Federal Standard 2014 Pool Heater - 82% Efficient | per Home | 8 | Technical Support Document - Residential Water Heaters, Direct Heating Equipment, and Pooler Heaters. November 2009. Appendix C, Table 8-C.4.1, Page 8-C-7. | 364 | 328.5 | Savings methodology based on Residential Water Heaters, Direct Heating Equipment, and Pool Heaters; Final Rule, EERE-2006-STD-0129-0005-1 | Savings methodology based on Technical Support Document - Residential Water Heaters, Direct Heating Equipment, and Pooler Heaters. November 2009. Table 7.4.2, Page 7-41 | 0 | 0 | NA | NA | 1609.0662 | 1640.8911 | 0 | 2793.6653 | 1800.0155 | 0 | 0 | Technical Support Document - Residential Water Heaters, Direct Heating Equipment, and Pooler Heaters. November 2009. Table 8.2.38, Page 8-34. | Technical Support Document - Residential Water Heaters, Direct Heating Equipment, and Pooler Heaters. November 2009. Table 8.2.38, Page 8-34. | Assuming no incremental O&M cost | 0 | 0 | No applicable non-energy benefits | No applicable non-energy benefits | 100% | Equipment 100% technically feasible within end use | System | System
Kittitas CountySingle FamilyPool Heat4New | Kittitas CountySingle FamilyPool HeatNew | Kittitas County | Single Family | Pool Heat | 4 | Efficient Pool Heater - 88% Efficient | New | Pool Heater - Efficient | Efficient Pool Heater - 88% Efficient | Federal Standard 2014 Pool Heater - 82% Efficient | per Home | 8 | Technical Support Document - Residential Water Heaters, Direct Heating Equipment, and Pooler Heaters. November 2009. Appendix C, Table 8-C.4.1, Page 8-C-7. | 364 | 328.5 | Savings methodology based on Residential Water Heaters, Direct Heating Equipment, and Pool Heaters; Final Rule, EERE-2006-STD-0129-0005-1 | Savings methodology based on Technical Support Document - Residential Water Heaters, Direct Heating Equipment, and Pooler Heaters. November 2009. Table 7.4.2, Page 7-41 | 0 | 0 | NA | NA | 1609.0662 | 1640.8911 | 0 | 2793.6653 | 1800.0155 | 0 | 0 | Technical Support Document - Residential Water Heaters, Direct Heating Equipment, and Pooler Heaters. November 2009. Table 8.2.38, Page 8-34. | Technical Support Document - Residential Water Heaters, Direct Heating Equipment, and Pooler Heaters. November 2009. Table 8.2.38, Page 8-34. | Assuming no incremental O&M cost | 0 | 0 | No applicable non-energy benefits | No applicable non-energy benefits | 100% | Equipment 100% technically feasible within end use | System | System
Kittitas CountySingle Family - Highly ImpactedPool Heat4Existing | Kittitas CountySingle Family - Highly ImpactedPool HeatExisting | Kittitas County | Single Family - Highly Impacted | Pool Heat | 4 | Efficient Pool Heater - 88% Efficient | Existing | Pool Heater - Efficient | Efficient Pool Heater - 88% Efficient | Federal Standard 2014 Pool Heater - 82% Efficient | per Home | 8 | Technical Support Document - Residential Water Heaters, Direct Heating Equipment, and Pooler Heaters. November 2009. Appendix C, Table 8-C.4.1, Page 8-C-7. | 364 | 328.5 | Savings methodology based on Residential Water Heaters, Direct Heating Equipment, and Pool Heaters; Final Rule, EERE-2006-STD-0129-0005-1 | Savings methodology based on Technical Support Document - Residential Water Heaters, Direct Heating Equipment, and Pooler Heaters. November 2009. Table 7.4.2, Page 7-41 | 0 | 0 | NA | NA | 1609.0662 | 1640.8911 | 0 | 2793.6653 | 1800.0155 | 0 | 0 | Technical Support Document - Residential Water Heaters, Direct Heating Equipment, and Pooler Heaters. November 2009. Table 8.2.38, Page 8-34. | Technical Support Document - Residential Water Heaters, Direct Heating Equipment, and Pooler Heaters. November 2009. Table 8.2.38, Page 8-34. | Assuming no incremental O&M cost | 0 | 0 | No applicable non-energy benefits | No applicable non-energy benefits | 100% | Equipment 100% technically feasible within end use | System | System
Kittitas CountySingle Family - Highly ImpactedPool Heat4New | Kittitas CountySingle Family - Highly ImpactedPool HeatNew | Kittitas County | Single Family - Highly Impacted | Pool Heat | 4 | Efficient Pool Heater - 88% Efficient | New | Pool Heater - Efficient | Efficient Pool Heater - 88% Efficient | Federal Standard 2014 Pool Heater - 82% Efficient | per Home | 8 | Technical Support Document - Residential Water Heaters, Direct Heating Equipment, and Pooler Heaters. November 2009. Appendix C, Table 8-C.4.1, Page 8-C-7. | 364 | 328.5 | Savings methodology based on Residential Water Heaters, Direct Heating Equipment, and Pool Heaters; Final Rule, EERE-2006-STD-0129-0005-1 | Savings methodology based on Technical Support Document - Residential Water Heaters, Direct Heating Equipment, and Pooler Heaters. November 2009. Table 7.4.2, Page 7-41 | 0 | 0 | NA | NA | 1609.0662 | 1640.8911 | 0 | 2793.6653 | 1800.0155 | 0 | 0 | Technical Support Document - Residential Water Heaters, Direct Heating Equipment, and Pooler Heaters. November 2009. Table 8.2.38, Page 8-34. | Technical Support Document - Residential Water Heaters, Direct Heating Equipment, and Pooler Heaters. November 2009. Table 8.2.38, Page 8-34. | Assuming no incremental O&M cost | 0 | 0 | No applicable non-energy benefits | No applicable non-energy benefits | 100% | Equipment 100% technically feasible within end use | System | System
Kittitas CountyMultifamilyPool Heat4Existing | Kittitas CountyMultifamilyPool HeatExisting | Kittitas County | Multifamily | Pool Heat | 4 | Efficient Pool Heater - 88% Efficient | Existing | Pool Heater - Efficient | Efficient Pool Heater - 88% Efficient | Federal Standard 2014 Pool Heater - 82% Efficient | per Home | 8 | Technical Support Document - Residential Water Heaters, Direct Heating Equipment, and Pooler Heaters. November 2009. Appendix C, Table 8-C.4.1, Page 8-C-7. | 364 | 328.5 | Savings methodology based on Residential Water Heaters, Direct Heating Equipment, and Pool Heaters; Final Rule, EERE-2006-STD-0129-0005-1 | Savings methodology based on Technical Support Document - Residential Water Heaters, Direct Heating Equipment, and Pooler Heaters. November 2009. Table 7.4.2, Page 7-41 | 0 | 0 | NA | NA | 1609.0662 | 1640.8911 | 0 | 2793.6653 | 1800.0155 | 0 | 0 | Technical Support Document - Residential Water Heaters, Direct Heating Equipment, and Pooler Heaters. November 2009. Table 8.2.38, Page 8-34. | Technical Support Document - Residential Water Heaters, Direct Heating Equipment, and Pooler Heaters. November 2009. Table 8.2.38, Page 8-34. | Assuming no incremental O&M cost | 0 | 0 | No applicable non-energy benefits | No applicable non-energy benefits | 100% | Equipment 100% technically feasible within end use | System | System
Kittitas CountyMultifamilyPool Heat4New | Kittitas CountyMultifamilyPool HeatNew | Kittitas County | Multifamily | Pool Heat | 4 | Efficient Pool Heater - 88% Efficient | New | Pool Heater - Efficient | Efficient Pool Heater - 88% Efficient | Federal Standard 2014 Pool Heater - 82% Efficient | per Home | 8 | Technical Support Document - Residential Water Heaters, Direct Heating Equipment, and Pooler Heaters. November 2009. Appendix C, Table 8-C.4.1, Page 8-C-7. | 364 | 328.5 | Savings methodology based on Residential Water Heaters, Direct Heating Equipment, and Pool Heaters; Final Rule, EERE-2006-STD-0129-0005-1 | Savings methodology based on Technical Support Document - Residential Water Heaters, Direct Heating Equipment, and Pooler Heaters. November 2009. Table 7.4.2, Page 7-41 | 0 | 0 | NA | NA | 1609.0662 | 1640.8911 | 0 | 2793.6653 | 1800.0155 | 0 | 0 | Technical Support Document - Residential Water Heaters, Direct Heating Equipment, and Pooler Heaters. November 2009. Table 8.2.38, Page 8-34. | Technical Support Document - Residential Water Heaters, Direct Heating Equipment, and Pooler Heaters. November 2009. Table 8.2.38, Page 8-34. | Assuming no incremental O&M cost | 0 | 0 | No applicable non-energy benefits | No applicable non-energy benefits | 100% | Equipment 100% technically feasible within end use | System | System
Kittitas CountyMultifamily - Highly ImpactedPool Heat4Existing | Kittitas CountyMultifamily - Highly ImpactedPool HeatExisting | Kittitas County | Multifamily - Highly Impacted | Pool Heat | 4 | Efficient Pool Heater - 88% Efficient | Existing | Pool Heater - Efficient | Efficient Pool Heater - 88% Efficient | Federal Standard 2014 Pool Heater - 82% Efficient | per Home | 8 | Technical Support Document - Residential Water Heaters, Direct Heating Equipment, and Pooler Heaters. November 2009. Appendix C, Table 8-C.4.1, Page 8-C-7. | 364 | 328.5 | Savings methodology based on Residential Water Heaters, Direct Heating Equipment, and Pool Heaters; Final Rule, EERE-2006-STD-0129-0005-1 | Savings methodology based on Technical Support Document - Residential Water Heaters, Direct Heating Equipment, and Pooler Heaters. November 2009. Table 7.4.2, Page 7-41 | 0 | 0 | NA | NA | 1609.0662 | 1640.8911 | 0 | 2793.6653 | 1800.0155 | 0 | 0 | Technical Support Document - Residential Water Heaters, Direct Heating Equipment, and Pooler Heaters. November 2009. Table 8.2.38, Page 8-34. | Technical Support Document - Residential Water Heaters, Direct Heating Equipment, and Pooler Heaters. November 2009. Table 8.2.38, Page 8-34. | Assuming no incremental O&M cost | 0 | 0 | No applicable non-energy benefits | No applicable non-energy benefits | 100% | Equipment 100% technically feasible within end use | System | System
Kittitas CountyMultifamily - Highly ImpactedPool Heat4New | Kittitas CountyMultifamily - Highly ImpactedPool HeatNew | Kittitas County | Multifamily - Highly Impacted | Pool Heat | 4 | Efficient Pool Heater - 88% Efficient | New | Pool Heater - Efficient | Efficient Pool Heater - 88% Efficient | Federal Standard 2014 Pool Heater - 82% Efficient | per Home | 8 | Technical Support Document - Residential Water Heaters, Direct Heating Equipment, and Pooler Heaters. November 2009. Appendix C, Table 8-C.4.1, Page 8-C-7. | 364 | 328.5 | Savings methodology based on Residential Water Heaters, Direct Heating Equipment, and Pool Heaters; Final Rule, EERE-2006-STD-0129-0005-1 | Savings methodology based on Technical Support Document - Residential Water Heaters, Direct Heating Equipment, and Pooler Heaters. November 2009. Table 7.4.2, Page 7-41 | 0 | 0 | NA | NA | 1609.0662 | 1640.8911 | 0 | 2793.6653 | 1800.0155 | 0 | 0 | Technical Support Document - Residential Water Heaters, Direct Heating Equipment, and Pooler Heaters. November 2009. Table 8.2.38, Page 8-34. | Technical Support Document - Residential Water Heaters, Direct Heating Equipment, and Pooler Heaters. November 2009. Table 8.2.38, Page 8-34. | Assuming no incremental O&M cost | 0 | 0 | No applicable non-energy benefits | No applicable non-energy benefits | 100% | Equipment 100% technically feasible within end use | System | System
Kittitas CountyManufacturedPool Heat4Existing | Kittitas CountyManufacturedPool HeatExisting | Kittitas County | Manufactured | Pool Heat | 4 | Efficient Pool Heater - 88% Efficient | Existing | Pool Heater - Efficient | Efficient Pool Heater - 88% Efficient | Federal Standard 2014 Pool Heater - 82% Efficient | per Home | 8 | Technical Support Document - Residential Water Heaters, Direct Heating Equipment, and Pooler Heaters. November 2009. Appendix C, Table 8-C.4.1, Page 8-C-7. | 364 | 328.5 | Savings methodology based on Residential Water Heaters, Direct Heating Equipment, and Pool Heaters; Final Rule, EERE-2006-STD-0129-0005-1 | Savings methodology based on Technical Support Document - Residential Water Heaters, Direct Heating Equipment, and Pooler Heaters. November 2009. Table 7.4.2, Page 7-41 | 0 | 0 | NA | NA | 1609.0662 | 1640.8911 | 0 | 2793.6653 | 1800.0155 | 0 | 0 | Technical Support Document - Residential Water Heaters, Direct Heating Equipment, and Pooler Heaters. November 2009. Table 8.2.38, Page 8-34. | Technical Support Document - Residential Water Heaters, Direct Heating Equipment, and Pooler Heaters. November 2009. Table 8.2.38, Page 8-34. | Assuming no incremental O&M cost | 0 | 0 | No applicable non-energy benefits | No applicable non-energy benefits | 100% | Equipment 100% technically feasible within end use | System | System
Kittitas CountyManufacturedPool Heat4New | Kittitas CountyManufacturedPool HeatNew | Kittitas County | Manufactured | Pool Heat | 4 | Efficient Pool Heater - 88% Efficient | New | Pool Heater - Efficient | Efficient Pool Heater - 88% Efficient | Federal Standard 2014 Pool Heater - 82% Efficient | per Home | 8 | Technical Support Document - Residential Water Heaters, Direct Heating Equipment, and Pooler Heaters. November 2009. Appendix C, Table 8-C.4.1, Page 8-C-7. | 364 | 328.5 | Savings methodology based on Residential Water Heaters, Direct Heating Equipment, and Pool Heaters; Final Rule, EERE-2006-STD-0129-0005-1 | Savings methodology based on Technical Support Document - Residential Water Heaters, Direct Heating Equipment, and Pooler Heaters. November 2009. Table 7.4.2, Page 7-41 | 0 | 0 | NA | NA | 1609.0662 | 1640.8911 | 0 | 2793.6653 | 1800.0155 | 0 | 0 | Technical Support Document - Residential Water Heaters, Direct Heating Equipment, and Pooler Heaters. November 2009. Table 8.2.38, Page 8-34. | Technical Support Document - Residential Water Heaters, Direct Heating Equipment, and Pooler Heaters. November 2009. Table 8.2.38, Page 8-34. | Assuming no incremental O&M cost | 0 | 0 | No applicable non-energy benefits | No applicable non-energy benefits | 100% | Equipment 100% technically feasible within end use | System | System
Kittitas CountyManufactured - Highly ImpactedPool Heat4Existing | Kittitas CountyManufactured - Highly ImpactedPool HeatExisting | Kittitas County | Manufactured - Highly Impacted | Pool Heat | 4 | Efficient Pool Heater - 88% Efficient | Existing | Pool Heater - Efficient | Efficient Pool Heater - 88% Efficient | Federal Standard 2014 Pool Heater - 82% Efficient | per Home | 8 | Technical Support Document - Residential Water Heaters, Direct Heating Equipment, and Pooler Heaters. November 2009. Appendix C, Table 8-C.4.1, Page 8-C-7. | 364 | 328.5 | Savings methodology based on Residential Water Heaters, Direct Heating Equipment, and Pool Heaters; Final Rule, EERE-2006-STD-0129-0005-1 | Savings methodology based on Technical Support Document - Residential Water Heaters, Direct Heating Equipment, and Pooler Heaters. November 2009. Table 7.4.2, Page 7-41 | 0 | 0 | NA | NA | 1609.0662 | 1640.8911 | 0 | 2793.6653 | 1800.0155 | 0 | 0 | Technical Support Document - Residential Water Heaters, Direct Heating Equipment, and Pooler Heaters. November 2009. Table 8.2.38, Page 8-34. | Technical Support Document - Residential Water Heaters, Direct Heating Equipment, and Pooler Heaters. November 2009. Table 8.2.38, Page 8-34. | Assuming no incremental O&M cost | 0 | 0 | No applicable non-energy benefits | No applicable non-energy benefits | 100% | Equipment 100% technically feasible within end use | System | System
Kittitas CountyManufactured - Highly ImpactedPool Heat4New | Kittitas CountyManufactured - Highly ImpactedPool HeatNew | Kittitas County | Manufactured - Highly Impacted | Pool Heat | 4 | Efficient Pool Heater - 88% Efficient | New | Pool Heater - Efficient | Efficient Pool Heater - 88% Efficient | Federal Standard 2014 Pool Heater - 82% Efficient | per Home | 8 | Technical Support Document - Residential Water Heaters, Direct Heating Equipment, and Pooler Heaters. November 2009. Appendix C, Table 8-C.4.1, Page 8-C-7. | 364 | 328.5 | Savings methodology based on Residential Water Heaters, Direct Heating Equipment, and Pool Heaters; Final Rule, EERE-2006-STD-0129-0005-1 | Savings methodology based on Technical Support Document - Residential Water Heaters, Direct Heating Equipment, and Pooler Heaters. November 2009. Table 7.4.2, Page 7-41 | 0 | 0 | NA | NA | 1609.0662 | 1640.8911 | 0 | 2793.6653 | 1800.0155 | 0 | 0 | Technical Support Document - Residential Water Heaters, Direct Heating Equipment, and Pooler Heaters. November 2009. Table 8.2.38, Page 8-34. | Technical Support Document - Residential Water Heaters, Direct Heating Equipment, and Pooler Heaters. November 2009. Table 8.2.38, Page 8-34. | Assuming no incremental O&M cost | 0 | 0 | No applicable non-energy benefits | No applicable non-energy benefits | 100% | Equipment 100% technically feasible within end use | System | System
Kittitas CountySingle FamilyWater Heat LE 55 Gal1Existing | Kittitas CountySingle FamilyWater Heat LE 55 GalExisting | Kittitas County | Single Family | Water Heat LE 55 Gal | 1 | Below Standard Water Heater ≤ 55 GAL - EF 0.59 | Existing | Water Heater - Below Standard | Below Standard Water Heater ≤ 55 GAL - EF 0.59 | Below Standard Water Heater ≤ 55 GAL - EF 0.59 | per Home | 7 | Assuming half the measure life for below standard equipment. Based on PSE Business Case: APPROVED_Measure Case_Water Heater Res_2022 | 192.7029 | 192.7029 | Using measure description efficiency metrics to adjust loads from RTF/2021P workbooks to consumptions. | Using measure description efficiency metrics to adjust loads from RTF/2021P workbooks to consumptions. | 0 | 0 | NA | NA | 0 | 0 | 0 | 0 | 0 | 0 | 0 | Baseline is equal to efficient case. | Baseline is equal to efficient case. | Baseline is equal to efficient case. | 0 | 0 | No applicable non-energy benefits | No applicable non-energy benefits | 100% | Equipment 100% technically feasible within end use | System | System
Kittitas CountySingle FamilyWater Heat LE 55 Gal1New | Kittitas CountySingle FamilyWater Heat LE 55 GalNew | Kittitas County | Single Family | Water Heat LE 55 Gal | 1 | Below Standard Water Heater ≤ 55 GAL - EF 0.59 | New | Water Heater - Below Standard | Below Standard Water Heater ≤ 55 GAL - EF 0.59 | Below Standard Water Heater ≤ 55 GAL - EF 0.59 | per Home | 7 | Assuming half the measure life for below standard equipment. Based on PSE Business Case: APPROVED_Measure Case_Water Heater Res_2022 | 192.7029 | 192.7029 | Using measure description efficiency metrics to adjust loads from RTF/2021P workbooks to consumptions. | Using measure description efficiency metrics to adjust loads from RTF/2021P workbooks to consumptions. | 0 | 0 | NA | NA | 0 | 0 | 0 | 0 | 0 | 0 | 0 | Baseline is equal to efficient case. | Baseline is equal to efficient case. | Baseline is equal to efficient case. | 0 | 0 | No applicable non-energy benefits | No applicable non-energy benefits | 100% | Equipment 100% technically feasible within end use | System | System
Kittitas CountySingle Family - Highly ImpactedWater Heat LE 55 Gal1Existing | Kittitas CountySingle Family - Highly ImpactedWater Heat LE 55 GalExisting | Kittitas County | Single Family - Highly Impacted | Water Heat LE 55 Gal | 1 | Below Standard Water Heater ≤ 55 GAL - EF 0.59 | Existing | Water Heater - Below Standard | Below Standard Water Heater ≤ 55 GAL - EF 0.59 | Below Standard Water Heater ≤ 55 GAL - EF 0.59 | per Home | 7 | Assuming half the measure life for below standard equipment. Based on PSE Business Case: APPROVED_Measure Case_Water Heater Res_2022 | 168.3537 | 168.3537 | Using measure description efficiency metrics to adjust loads from RTF/2021P workbooks to consumptions. | Using measure description efficiency metrics to adjust loads from RTF/2021P workbooks to consumptions. | 0 | 0 | NA | NA | 0 | 0 | 0 | 0 | 0 | 0 | 0 | Baseline is equal to efficient case. | Baseline is equal to efficient case. | Baseline is equal to efficient case. | 0 | 0 | No applicable non-energy benefits | No applicable non-energy benefits | 100% | Equipment 100% technically feasible within end use | System | System
Kittitas CountySingle Family - Highly ImpactedWater Heat LE 55 Gal1New | Kittitas CountySingle Family - Highly ImpactedWater Heat LE 55 GalNew | Kittitas County | Single Family - Highly Impacted | Water Heat LE 55 Gal | 1 | Below Standard Water Heater ≤ 55 GAL - EF 0.59 | New | Water Heater - Below Standard | Below Standard Water Heater ≤ 55 GAL - EF 0.59 | Below Standard Water Heater ≤ 55 GAL - EF 0.59 | per Home | 7 | Assuming half the measure life for below standard equipment. Based on PSE Business Case: APPROVED_Measure Case_Water Heater Res_2022 | 168.3537 | 168.3537 | Using measure description efficiency metrics to adjust loads from RTF/2021P workbooks to consumptions. | Using measure description efficiency metrics to adjust loads from RTF/2021P workbooks to consumptions. | 0 | 0 | NA | NA | 0 | 0 | 0 | 0 | 0 | 0 | 0 | Baseline is equal to efficient case. | Baseline is equal to efficient case. | Baseline is equal to efficient case. | 0 | 0 | No applicable non-energy benefits | No applicable non-energy benefits | 100% | Equipment 100% technically feasible within end use | System | System
Kittitas CountyMultifamilyWater Heat LE 55 Gal1Existing | Kittitas CountyMultifamilyWater Heat LE 55 GalExisting | Kittitas County | Multifamily | Water Heat LE 55 Gal | 1 | Below Standard Water Heater ≤ 55 GAL - EF 0.59 | Existing | Water Heater - Below Standard | Below Standard Water Heater ≤ 55 GAL - EF 0.59 | Below Standard Water Heater ≤ 55 GAL - EF 0.59 | per Home | 7 | Assuming half the measure life for below standard equipment. Based on PSE Business Case: APPROVED_Measure Case_Water Heater Res_2022 | 136.8615 | 136.8615 | Using measure description efficiency metrics to adjust loads from RTF/2021P workbooks to consumptions. | Using measure description efficiency metrics to adjust loads from RTF/2021P workbooks to consumptions. | 0 | 0 | NA | NA | 0 | 0 | 0 | 0 | 0 | 0 | 0 | Baseline is equal to efficient case. | Baseline is equal to efficient case. | Baseline is equal to efficient case. | 0 | 0 | No applicable non-energy benefits | No applicable non-energy benefits | 100% | Equipment 100% technically feasible within end use | System | System
Kittitas CountyMultifamilyWater Heat LE 55 Gal1New | Kittitas CountyMultifamilyWater Heat LE 55 GalNew | Kittitas County | Multifamily | Water Heat LE 55 Gal | 1 | Below Standard Water Heater ≤ 55 GAL - EF 0.59 | New | Water Heater - Below Standard | Below Standard Water Heater ≤ 55 GAL - EF 0.59 | Below Standard Water Heater ≤ 55 GAL - EF 0.59 | per Home | 7 | Assuming half the measure life for below standard equipment. Based on PSE Business Case: APPROVED_Measure Case_Water Heater Res_2022 | 136.8615 | 136.8615 | Using measure description efficiency metrics to adjust loads from RTF/2021P workbooks to consumptions. | Using measure description efficiency metrics to adjust loads from RTF/2021P workbooks to consumptions. | 0 | 0 | NA | NA | 0 | 0 | 0 | 0 | 0 | 0 | 0 | Baseline is equal to efficient case. | Baseline is equal to efficient case. | Baseline is equal to efficient case. | 0 | 0 | No applicable non-energy benefits | No applicable non-energy benefits | 100% | Equipment 100% technically feasible within end use | System | System
Kittitas CountyMultifamily - Highly ImpactedWater Heat LE 55 Gal1Existing | Kittitas CountyMultifamily - Highly ImpactedWater Heat LE 55 GalExisting | Kittitas County | Multifamily - Highly Impacted | Water Heat LE 55 Gal | 1 | Below Standard Water Heater ≤ 55 GAL - EF 0.59 | Existing | Water Heater - Below Standard | Below Standard Water Heater ≤ 55 GAL - EF 0.59 | Below Standard Water Heater ≤ 55 GAL - EF 0.59 | per Home | 7 | Assuming half the measure life for below standard equipment. Based on PSE Business Case: APPROVED_Measure Case_Water Heater Res_2022 | 154.0732 | 154.0732 | Using measure description efficiency metrics to adjust loads from RTF/2021P workbooks to consumptions. | Using measure description efficiency metrics to adjust loads from RTF/2021P workbooks to consumptions. | 0 | 0 | NA | NA | 0 | 0 | 0 | 0 | 0 | 0 | 0 | Baseline is equal to efficient case. | Baseline is equal to efficient case. | Baseline is equal to efficient case. | 0 | 0 | No applicable non-energy benefits | No applicable non-energy benefits | 100% | Equipment 100% technically feasible within end use | System | System
Kittitas CountyMultifamily - Highly ImpactedWater Heat LE 55 Gal1New | Kittitas CountyMultifamily - Highly ImpactedWater Heat LE 55 GalNew | Kittitas County | Multifamily - Highly Impacted | Water Heat LE 55 Gal | 1 | Below Standard Water Heater ≤ 55 GAL - EF 0.59 | New | Water Heater - Below Standard | Below Standard Water Heater ≤ 55 GAL - EF 0.59 | Below Standard Water Heater ≤ 55 GAL - EF 0.59 | per Home | 7 | Assuming half the measure life for below standard equipment. Based on PSE Business Case: APPROVED_Measure Case_Water Heater Res_2022 | 154.0732 | 154.0732 | Using measure description efficiency metrics to adjust loads from RTF/2021P workbooks to consumptions. | Using measure description efficiency metrics to adjust loads from RTF/2021P workbooks to consumptions. | 0 | 0 | NA | NA | 0 | 0 | 0 | 0 | 0 | 0 | 0 | Baseline is equal to efficient case. | Baseline is equal to efficient case. | Baseline is equal to efficient case. | 0 | 0 | No applicable non-energy benefits | No applicable non-energy benefits | 100% | Equipment 100% technically feasible within end use | System | System
Kittitas CountyManufacturedWater Heat LE 55 Gal1Existing | Kittitas CountyManufacturedWater Heat LE 55 GalExisting | Kittitas County | Manufactured | Water Heat LE 55 Gal | 1 | Below Standard Water Heater ≤ 55 GAL - EF 0.59 | Existing | Water Heater - Below Standard | Below Standard Water Heater ≤ 55 GAL - EF 0.59 | Below Standard Water Heater ≤ 55 GAL - EF 0.59 | per Home | 7 | Assuming half the measure life for below standard equipment. Based on PSE Business Case: APPROVED_Measure Case_Water Heater Res_2022 | 170.8193 | 170.8193 | Using measure description efficiency metrics to adjust loads from RTF/2021P workbooks to consumptions. | Using measure description efficiency metrics to adjust loads from RTF/2021P workbooks to consumptions. | 0 | 0 | NA | NA | 0 | 0 | 0 | 0 | 0 | 0 | 0 | Baseline is equal to efficient case. | Baseline is equal to efficient case. | Baseline is equal to efficient case. | 0 | 0 | No applicable non-energy benefits | No applicable non-energy benefits | 100% | Equipment 100% technically feasible within end use | System | System
Kittitas CountyManufacturedWater Heat LE 55 Gal1New | Kittitas CountyManufacturedWater Heat LE 55 GalNew | Kittitas County | Manufactured | Water Heat LE 55 Gal | 1 | Below Standard Water Heater ≤ 55 GAL - EF 0.59 | New | Water Heater - Below Standard | Below Standard Water Heater ≤ 55 GAL - EF 0.59 | Below Standard Water Heater ≤ 55 GAL - EF 0.59 | per Home | 7 | Assuming half the measure life for below standard equipment. Based on PSE Business Case: APPROVED_Measure Case_Water Heater Res_2022 | 170.8193 | 170.8193 | Using measure description efficiency metrics to adjust loads from RTF/2021P workbooks to consumptions. | Using measure description efficiency metrics to adjust loads from RTF/2021P workbooks to consumptions. | 0 | 0 | NA | NA | 0 | 0 | 0 | 0 | 0 | 0 | 0 | Baseline is equal to efficient case. | Baseline is equal to efficient case. | Baseline is equal to efficient case. | 0 | 0 | No applicable non-energy benefits | No applicable non-energy benefits | 100% | Equipment 100% technically feasible within end use | System | System
Kittitas CountyManufactured - Highly ImpactedWater Heat LE 55 Gal1Existing | Kittitas CountyManufactured - Highly ImpactedWater Heat LE 55 GalExisting | Kittitas County | Manufactured - Highly Impacted | Water Heat LE 55 Gal | 1 | Below Standard Water Heater ≤ 55 GAL - EF 0.59 | Existing | Water Heater - Below Standard | Below Standard Water Heater ≤ 55 GAL - EF 0.59 | Below Standard Water Heater ≤ 55 GAL - EF 0.59 | per Home | 7 | Assuming half the measure life for below standard equipment. Based on PSE Business Case: APPROVED_Measure Case_Water Heater Res_2022 | 145.6448 | 145.6448 | Using measure description efficiency metrics to adjust loads from RTF/2021P workbooks to consumptions. | Using measure description efficiency metrics to adjust loads from RTF/2021P workbooks to consumptions. | 0 | 0 | NA | NA | 0 | 0 | 0 | 0 | 0 | 0 | 0 | Baseline is equal to efficient case. | Baseline is equal to efficient case. | Baseline is equal to efficient case. | 0 | 0 | No applicable non-energy benefits | No applicable non-energy benefits | 100% | Equipment 100% technically feasible within end use | System | System
Kittitas CountyManufactured - Highly ImpactedWater Heat LE 55 Gal1New | Kittitas CountyManufactured - Highly ImpactedWater Heat LE 55 GalNew | Kittitas County | Manufactured - Highly Impacted | Water Heat LE 55 Gal | 1 | Below Standard Water Heater ≤ 55 GAL - EF 0.59 | New | Water Heater - Below Standard | Below Standard Water Heater ≤ 55 GAL - EF 0.59 | Below Standard Water Heater ≤ 55 GAL - EF 0.59 | per Home | 7 | Assuming half the measure life for below standard equipment. Based on PSE Business Case: APPROVED_Measure Case_Water Heater Res_2022 | 145.6448 | 145.6448 | Using measure description efficiency metrics to adjust loads from RTF/2021P workbooks to consumptions. | Using measure description efficiency metrics to adjust loads from RTF/2021P workbooks to consumptions. | 0 | 0 | NA | NA | 0 | 0 | 0 | 0 | 0 | 0 | 0 | Baseline is equal to efficient case. | Baseline is equal to efficient case. | Baseline is equal to efficient case. | 0 | 0 | No applicable non-energy benefits | No applicable non-energy benefits | 100% | Equipment 100% technically feasible within end use | System | System
Kittitas CountySingle FamilyWater Heat LE 55 Gal2Existing | Kittitas CountySingle FamilyWater Heat LE 55 GalExisting | Kittitas County | Single Family | Water Heat LE 55 Gal | 2 | Federal Standard 2015 Storage Water Heater ≤ 55 GAL - EF 0.62 | Existing | Water Heater - Federal Standard 2015 Storage | Federal Standard 2015 Storage Water Heater ≤ 55 GAL - EF 0.62 | Federal Standard 2015 Storage Water Heater ≤ 55 GAL - EF 0.62 | per Home | 13 | Based on PSE Business Case: APPROVED_Measure Case_Water Heater Res_2022 | 183.3785 | 183.3785 | Using measure description efficiency metrics to adjust loads from RTF/2021P workbooks to consumptions. | Using measure description efficiency metrics to adjust loads from RTF/2021P workbooks to consumptions. | 0 | 0 | NA | NA | 0 | 0 | 0 | 595.7619 | 757.4323 | 0 | 0 | Technical Support Document - Residential Water Heaters, Direct Heating Equipment, and Pooler Heaters. November 2009; calculated by linear interpolation | Technical Support Document - Residential Water Heaters, Direct Heating Equipment, and Pooler Heaters. November 2009; calculated by linear interpolation | Assuming no incremental O&M cost | 0 | 0 | No applicable non-energy benefits | No applicable non-energy benefits | 100% | Equipment 100% technically feasible within end use | System | System
Kittitas CountySingle FamilyWater Heat LE 55 Gal2New | Kittitas CountySingle FamilyWater Heat LE 55 GalNew | Kittitas County | Single Family | Water Heat LE 55 Gal | 2 | Federal Standard 2015 Storage Water Heater ≤ 55 GAL - EF 0.62 | New | Water Heater - Federal Standard 2015 Storage | Federal Standard 2015 Storage Water Heater ≤ 55 GAL - EF 0.62 | Federal Standard 2015 Storage Water Heater ≤ 55 GAL - EF 0.62 | per Home | 13 | Based on PSE Business Case: APPROVED_Measure Case_Water Heater Res_2022 | 183.3785 | 183.3785 | Using measure description efficiency metrics to adjust loads from RTF/2021P workbooks to consumptions. | Using measure description efficiency metrics to adjust loads from RTF/2021P workbooks to consumptions. | 0 | 0 | NA | NA | 0 | 0 | 0 | 595.7619 | 757.4323 | 0 | 0 | Technical Support Document - Residential Water Heaters, Direct Heating Equipment, and Pooler Heaters. November 2009; calculated by linear interpolation | Technical Support Document - Residential Water Heaters, Direct Heating Equipment, and Pooler Heaters. November 2009; calculated by linear interpolation | Assuming no incremental O&M cost | 0 | 0 | No applicable non-energy benefits | No applicable non-energy benefits | 100% | Equipment 100% technically feasible within end use | System | System
Kittitas CountySingle Family - Highly ImpactedWater Heat LE 55 Gal2Existing | Kittitas CountySingle Family - Highly ImpactedWater Heat LE 55 GalExisting | Kittitas County | Single Family - Highly Impacted | Water Heat LE 55 Gal | 2 | Federal Standard 2015 Storage Water Heater ≤ 55 GAL - EF 0.62 | Existing | Water Heater - Federal Standard 2015 Storage | Federal Standard 2015 Storage Water Heater ≤ 55 GAL - EF 0.62 | Federal Standard 2015 Storage Water Heater ≤ 55 GAL - EF 0.62 | per Home | 13 | Based on PSE Business Case: APPROVED_Measure Case_Water Heater Res_2022 | 160.2076 | 160.2076 | Using measure description efficiency metrics to adjust loads from RTF/2021P workbooks to consumptions. | Using measure description efficiency metrics to adjust loads from RTF/2021P workbooks to consumptions. | 0 | 0 | NA | NA | 0 | 0 | 0 | 595.7619 | 757.4323 | 0 | 0 | Technical Support Document - Residential Water Heaters, Direct Heating Equipment, and Pooler Heaters. November 2009; calculated by linear interpolation | Technical Support Document - Residential Water Heaters, Direct Heating Equipment, and Pooler Heaters. November 2009; calculated by linear interpolation | Assuming no incremental O&M cost | 0 | 0 | No applicable non-energy benefits | No applicable non-energy benefits | 100% | Equipment 100% technically feasible within end use | System | System
Kittitas CountySingle Family - Highly ImpactedWater Heat LE 55 Gal2New | Kittitas CountySingle Family - Highly ImpactedWater Heat LE 55 GalNew | Kittitas County | Single Family - Highly Impacted | Water Heat LE 55 Gal | 2 | Federal Standard 2015 Storage Water Heater ≤ 55 GAL - EF 0.62 | New | Water Heater - Federal Standard 2015 Storage | Federal Standard 2015 Storage Water Heater ≤ 55 GAL - EF 0.62 | Federal Standard 2015 Storage Water Heater ≤ 55 GAL - EF 0.62 | per Home | 13 | Based on PSE Business Case: APPROVED_Measure Case_Water Heater Res_2022 | 160.2076 | 160.2076 | Using measure description efficiency metrics to adjust loads from RTF/2021P workbooks to consumptions. | Using measure description efficiency metrics to adjust loads from RTF/2021P workbooks to consumptions. | 0 | 0 | NA | NA | 0 | 0 | 0 | 595.7619 | 757.4323 | 0 | 0 | Technical Support Document - Residential Water Heaters, Direct Heating Equipment, and Pooler Heaters. November 2009; calculated by linear interpolation | Technical Support Document - Residential Water Heaters, Direct Heating Equipment, and Pooler Heaters. November 2009; calculated by linear interpolation | Assuming no incremental O&M cost | 0 | 0 | No applicable non-energy benefits | No applicable non-energy benefits | 100% | Equipment 100% technically feasible within end use | System | System
Kittitas CountyMultifamilyWater Heat LE 55 Gal2Existing | Kittitas CountyMultifamilyWater Heat LE 55 GalExisting | Kittitas County | Multifamily | Water Heat LE 55 Gal | 2 | Federal Standard 2015 Storage Water Heater ≤ 55 GAL - EF 0.62 | Existing | Water Heater - Federal Standard 2015 Storage | Federal Standard 2015 Storage Water Heater ≤ 55 GAL - EF 0.62 | Federal Standard 2015 Storage Water Heater ≤ 55 GAL - EF 0.62 | per Home | 13 | Based on PSE Business Case: APPROVED_Measure Case_Water Heater Res_2022 | 130.2392 | 130.2392 | Using measure description efficiency metrics to adjust loads from RTF/2021P workbooks to consumptions. | Using measure description efficiency metrics to adjust loads from RTF/2021P workbooks to consumptions. | 0 | 0 | NA | NA | 0 | 0 | 0 | 595.7619 | 757.4323 | 0 | 0 | Technical Support Document - Residential Water Heaters, Direct Heating Equipment, and Pooler Heaters. November 2009; calculated by linear interpolation | Technical Support Document - Residential Water Heaters, Direct Heating Equipment, and Pooler Heaters. November 2009; calculated by linear interpolation | Assuming no incremental O&M cost | 0 | 0 | No applicable non-energy benefits | No applicable non-energy benefits | 100% | Equipment 100% technically feasible within end use | System | System
Kittitas CountyMultifamilyWater Heat LE 55 Gal2New | Kittitas CountyMultifamilyWater Heat LE 55 GalNew | Kittitas County | Multifamily | Water Heat LE 55 Gal | 2 | Federal Standard 2015 Storage Water Heater ≤ 55 GAL - EF 0.62 | New | Water Heater - Federal Standard 2015 Storage | Federal Standard 2015 Storage Water Heater ≤ 55 GAL - EF 0.62 | Federal Standard 2015 Storage Water Heater ≤ 55 GAL - EF 0.62 | per Home | 13 | Based on PSE Business Case: APPROVED_Measure Case_Water Heater Res_2022 | 130.2392 | 130.2392 | Using measure description efficiency metrics to adjust loads from RTF/2021P workbooks to consumptions. | Using measure description efficiency metrics to adjust loads from RTF/2021P workbooks to consumptions. | 0 | 0 | NA | NA | 0 | 0 | 0 | 595.7619 | 757.4323 | 0 | 0 | Technical Support Document - Residential Water Heaters, Direct Heating Equipment, and Pooler Heaters. November 2009; calculated by linear interpolation | Technical Support Document - Residential Water Heaters, Direct Heating Equipment, and Pooler Heaters. November 2009; calculated by linear interpolation | Assuming no incremental O&M cost | 0 | 0 | No applicable non-energy benefits | No applicable non-energy benefits | 100% | Equipment 100% technically feasible within end use | System | System
Kittitas CountyMultifamily - Highly ImpactedWater Heat LE 55 Gal2Existing | Kittitas CountyMultifamily - Highly ImpactedWater Heat LE 55 GalExisting | Kittitas County | Multifamily - Highly Impacted | Water Heat LE 55 Gal | 2 | Federal Standard 2015 Storage Water Heater ≤ 55 GAL - EF 0.62 | Existing | Water Heater - Federal Standard 2015 Storage | Federal Standard 2015 Storage Water Heater ≤ 55 GAL - EF 0.62 | Federal Standard 2015 Storage Water Heater ≤ 55 GAL - EF 0.62 | per Home | 13 | Based on PSE Business Case: APPROVED_Measure Case_Water Heater Res_2022 | 146.618 | 146.618 | Using measure description efficiency metrics to adjust loads from RTF/2021P workbooks to consumptions. | Using measure description efficiency metrics to adjust loads from RTF/2021P workbooks to consumptions. | 0 | 0 | NA | NA | 0 | 0 | 0 | 595.7619 | 757.4323 | 0 | 0 | Technical Support Document - Residential Water Heaters, Direct Heating Equipment, and Pooler Heaters. November 2009; calculated by linear interpolation | Technical Support Document - Residential Water Heaters, Direct Heating Equipment, and Pooler Heaters. November 2009; calculated by linear interpolation | Assuming no incremental O&M cost | 0 | 0 | No applicable non-energy benefits | No applicable non-energy benefits | 100% | Equipment 100% technically feasible within end use | System | System
Kittitas CountyMultifamily - Highly ImpactedWater Heat LE 55 Gal2New | Kittitas CountyMultifamily - Highly ImpactedWater Heat LE 55 GalNew | Kittitas County | Multifamily - Highly Impacted | Water Heat LE 55 Gal | 2 | Federal Standard 2015 Storage Water Heater ≤ 55 GAL - EF 0.62 | New | Water Heater - Federal Standard 2015 Storage | Federal Standard 2015 Storage Water Heater ≤ 55 GAL - EF 0.62 | Federal Standard 2015 Storage Water Heater ≤ 55 GAL - EF 0.62 | per Home | 13 | Based on PSE Business Case: APPROVED_Measure Case_Water Heater Res_2022 | 146.618 | 146.618 | Using measure description efficiency metrics to adjust loads from RTF/2021P workbooks to consumptions. | Using measure description efficiency metrics to adjust loads from RTF/2021P workbooks to consumptions. | 0 | 0 | NA | NA | 0 | 0 | 0 | 595.7619 | 757.4323 | 0 | 0 | Technical Support Document - Residential Water Heaters, Direct Heating Equipment, and Pooler Heaters. November 2009; calculated by linear interpolation | Technical Support Document - Residential Water Heaters, Direct Heating Equipment, and Pooler Heaters. November 2009; calculated by linear interpolation | Assuming no incremental O&M cost | 0 | 0 | No applicable non-energy benefits | No applicable non-energy benefits | 100% | Equipment 100% technically feasible within end use | System | System
Kittitas CountyManufacturedWater Heat LE 55 Gal2Existing | Kittitas CountyManufacturedWater Heat LE 55 GalExisting | Kittitas County | Manufactured | Water Heat LE 55 Gal | 2 | Federal Standard 2015 Storage Water Heater ≤ 55 GAL - EF 0.62 | Existing | Water Heater - Federal Standard 2015 Storage | Federal Standard 2015 Storage Water Heater ≤ 55 GAL - EF 0.62 | Federal Standard 2015 Storage Water Heater ≤ 55 GAL - EF 0.62 | per Home | 13 | Based on PSE Business Case: APPROVED_Measure Case_Water Heater Res_2022 | 162.5538 | 162.5538 | Using measure description efficiency metrics to adjust loads from RTF/2021P workbooks to consumptions. | Using measure description efficiency metrics to adjust loads from RTF/2021P workbooks to consumptions. | 0 | 0 | NA | NA | 0 | 0 | 0 | 595.7619 | 757.4323 | 0 | 0 | Technical Support Document - Residential Water Heaters, Direct Heating Equipment, and Pooler Heaters. November 2009; calculated by linear interpolation | Technical Support Document - Residential Water Heaters, Direct Heating Equipment, and Pooler Heaters. November 2009; calculated by linear interpolation | Assuming no incremental O&M cost | 0 | 0 | No applicable non-energy benefits | No applicable non-energy benefits | 100% | Equipment 100% technically feasible within end use | System | System
Kittitas CountyManufacturedWater Heat LE 55 Gal2New | Kittitas CountyManufacturedWater Heat LE 55 GalNew | Kittitas County | Manufactured | Water Heat LE 55 Gal | 2 | Federal Standard 2015 Storage Water Heater ≤ 55 GAL - EF 0.62 | New | Water Heater - Federal Standard 2015 Storage | Federal Standard 2015 Storage Water Heater ≤ 55 GAL - EF 0.62 | Federal Standard 2015 Storage Water Heater ≤ 55 GAL - EF 0.62 | per Home | 13 | Based on PSE Business Case: APPROVED_Measure Case_Water Heater Res_2022 | 162.5538 | 162.5538 | Using measure description efficiency metrics to adjust loads from RTF/2021P workbooks to consumptions. | Using measure description efficiency metrics to adjust loads from RTF/2021P workbooks to consumptions. | 0 | 0 | NA | NA | 0 | 0 | 0 | 595.7619 | 757.4323 | 0 | 0 | Technical Support Document - Residential Water Heaters, Direct Heating Equipment, and Pooler Heaters. November 2009; calculated by linear interpolation | Technical Support Document - Residential Water Heaters, Direct Heating Equipment, and Pooler Heaters. November 2009; calculated by linear interpolation | Assuming no incremental O&M cost | 0 | 0 | No applicable non-energy benefits | No applicable non-energy benefits | 100% | Equipment 100% technically feasible within end use | System | System
Kittitas CountyManufactured - Highly ImpactedWater Heat LE 55 Gal2Existing | Kittitas CountyManufactured - Highly ImpactedWater Heat LE 55 GalExisting | Kittitas County | Manufactured - Highly Impacted | Water Heat LE 55 Gal | 2 | Federal Standard 2015 Storage Water Heater ≤ 55 GAL - EF 0.62 | Existing | Water Heater - Federal Standard 2015 Storage | Federal Standard 2015 Storage Water Heater ≤ 55 GAL - EF 0.62 | Federal Standard 2015 Storage Water Heater ≤ 55 GAL - EF 0.62 | per Home | 13 | Based on PSE Business Case: APPROVED_Measure Case_Water Heater Res_2022 | 138.5975 | 138.5975 | Using measure description efficiency metrics to adjust loads from RTF/2021P workbooks to consumptions. | Using measure description efficiency metrics to adjust loads from RTF/2021P workbooks to consumptions. | 0 | 0 | NA | NA | 0 | 0 | 0 | 595.7619 | 757.4323 | 0 | 0 | Technical Support Document - Residential Water Heaters, Direct Heating Equipment, and Pooler Heaters. November 2009; calculated by linear interpolation | Technical Support Document - Residential Water Heaters, Direct Heating Equipment, and Pooler Heaters. November 2009; calculated by linear interpolation | Assuming no incremental O&M cost | 0 | 0 | No applicable non-energy benefits | No applicable non-energy benefits | 100% | Equipment 100% technically feasible within end use | System | System
Kittitas CountyManufactured - Highly ImpactedWater Heat LE 55 Gal2New | Kittitas CountyManufactured - Highly ImpactedWater Heat LE 55 GalNew | Kittitas County | Manufactured - Highly Impacted | Water Heat LE 55 Gal | 2 | Federal Standard 2015 Storage Water Heater ≤ 55 GAL - EF 0.62 | New | Water Heater - Federal Standard 2015 Storage | Federal Standard 2015 Storage Water Heater ≤ 55 GAL - EF 0.62 | Federal Standard 2015 Storage Water Heater ≤ 55 GAL - EF 0.62 | per Home | 13 | Based on PSE Business Case: APPROVED_Measure Case_Water Heater Res_2022 | 138.5975 | 138.5975 | Using measure description efficiency metrics to adjust loads from RTF/2021P workbooks to consumptions. | Using measure description efficiency metrics to adjust loads from RTF/2021P workbooks to consumptions. | 0 | 0 | NA | NA | 0 | 0 | 0 | 595.7619 | 757.4323 | 0 | 0 | Technical Support Document - Residential Water Heaters, Direct Heating Equipment, and Pooler Heaters. November 2009; calculated by linear interpolation | Technical Support Document - Residential Water Heaters, Direct Heating Equipment, and Pooler Heaters. November 2009; calculated by linear interpolation | Assuming no incremental O&M cost | 0 | 0 | No applicable non-energy benefits | No applicable non-energy benefits | 100% | Equipment 100% technically feasible within end use | System | System
Kittitas CountySingle FamilyWater Heat LE 55 Gal3Existing | Kittitas CountySingle FamilyWater Heat LE 55 GalExisting | Kittitas County | Single Family | Water Heat LE 55 Gal | 3 | Market Standard Storage Water Heater ≤ 55 GAL | Existing | Water Heater - Market Standard | Market Standard Storage Water Heater ≤ 55 GAL | Market Standard Storage Water Heater ≤ 55 GAL | per Home | 13 | Based on PSE Business Case: APPROVED_Measure Case_Water Heater Res_2022 | 145.7228 | 145.7228 | Using measure description efficiency metrics to adjust loads from RTF/2021P workbooks to consumptions. | Using measure description efficiency metrics to adjust loads from RTF/2021P workbooks to consumptions. | 0 | 0 | NA | NA | 0 | 0 | 0 | 0 | 0 | 0 | 0 | Baseline is equal to efficient case. | Baseline is equal to efficient case. | Baseline is equal to efficient case. | 0 | 0 | No applicable non-energy benefits | No applicable non-energy benefits | 100% | Equipment 100% technically feasible within end use | System | System
Kittitas CountySingle FamilyWater Heat LE 55 Gal3New | Kittitas CountySingle FamilyWater Heat LE 55 GalNew | Kittitas County | Single Family | Water Heat LE 55 Gal | 3 | Market Standard Storage Water Heater ≤ 55 GAL | New | Water Heater - Market Standard | Market Standard Storage Water Heater ≤ 55 GAL | Market Standard Storage Water Heater ≤ 55 GAL | per Home | 13 | Based on PSE Business Case: APPROVED_Measure Case_Water Heater Res_2022 | 145.7228 | 145.7228 | Using measure description efficiency metrics to adjust loads from RTF/2021P workbooks to consumptions. | Using measure description efficiency metrics to adjust loads from RTF/2021P workbooks to consumptions. | 0 | 0 | NA | NA | 0 | 0 | 0 | 0 | 0 | 0 | 0 | Baseline is equal to efficient case. | Baseline is equal to efficient case. | Baseline is equal to efficient case. | 0 | 0 | No applicable non-energy benefits | No applicable non-energy benefits | 100% | Equipment 100% technically feasible within end use | System | System
Kittitas CountySingle Family - Highly ImpactedWater Heat LE 55 Gal3Existing | Kittitas CountySingle Family - Highly ImpactedWater Heat LE 55 GalExisting | Kittitas County | Single Family - Highly Impacted | Water Heat LE 55 Gal | 3 | Market Standard Storage Water Heater ≤ 55 GAL | Existing | Water Heater - Market Standard | Market Standard Storage Water Heater ≤ 55 GAL | Market Standard Storage Water Heater ≤ 55 GAL | per Home | 13 | Based on PSE Business Case: APPROVED_Measure Case_Water Heater Res_2022 | 127.3099 | 127.3099 | Using measure description efficiency metrics to adjust loads from RTF/2021P workbooks to consumptions. | Using measure description efficiency metrics to adjust loads from RTF/2021P workbooks to consumptions. | 0 | 0 | NA | NA | 0 | 0 | 0 | 0 | 0 | 0 | 0 | Baseline is equal to efficient case. | Baseline is equal to efficient case. | Baseline is equal to efficient case. | 0 | 0 | No applicable non-energy benefits | No applicable non-energy benefits | 100% | Equipment 100% technically feasible within end use | System | System
Kittitas CountySingle Family - Highly ImpactedWater Heat LE 55 Gal3New | Kittitas CountySingle Family - Highly ImpactedWater Heat LE 55 GalNew | Kittitas County | Single Family - Highly Impacted | Water Heat LE 55 Gal | 3 | Market Standard Storage Water Heater ≤ 55 GAL | New | Water Heater - Market Standard | Market Standard Storage Water Heater ≤ 55 GAL | Market Standard Storage Water Heater ≤ 55 GAL | per Home | 13 | Based on PSE Business Case: APPROVED_Measure Case_Water Heater Res_2022 | 127.3099 | 127.3099 | Using measure description efficiency metrics to adjust loads from RTF/2021P workbooks to consumptions. | Using measure description efficiency metrics to adjust loads from RTF/2021P workbooks to consumptions. | 0 | 0 | NA | NA | 0 | 0 | 0 | 0 | 0 | 0 | 0 | Baseline is equal to efficient case. | Baseline is equal to efficient case. | Baseline is equal to efficient case. | 0 | 0 | No applicable non-energy benefits | No applicable non-energy benefits | 100% | Equipment 100% technically feasible within end use | System | System
Kittitas CountyMultifamilyWater Heat LE 55 Gal3Existing | Kittitas CountyMultifamilyWater Heat LE 55 GalExisting | Kittitas County | Multifamily | Water Heat LE 55 Gal | 3 | Market Standard Storage Water Heater ≤ 55 GAL | Existing | Water Heater - Market Standard | Market Standard Storage Water Heater ≤ 55 GAL | Market Standard Storage Water Heater ≤ 55 GAL | per Home | 13 | Based on PSE Business Case: APPROVED_Measure Case_Water Heater Res_2022 | 103.4953 | 103.4953 | Using measure description efficiency metrics to adjust loads from RTF/2021P workbooks to consumptions. | Using measure description efficiency metrics to adjust loads from RTF/2021P workbooks to consumptions. | 0 | 0 | NA | NA | 0 | 0 | 0 | 0 | 0 | 0 | 0 | Baseline is equal to efficient case. | Baseline is equal to efficient case. | Baseline is equal to efficient case. | 0 | 0 | No applicable non-energy benefits | No applicable non-energy benefits | 100% | Equipment 100% technically feasible within end use | System | System
Kittitas CountyMultifamilyWater Heat LE 55 Gal3New | Kittitas CountyMultifamilyWater Heat LE 55 GalNew | Kittitas County | Multifamily | Water Heat LE 55 Gal | 3 | Market Standard Storage Water Heater ≤ 55 GAL | New | Water Heater - Market Standard | Market Standard Storage Water Heater ≤ 55 GAL | Market Standard Storage Water Heater ≤ 55 GAL | per Home | 13 | Based on PSE Business Case: APPROVED_Measure Case_Water Heater Res_2022 | 103.4953 | 103.4953 | Using measure description efficiency metrics to adjust loads from RTF/2021P workbooks to consumptions. | Using measure description efficiency metrics to adjust loads from RTF/2021P workbooks to consumptions. | 0 | 0 | NA | NA | 0 | 0 | 0 | 0 | 0 | 0 | 0 | Baseline is equal to efficient case. | Baseline is equal to efficient case. | Baseline is equal to efficient case. | 0 | 0 | No applicable non-energy benefits | No applicable non-energy benefits | 100% | Equipment 100% technically feasible within end use | System | System
Kittitas CountyMultifamily - Highly ImpactedWater Heat LE 55 Gal3Existing | Kittitas CountyMultifamily - Highly ImpactedWater Heat LE 55 GalExisting | Kittitas County | Multifamily - Highly Impacted | Water Heat LE 55 Gal | 3 | Market Standard Storage Water Heater ≤ 55 GAL | Existing | Water Heater - Market Standard | Market Standard Storage Water Heater ≤ 55 GAL | Market Standard Storage Water Heater ≤ 55 GAL | per Home | 13 | Based on PSE Business Case: APPROVED_Measure Case_Water Heater Res_2022 | 116.5108 | 116.5108 | Using measure description efficiency metrics to adjust loads from RTF/2021P workbooks to consumptions. | Using measure description efficiency metrics to adjust loads from RTF/2021P workbooks to consumptions. | 0 | 0 | NA | NA | 0 | 0 | 0 | 0 | 0 | 0 | 0 | Baseline is equal to efficient case. | Baseline is equal to efficient case. | Baseline is equal to efficient case. | 0 | 0 | No applicable non-energy benefits | No applicable non-energy benefits | 100% | Equipment 100% technically feasible within end use | System | System
Kittitas CountyMultifamily - Highly ImpactedWater Heat LE 55 Gal3New | Kittitas CountyMultifamily - Highly ImpactedWater Heat LE 55 GalNew | Kittitas County | Multifamily - Highly Impacted | Water Heat LE 55 Gal | 3 | Market Standard Storage Water Heater ≤ 55 GAL | New | Water Heater - Market Standard | Market Standard Storage Water Heater ≤ 55 GAL | Market Standard Storage Water Heater ≤ 55 GAL | per Home | 13 | Based on PSE Business Case: APPROVED_Measure Case_Water Heater Res_2022 | 116.5108 | 116.5108 | Using measure description efficiency metrics to adjust loads from RTF/2021P workbooks to consumptions. | Using measure description efficiency metrics to adjust loads from RTF/2021P workbooks to consumptions. | 0 | 0 | NA | NA | 0 | 0 | 0 | 0 | 0 | 0 | 0 | Baseline is equal to efficient case. | Baseline is equal to efficient case. | Baseline is equal to efficient case. | 0 | 0 | No applicable non-energy benefits | No applicable non-energy benefits | 100% | Equipment 100% technically feasible within end use | System | System
Kittitas CountyManufacturedWater Heat LE 55 Gal3Existing | Kittitas CountyManufacturedWater Heat LE 55 GalExisting | Kittitas County | Manufactured | Water Heat LE 55 Gal | 3 | Market Standard Storage Water Heater ≤ 55 GAL | Existing | Water Heater - Market Standard | Market Standard Storage Water Heater ≤ 55 GAL | Market Standard Storage Water Heater ≤ 55 GAL | per Home | 13 | Based on PSE Business Case: APPROVED_Measure Case_Water Heater Res_2022 | 129.1743 | 129.1743 | Using measure description efficiency metrics to adjust loads from RTF/2021P workbooks to consumptions. | Using measure description efficiency metrics to adjust loads from RTF/2021P workbooks to consumptions. | 0 | 0 | NA | NA | 0 | 0 | 0 | 0 | 0 | 0 | 0 | Baseline is equal to efficient case. | Baseline is equal to efficient case. | Baseline is equal to efficient case. | 0 | 0 | No applicable non-energy benefits | No applicable non-energy benefits | 100% | Equipment 100% technically feasible within end use | System | System
Kittitas CountyManufacturedWater Heat LE 55 Gal3New | Kittitas CountyManufacturedWater Heat LE 55 GalNew | Kittitas County | Manufactured | Water Heat LE 55 Gal | 3 | Market Standard Storage Water Heater ≤ 55 GAL | New | Water Heater - Market Standard | Market Standard Storage Water Heater ≤ 55 GAL | Market Standard Storage Water Heater ≤ 55 GAL | per Home | 13 | Based on PSE Business Case: APPROVED_Measure Case_Water Heater Res_2022 | 129.1743 | 129.1743 | Using measure description efficiency metrics to adjust loads from RTF/2021P workbooks to consumptions. | Using measure description efficiency metrics to adjust loads from RTF/2021P workbooks to consumptions. | 0 | 0 | NA | NA | 0 | 0 | 0 | 0 | 0 | 0 | 0 | Baseline is equal to efficient case. | Baseline is equal to efficient case. | Baseline is equal to efficient case. | 0 | 0 | No applicable non-energy benefits | No applicable non-energy benefits | 100% | Equipment 100% technically feasible within end use | System | System
Kittitas CountyManufactured - Highly ImpactedWater Heat LE 55 Gal3Existing | Kittitas CountyManufactured - Highly ImpactedWater Heat LE 55 GalExisting | Kittitas County | Manufactured - Highly Impacted | Water Heat LE 55 Gal | 3 | Market Standard Storage Water Heater ≤ 55 GAL | Existing | Water Heater - Market Standard | Market Standard Storage Water Heater ≤ 55 GAL | Market Standard Storage Water Heater ≤ 55 GAL | per Home | 13 | Based on PSE Business Case: APPROVED_Measure Case_Water Heater Res_2022 | 110.1373 | 110.1373 | Using measure description efficiency metrics to adjust loads from RTF/2021P workbooks to consumptions. | Using measure description efficiency metrics to adjust loads from RTF/2021P workbooks to consumptions. | 0 | 0 | NA | NA | 0 | 0 | 0 | 0 | 0 | 0 | 0 | Baseline is equal to efficient case. | Baseline is equal to efficient case. | Baseline is equal to efficient case. | 0 | 0 | No applicable non-energy benefits | No applicable non-energy benefits | 100% | Equipment 100% technically feasible within end use | System | System
Kittitas CountyManufactured - Highly ImpactedWater Heat LE 55 Gal3New | Kittitas CountyManufactured - Highly ImpactedWater Heat LE 55 GalNew | Kittitas County | Manufactured - Highly Impacted | Water Heat LE 55 Gal | 3 | Market Standard Storage Water Heater ≤ 55 GAL | New | Water Heater - Market Standard | Market Standard Storage Water Heater ≤ 55 GAL | Market Standard Storage Water Heater ≤ 55 GAL | per Home | 13 | Based on PSE Business Case: APPROVED_Measure Case_Water Heater Res_2022 | 110.1373 | 110.1373 | Using measure description efficiency metrics to adjust loads from RTF/2021P workbooks to consumptions. | Using measure description efficiency metrics to adjust loads from RTF/2021P workbooks to consumptions. | 0 | 0 | NA | NA | 0 | 0 | 0 | 0 | 0 | 0 | 0 | Baseline is equal to efficient case. | Baseline is equal to efficient case. | Baseline is equal to efficient case. | 0 | 0 | No applicable non-energy benefits | No applicable non-energy benefits | 100% | Equipment 100% technically feasible within end use | System | System
Kittitas CountySingle FamilyWater Heat LE 55 Gal4Existing | Kittitas CountySingle FamilyWater Heat LE 55 GalExisting | Kittitas County | Single Family | Water Heat LE 55 Gal | 4 | ENERGY STAR Storage Water Heater ≤ 55 GAL - EF 0.67 | Existing | Water Heater - ENERGY STAR Storage | ENERGY STAR Storage Water Heater ≤ 55 GAL - EF 0.67 | Federal Standard 2015 Storage Water Heater ≤ 55 GAL - EF 0.62 | per Home | 13 | Based on PSE Business Case: APPROVED_Measure Case_Water Heater Res_2022 | 183.3785 | 169.6936 | Using measure description efficiency metrics to adjust loads from RTF/2021P workbooks to consumptions. | Using measure description efficiency metrics to adjust loads from RTF/2021P workbooks to consumptions. | 0 | 0 | NA | NA | 595.7619 | 757.4323 | 0 | 929.2867 | 1028.5803 | 0 | 0 | Technical Support Document - Residential Water Heaters, Direct Heating Equipment, and Pooler Heaters. November 2009; calculated by linear interpolation | Technical Support Document - Residential Water Heaters, Direct Heating Equipment, and Pooler Heaters. November 2009; calculated by linear interpolation | Assuming no incremental O&M cost | 0 | 6.5644 | PSE NEI data | No applicable non-energy benefits | 100% | Equipment 100% technically feasible within end use | System | System
Kittitas CountySingle FamilyWater Heat LE 55 Gal4New | Kittitas CountySingle FamilyWater Heat LE 55 GalNew | Kittitas County | Single Family | Water Heat LE 55 Gal | 4 | ENERGY STAR Storage Water Heater ≤ 55 GAL - EF 0.67 | New | Water Heater - ENERGY STAR Storage | ENERGY STAR Storage Water Heater ≤ 55 GAL - EF 0.67 | Federal Standard 2015 Storage Water Heater ≤ 55 GAL - EF 0.62 | per Home | 13 | Based on PSE Business Case: APPROVED_Measure Case_Water Heater Res_2022 | 183.3785 | 169.6936 | Using measure description efficiency metrics to adjust loads from RTF/2021P workbooks to consumptions. | Using measure description efficiency metrics to adjust loads from RTF/2021P workbooks to consumptions. | 0 | 0 | NA | NA | 595.7619 | 757.4323 | 0 | 929.2867 | 1028.5803 | 0 | 0 | Technical Support Document - Residential Water Heaters, Direct Heating Equipment, and Pooler Heaters. November 2009; calculated by linear interpolation | Technical Support Document - Residential Water Heaters, Direct Heating Equipment, and Pooler Heaters. November 2009; calculated by linear interpolation | Assuming no incremental O&M cost | 0 | 6.5644 | PSE NEI data | No applicable non-energy benefits | 100% | Equipment 100% technically feasible within end use | System | System
Kittitas CountySingle Family - Highly ImpactedWater Heat LE 55 Gal4Existing | Kittitas CountySingle Family - Highly ImpactedWater Heat LE 55 GalExisting | Kittitas County | Single Family - Highly Impacted | Water Heat LE 55 Gal | 4 | ENERGY STAR Storage Water Heater ≤ 55 GAL - EF 0.67 | Existing | Water Heater - ENERGY STAR Storage | ENERGY STAR Storage Water Heater ≤ 55 GAL - EF 0.67 | Federal Standard 2015 Storage Water Heater ≤ 55 GAL - EF 0.62 | per Home | 13 | Based on PSE Business Case: APPROVED_Measure Case_Water Heater Res_2022 | 160.2076 | 148.2518 | Using measure description efficiency metrics to adjust loads from RTF/2021P workbooks to consumptions. | Using measure description efficiency metrics to adjust loads from RTF/2021P workbooks to consumptions. | 0 | 0 | NA | NA | 595.7619 | 757.4323 | 0 | 929.2867 | 1028.5803 | 0 | 0 | Technical Support Document - Residential Water Heaters, Direct Heating Equipment, and Pooler Heaters. November 2009; calculated by linear interpolation | Technical Support Document - Residential Water Heaters, Direct Heating Equipment, and Pooler Heaters. November 2009; calculated by linear interpolation | Assuming no incremental O&M cost | 0 | 1.2784 | PSE NEI data | No applicable non-energy benefits | 100% | Equipment 100% technically feasible within end use | System | System
Kittitas CountySingle Family - Highly ImpactedWater Heat LE 55 Gal4New | Kittitas CountySingle Family - Highly ImpactedWater Heat LE 55 GalNew | Kittitas County | Single Family - Highly Impacted | Water Heat LE 55 Gal | 4 | ENERGY STAR Storage Water Heater ≤ 55 GAL - EF 0.67 | New | Water Heater - ENERGY STAR Storage | ENERGY STAR Storage Water Heater ≤ 55 GAL - EF 0.67 | Federal Standard 2015 Storage Water Heater ≤ 55 GAL - EF 0.62 | per Home | 13 | Based on PSE Business Case: APPROVED_Measure Case_Water Heater Res_2022 | 160.2076 | 148.2518 | Using measure description efficiency metrics to adjust loads from RTF/2021P workbooks to consumptions. | Using measure description efficiency metrics to adjust loads from RTF/2021P workbooks to consumptions. | 0 | 0 | NA | NA | 595.7619 | 757.4323 | 0 | 929.2867 | 1028.5803 | 0 | 0 | Technical Support Document - Residential Water Heaters, Direct Heating Equipment, and Pooler Heaters. November 2009; calculated by linear interpolation | Technical Support Document - Residential Water Heaters, Direct Heating Equipment, and Pooler Heaters. November 2009; calculated by linear interpolation | Assuming no incremental O&M cost | 0 | 1.2784 | PSE NEI data | No applicable non-energy benefits | 100% | Equipment 100% technically feasible within end use | System | System
Kittitas CountyMultifamilyWater Heat LE 55 Gal4Existing | Kittitas CountyMultifamilyWater Heat LE 55 GalExisting | Kittitas County | Multifamily | Water Heat LE 55 Gal | 4 | ENERGY STAR Storage Water Heater ≤ 55 GAL - EF 0.67 | Existing | Water Heater - ENERGY STAR Storage | ENERGY STAR Storage Water Heater ≤ 55 GAL - EF 0.67 | Federal Standard 2015 Storage Water Heater ≤ 55 GAL - EF 0.62 | per Home | 13 | Based on PSE Business Case: APPROVED_Measure Case_Water Heater Res_2022 | 130.2392 | 120.5199 | Using measure description efficiency metrics to adjust loads from RTF/2021P workbooks to consumptions. | Using measure description efficiency metrics to adjust loads from RTF/2021P workbooks to consumptions. | 0 | 0 | NA | NA | 595.7619 | 757.4323 | 0 | 929.2867 | 1028.5803 | 0 | 0 | Technical Support Document - Residential Water Heaters, Direct Heating Equipment, and Pooler Heaters. November 2009; calculated by linear interpolation | Technical Support Document - Residential Water Heaters, Direct Heating Equipment, and Pooler Heaters. November 2009; calculated by linear interpolation | Assuming no incremental O&M cost | 0 | 4.6622 | PSE NEI data | No applicable non-energy benefits | 100% | Equipment 100% technically feasible within end use | System | System
Kittitas CountyMultifamilyWater Heat LE 55 Gal4New | Kittitas CountyMultifamilyWater Heat LE 55 GalNew | Kittitas County | Multifamily | Water Heat LE 55 Gal | 4 | ENERGY STAR Storage Water Heater ≤ 55 GAL - EF 0.67 | New | Water Heater - ENERGY STAR Storage | ENERGY STAR Storage Water Heater ≤ 55 GAL - EF 0.67 | Federal Standard 2015 Storage Water Heater ≤ 55 GAL - EF 0.62 | per Home | 13 | Based on PSE Business Case: APPROVED_Measure Case_Water Heater Res_2022 | 130.2392 | 120.5199 | Using measure description efficiency metrics to adjust loads from RTF/2021P workbooks to consumptions. | Using measure description efficiency metrics to adjust loads from RTF/2021P workbooks to consumptions. | 0 | 0 | NA | NA | 595.7619 | 757.4323 | 0 | 929.2867 | 1028.5803 | 0 | 0 | Technical Support Document - Residential Water Heaters, Direct Heating Equipment, and Pooler Heaters. November 2009; calculated by linear interpolation | Technical Support Document - Residential Water Heaters, Direct Heating Equipment, and Pooler Heaters. November 2009; calculated by linear interpolation | Assuming no incremental O&M cost | 0 | 4.6622 | PSE NEI data | No applicable non-energy benefits | 100% | Equipment 100% technically feasible within end use | System | System
Kittitas CountyMultifamily - Highly ImpactedWater Heat LE 55 Gal4Existing | Kittitas CountyMultifamily - Highly ImpactedWater Heat LE 55 GalExisting | Kittitas County | Multifamily - Highly Impacted | Water Heat LE 55 Gal | 4 | ENERGY STAR Storage Water Heater ≤ 55 GAL - EF 0.67 | Existing | Water Heater - ENERGY STAR Storage | ENERGY STAR Storage Water Heater ≤ 55 GAL - EF 0.67 | Federal Standard 2015 Storage Water Heater ≤ 55 GAL - EF 0.62 | per Home | 13 | Based on PSE Business Case: APPROVED_Measure Case_Water Heater Res_2022 | 146.618 | 135.6764 | Using measure description efficiency metrics to adjust loads from RTF/2021P workbooks to consumptions. | Using measure description efficiency metrics to adjust loads from RTF/2021P workbooks to consumptions. | 0 | 0 | NA | NA | 595.7619 | 757.4323 | 0 | 929.2867 | 1028.5803 | 0 | 0 | Technical Support Document - Residential Water Heaters, Direct Heating Equipment, and Pooler Heaters. November 2009; calculated by linear interpolation | Technical Support Document - Residential Water Heaters, Direct Heating Equipment, and Pooler Heaters. November 2009; calculated by linear interpolation | Assuming no incremental O&M cost | 0 | 1.1699 | PSE NEI data | No applicable non-energy benefits | 100% | Equipment 100% technically feasible within end use | System | System
Kittitas CountyMultifamily - Highly ImpactedWater Heat LE 55 Gal4New | Kittitas CountyMultifamily - Highly ImpactedWater Heat LE 55 GalNew | Kittitas County | Multifamily - Highly Impacted | Water Heat LE 55 Gal | 4 | ENERGY STAR Storage Water Heater ≤ 55 GAL - EF 0.67 | New | Water Heater - ENERGY STAR Storage | ENERGY STAR Storage Water Heater ≤ 55 GAL - EF 0.67 | Federal Standard 2015 Storage Water Heater ≤ 55 GAL - EF 0.62 | per Home | 13 | Based on PSE Business Case: APPROVED_Measure Case_Water Heater Res_2022 | 146.618 | 135.6764 | Using measure description efficiency metrics to adjust loads from RTF/2021P workbooks to consumptions. | Using measure description efficiency metrics to adjust loads from RTF/2021P workbooks to consumptions. | 0 | 0 | NA | NA | 595.7619 | 757.4323 | 0 | 929.2867 | 1028.5803 | 0 | 0 | Technical Support Document - Residential Water Heaters, Direct Heating Equipment, and Pooler Heaters. November 2009; calculated by linear interpolation | Technical Support Document - Residential Water Heaters, Direct Heating Equipment, and Pooler Heaters. November 2009; calculated by linear interpolation | Assuming no incremental O&M cost | 0 | 1.1699 | PSE NEI data | No applicable non-energy benefits | 100% | Equipment 100% technically feasible within end use | System | System
Kittitas CountyManufacturedWater Heat LE 55 Gal4Existing | Kittitas CountyManufacturedWater Heat LE 55 GalExisting | Kittitas County | Manufactured | Water Heat LE 55 Gal | 4 | ENERGY STAR Storage Water Heater ≤ 55 GAL - EF 0.67 | Existing | Water Heater - ENERGY STAR Storage | ENERGY STAR Storage Water Heater ≤ 55 GAL - EF 0.67 | Federal Standard 2015 Storage Water Heater ≤ 55 GAL - EF 0.62 | per Home | 13 | Based on PSE Business Case: APPROVED_Measure Case_Water Heater Res_2022 | 162.5538 | 150.4229 | Using measure description efficiency metrics to adjust loads from RTF/2021P workbooks to consumptions. | Using measure description efficiency metrics to adjust loads from RTF/2021P workbooks to consumptions. | 0 | 0 | NA | NA | 595.7619 | 757.4323 | 0 | 929.2867 | 1028.5803 | 0 | 0 | Technical Support Document - Residential Water Heaters, Direct Heating Equipment, and Pooler Heaters. November 2009; calculated by linear interpolation | Technical Support Document - Residential Water Heaters, Direct Heating Equipment, and Pooler Heaters. November 2009; calculated by linear interpolation | Assuming no incremental O&M cost | 0 | 5.819 | PSE NEI data | No applicable non-energy benefits | 100% | Equipment 100% technically feasible within end use | System | System
Kittitas CountyManufacturedWater Heat LE 55 Gal4New | Kittitas CountyManufacturedWater Heat LE 55 GalNew | Kittitas County | Manufactured | Water Heat LE 55 Gal | 4 | ENERGY STAR Storage Water Heater ≤ 55 GAL - EF 0.67 | New | Water Heater - ENERGY STAR Storage | ENERGY STAR Storage Water Heater ≤ 55 GAL - EF 0.67 | Federal Standard 2015 Storage Water Heater ≤ 55 GAL - EF 0.62 | per Home | 13 | Based on PSE Business Case: APPROVED_Measure Case_Water Heater Res_2022 | 162.5538 | 150.4229 | Using measure description efficiency metrics to adjust loads from RTF/2021P workbooks to consumptions. | Using measure description efficiency metrics to adjust loads from RTF/2021P workbooks to consumptions. | 0 | 0 | NA | NA | 595.7619 | 757.4323 | 0 | 929.2867 | 1028.5803 | 0 | 0 | Technical Support Document - Residential Water Heaters, Direct Heating Equipment, and Pooler Heaters. November 2009; calculated by linear interpolation | Technical Support Document - Residential Water Heaters, Direct Heating Equipment, and Pooler Heaters. November 2009; calculated by linear interpolation | Assuming no incremental O&M cost | 0 | 5.819 | PSE NEI data | No applicable non-energy benefits | 100% | Equipment 100% technically feasible within end use | System | System
Kittitas CountyManufactured - Highly ImpactedWater Heat LE 55 Gal4Existing | Kittitas CountyManufactured - Highly ImpactedWater Heat LE 55 GalExisting | Kittitas County | Manufactured - Highly Impacted | Water Heat LE 55 Gal | 4 | ENERGY STAR Storage Water Heater ≤ 55 GAL - EF 0.67 | Existing | Water Heater - ENERGY STAR Storage | ENERGY STAR Storage Water Heater ≤ 55 GAL - EF 0.67 | Federal Standard 2015 Storage Water Heater ≤ 55 GAL - EF 0.62 | per Home | 13 | Based on PSE Business Case: APPROVED_Measure Case_Water Heater Res_2022 | 138.5975 | 128.2544 | Using measure description efficiency metrics to adjust loads from RTF/2021P workbooks to consumptions. | Using measure description efficiency metrics to adjust loads from RTF/2021P workbooks to consumptions. | 0 | 0 | NA | NA | 595.7619 | 757.4323 | 0 | 929.2867 | 1028.5803 | 0 | 0 | Technical Support Document - Residential Water Heaters, Direct Heating Equipment, and Pooler Heaters. November 2009; calculated by linear interpolation | Technical Support Document - Residential Water Heaters, Direct Heating Equipment, and Pooler Heaters. November 2009; calculated by linear interpolation | Assuming no incremental O&M cost | 0 | 1.1059 | PSE NEI data | No applicable non-energy benefits | 100% | Equipment 100% technically feasible within end use | System | System
Kittitas CountyManufactured - Highly ImpactedWater Heat LE 55 Gal4New | Kittitas CountyManufactured - Highly ImpactedWater Heat LE 55 GalNew | Kittitas County | Manufactured - Highly Impacted | Water Heat LE 55 Gal | 4 | ENERGY STAR Storage Water Heater ≤ 55 GAL - EF 0.67 | New | Water Heater - ENERGY STAR Storage | ENERGY STAR Storage Water Heater ≤ 55 GAL - EF 0.67 | Federal Standard 2015 Storage Water Heater ≤ 55 GAL - EF 0.62 | per Home | 13 | Based on PSE Business Case: APPROVED_Measure Case_Water Heater Res_2022 | 138.5975 | 128.2544 | Using measure description efficiency metrics to adjust loads from RTF/2021P workbooks to consumptions. | Using measure description efficiency metrics to adjust loads from RTF/2021P workbooks to consumptions. | 0 | 0 | NA | NA | 595.7619 | 757.4323 | 0 | 929.2867 | 1028.5803 | 0 | 0 | Technical Support Document - Residential Water Heaters, Direct Heating Equipment, and Pooler Heaters. November 2009; calculated by linear interpolation | Technical Support Document - Residential Water Heaters, Direct Heating Equipment, and Pooler Heaters. November 2009; calculated by linear interpolation | Assuming no incremental O&M cost | 0 | 1.1059 | PSE NEI data | No applicable non-energy benefits | 100% | Equipment 100% technically feasible within end use | System | System
Kittitas CountySingle FamilyWater Heat LE 55 Gal5Existing | Kittitas CountySingle FamilyWater Heat LE 55 GalExisting | Kittitas County | Single Family | Water Heat LE 55 Gal | 5 | Condensing Water Heater ≤ 55 GAL - EF 0.85 | Existing | Water Heater - Condensing | Condensing Water Heater ≤ 55 GAL - EF 0.85 | Federal Standard 2015 Storage Water Heater ≤ 55 GAL - EF 0.62 | per Home | 13 | Based on PSE Business Case: APPROVED_Measure Case_Water Heater Res_2022 | 183.3785 | 133.7585 | Using measure description efficiency metrics to adjust loads from RTF/2021P workbooks to consumptions. | Using measure description efficiency metrics to adjust loads from RTF/2021P workbooks to consumptions. | 0 | 0 | NA | NA | 595.7619 | 757.4323 | 0 | 2027.0326 | 1068.0656 | 0 | 0 | Technical Support Document - Residential Water Heaters, Direct Heating Equipment, and Pooler Heaters. November 2009, various retail prices from internet price research; calculated by linear interpolation | Technical Support Document - Residential Water Heaters, Direct Heating Equipment, and Pooler Heaters. November 2009; calculated by linear interpolation | Assuming no incremental O&M cost | 0 | 23.8018 | PSE NEI data | No applicable non-energy benefits | 100% | Equipment 100% technically feasible within end use | System | System
Kittitas CountySingle FamilyWater Heat LE 55 Gal5New | Kittitas CountySingle FamilyWater Heat LE 55 GalNew | Kittitas County | Single Family | Water Heat LE 55 Gal | 5 | Condensing Water Heater ≤ 55 GAL - EF 0.85 | New | Water Heater - Condensing | Condensing Water Heater ≤ 55 GAL - EF 0.85 | Federal Standard 2015 Storage Water Heater ≤ 55 GAL - EF 0.62 | per Home | 13 | Based on PSE Business Case: APPROVED_Measure Case_Water Heater Res_2022 | 183.3785 | 133.7585 | Using measure description efficiency metrics to adjust loads from RTF/2021P workbooks to consumptions. | Using measure description efficiency metrics to adjust loads from RTF/2021P workbooks to consumptions. | 0 | 0 | NA | NA | 595.7619 | 757.4323 | 0 | 2027.0326 | 1068.0656 | 0 | 0 | Technical Support Document - Residential Water Heaters, Direct Heating Equipment, and Pooler Heaters. November 2009, various retail prices from internet price research; calculated by linear interpolation | Technical Support Document - Residential Water Heaters, Direct Heating Equipment, and Pooler Heaters. November 2009; calculated by linear interpolation | Assuming no incremental O&M cost | 0 | 23.8018 | PSE NEI data | No applicable non-energy benefits | 100% | Equipment 100% technically feasible within end use | System | System
Kittitas CountySingle Family - Highly ImpactedWater Heat LE 55 Gal5Existing | Kittitas CountySingle Family - Highly ImpactedWater Heat LE 55 GalExisting | Kittitas County | Single Family - Highly Impacted | Water Heat LE 55 Gal | 5 | Condensing Water Heater ≤ 55 GAL - EF 0.85 | Existing | Water Heater - Condensing | Condensing Water Heater ≤ 55 GAL - EF 0.85 | Federal Standard 2015 Storage Water Heater ≤ 55 GAL - EF 0.62 | per Home | 13 | Based on PSE Business Case: APPROVED_Measure Case_Water Heater Res_2022 | 160.2076 | 116.8573 | Using measure description efficiency metrics to adjust loads from RTF/2021P workbooks to consumptions. | Using measure description efficiency metrics to adjust loads from RTF/2021P workbooks to consumptions. | 0 | 0 | NA | NA | 595.7619 | 757.4323 | 0 | 2027.0326 | 1068.0656 | 0 | 0 | Technical Support Document - Residential Water Heaters, Direct Heating Equipment, and Pooler Heaters. November 2009, various retail prices from internet price research; calculated by linear interpolation | Technical Support Document - Residential Water Heaters, Direct Heating Equipment, and Pooler Heaters. November 2009; calculated by linear interpolation | Assuming no incremental O&M cost | 0 | 4.6352 | PSE NEI data | No applicable non-energy benefits | 100% | Equipment 100% technically feasible within end use | System | System
Kittitas CountySingle Family - Highly ImpactedWater Heat LE 55 Gal5New | Kittitas CountySingle Family - Highly ImpactedWater Heat LE 55 GalNew | Kittitas County | Single Family - Highly Impacted | Water Heat LE 55 Gal | 5 | Condensing Water Heater ≤ 55 GAL - EF 0.85 | New | Water Heater - Condensing | Condensing Water Heater ≤ 55 GAL - EF 0.85 | Federal Standard 2015 Storage Water Heater ≤ 55 GAL - EF 0.62 | per Home | 13 | Based on PSE Business Case: APPROVED_Measure Case_Water Heater Res_2022 | 160.2076 | 116.8573 | Using measure description efficiency metrics to adjust loads from RTF/2021P workbooks to consumptions. | Using measure description efficiency metrics to adjust loads from RTF/2021P workbooks to consumptions. | 0 | 0 | NA | NA | 595.7619 | 757.4323 | 0 | 2027.0326 | 1068.0656 | 0 | 0 | Technical Support Document - Residential Water Heaters, Direct Heating Equipment, and Pooler Heaters. November 2009, various retail prices from internet price research; calculated by linear interpolation | Technical Support Document - Residential Water Heaters, Direct Heating Equipment, and Pooler Heaters. November 2009; calculated by linear interpolation | Assuming no incremental O&M cost | 0 | 4.6352 | PSE NEI data | No applicable non-energy benefits | 100% | Equipment 100% technically feasible within end use | System | System
Kittitas CountyMultifamilyWater Heat LE 55 Gal5Existing | Kittitas CountyMultifamilyWater Heat LE 55 GalExisting | Kittitas County | Multifamily | Water Heat LE 55 Gal | 5 | Condensing Water Heater ≤ 55 GAL - EF 0.85 | Existing | Water Heater - Condensing | Condensing Water Heater ≤ 55 GAL - EF 0.85 | Federal Standard 2015 Storage Water Heater ≤ 55 GAL - EF 0.62 | per Home | 13 | Based on PSE Business Case: APPROVED_Measure Case_Water Heater Res_2022 | 130.2392 | 94.998 | Using measure description efficiency metrics to adjust loads from RTF/2021P workbooks to consumptions. | Using measure description efficiency metrics to adjust loads from RTF/2021P workbooks to consumptions. | 0 | 0 | NA | NA | 595.7619 | 757.4323 | 0 | 2027.0326 | 1068.0656 | 0 | 0 | Technical Support Document - Residential Water Heaters, Direct Heating Equipment, and Pooler Heaters. November 2009, various retail prices from internet price research; calculated by linear interpolation | Technical Support Document - Residential Water Heaters, Direct Heating Equipment, and Pooler Heaters. November 2009; calculated by linear interpolation | Assuming no incremental O&M cost | 0 | 16.9046 | PSE NEI data | No applicable non-energy benefits | 100% | Equipment 100% technically feasible within end use | System | System
Kittitas CountyMultifamilyWater Heat LE 55 Gal5New | Kittitas CountyMultifamilyWater Heat LE 55 GalNew | Kittitas County | Multifamily | Water Heat LE 55 Gal | 5 | Condensing Water Heater ≤ 55 GAL - EF 0.85 | New | Water Heater - Condensing | Condensing Water Heater ≤ 55 GAL - EF 0.85 | Federal Standard 2015 Storage Water Heater ≤ 55 GAL - EF 0.62 | per Home | 13 | Based on PSE Business Case: APPROVED_Measure Case_Water Heater Res_2022 | 130.2392 | 94.998 | Using measure description efficiency metrics to adjust loads from RTF/2021P workbooks to consumptions. | Using measure description efficiency metrics to adjust loads from RTF/2021P workbooks to consumptions. | 0 | 0 | NA | NA | 595.7619 | 757.4323 | 0 | 2027.0326 | 1068.0656 | 0 | 0 | Technical Support Document - Residential Water Heaters, Direct Heating Equipment, and Pooler Heaters. November 2009, various retail prices from internet price research; calculated by linear interpolation | Technical Support Document - Residential Water Heaters, Direct Heating Equipment, and Pooler Heaters. November 2009; calculated by linear interpolation | Assuming no incremental O&M cost | 0 | 16.9046 | PSE NEI data | No applicable non-energy benefits | 100% | Equipment 100% technically feasible within end use | System | System
Kittitas CountyMultifamily - Highly ImpactedWater Heat LE 55 Gal5Existing | Kittitas CountyMultifamily - Highly ImpactedWater Heat LE 55 GalExisting | Kittitas County | Multifamily - Highly Impacted | Water Heat LE 55 Gal | 5 | Condensing Water Heater ≤ 55 GAL - EF 0.85 | Existing | Water Heater - Condensing | Condensing Water Heater ≤ 55 GAL - EF 0.85 | Federal Standard 2015 Storage Water Heater ≤ 55 GAL - EF 0.62 | per Home | 13 | Based on PSE Business Case: APPROVED_Measure Case_Water Heater Res_2022 | 146.618 | 106.9449 | Using measure description efficiency metrics to adjust loads from RTF/2021P workbooks to consumptions. | Using measure description efficiency metrics to adjust loads from RTF/2021P workbooks to consumptions. | 0 | 0 | NA | NA | 595.7619 | 757.4323 | 0 | 2027.0326 | 1068.0656 | 0 | 0 | Technical Support Document - Residential Water Heaters, Direct Heating Equipment, and Pooler Heaters. November 2009, various retail prices from internet price research; calculated by linear interpolation | Technical Support Document - Residential Water Heaters, Direct Heating Equipment, and Pooler Heaters. November 2009; calculated by linear interpolation | Assuming no incremental O&M cost | 0 | 4.242 | PSE NEI data | No applicable non-energy benefits | 100% | Equipment 100% technically feasible within end use | System | System
Kittitas CountyMultifamily - Highly ImpactedWater Heat LE 55 Gal5New | Kittitas CountyMultifamily - Highly ImpactedWater Heat LE 55 GalNew | Kittitas County | Multifamily - Highly Impacted | Water Heat LE 55 Gal | 5 | Condensing Water Heater ≤ 55 GAL - EF 0.85 | New | Water Heater - Condensing | Condensing Water Heater ≤ 55 GAL - EF 0.85 | Federal Standard 2015 Storage Water Heater ≤ 55 GAL - EF 0.62 | per Home | 13 | Based on PSE Business Case: APPROVED_Measure Case_Water Heater Res_2022 | 146.618 | 106.9449 | Using measure description efficiency metrics to adjust loads from RTF/2021P workbooks to consumptions. | Using measure description efficiency metrics to adjust loads from RTF/2021P workbooks to consumptions. | 0 | 0 | NA | NA | 595.7619 | 757.4323 | 0 | 2027.0326 | 1068.0656 | 0 | 0 | Technical Support Document - Residential Water Heaters, Direct Heating Equipment, and Pooler Heaters. November 2009, various retail prices from internet price research; calculated by linear interpolation | Technical Support Document - Residential Water Heaters, Direct Heating Equipment, and Pooler Heaters. November 2009; calculated by linear interpolation | Assuming no incremental O&M cost | 0 | 4.242 | PSE NEI data | No applicable non-energy benefits | 100% | Equipment 100% technically feasible within end use | System | System
Kittitas CountyManufacturedWater Heat LE 55 Gal5Existing | Kittitas CountyManufacturedWater Heat LE 55 GalExisting | Kittitas County | Manufactured | Water Heat LE 55 Gal | 5 | Condensing Water Heater ≤ 55 GAL - EF 0.85 | Existing | Water Heater - Condensing | Condensing Water Heater ≤ 55 GAL - EF 0.85 | Federal Standard 2015 Storage Water Heater ≤ 55 GAL - EF 0.62 | per Home | 13 | Based on PSE Business Case: APPROVED_Measure Case_Water Heater Res_2022 | 162.5538 | 118.5687 | Using measure description efficiency metrics to adjust loads from RTF/2021P workbooks to consumptions. | Using measure description efficiency metrics to adjust loads from RTF/2021P workbooks to consumptions. | 0 | 0 | NA | NA | 595.7619 | 757.4323 | 0 | 2027.0326 | 1068.0656 | 0 | 0 | Technical Support Document - Residential Water Heaters, Direct Heating Equipment, and Pooler Heaters. November 2009, various retail prices from internet price research; calculated by linear interpolation | Technical Support Document - Residential Water Heaters, Direct Heating Equipment, and Pooler Heaters. November 2009; calculated by linear interpolation | Assuming no incremental O&M cost | 0 | 21.0989 | PSE NEI data | No applicable non-energy benefits | 100% | Equipment 100% technically feasible within end use | System | System
Kittitas CountyManufacturedWater Heat LE 55 Gal5New | Kittitas CountyManufacturedWater Heat LE 55 GalNew | Kittitas County | Manufactured | Water Heat LE 55 Gal | 5 | Condensing Water Heater ≤ 55 GAL - EF 0.85 | New | Water Heater - Condensing | Condensing Water Heater ≤ 55 GAL - EF 0.85 | Federal Standard 2015 Storage Water Heater ≤ 55 GAL - EF 0.62 | per Home | 13 | Based on PSE Business Case: APPROVED_Measure Case_Water Heater Res_2022 | 162.5538 | 118.5687 | Using measure description efficiency metrics to adjust loads from RTF/2021P workbooks to consumptions. | Using measure description efficiency metrics to adjust loads from RTF/2021P workbooks to consumptions. | 0 | 0 | NA | NA | 595.7619 | 757.4323 | 0 | 2027.0326 | 1068.0656 | 0 | 0 | Technical Support Document - Residential Water Heaters, Direct Heating Equipment, and Pooler Heaters. November 2009, various retail prices from internet price research; calculated by linear interpolation | Technical Support Document - Residential Water Heaters, Direct Heating Equipment, and Pooler Heaters. November 2009; calculated by linear interpolation | Assuming no incremental O&M cost | 0 | 21.0989 | PSE NEI data | No applicable non-energy benefits | 100% | Equipment 100% technically feasible within end use | System | System
Kittitas CountyManufactured - Highly ImpactedWater Heat LE 55 Gal5Existing | Kittitas CountyManufactured - Highly ImpactedWater Heat LE 55 GalExisting | Kittitas County | Manufactured - Highly Impacted | Water Heat LE 55 Gal | 5 | Condensing Water Heater ≤ 55 GAL - EF 0.85 | Existing | Water Heater - Condensing | Condensing Water Heater ≤ 55 GAL - EF 0.85 | Federal Standard 2015 Storage Water Heater ≤ 55 GAL - EF 0.62 | per Home | 13 | Based on PSE Business Case: APPROVED_Measure Case_Water Heater Res_2022 | 138.5975 | 101.0947 | Using measure description efficiency metrics to adjust loads from RTF/2021P workbooks to consumptions. | Using measure description efficiency metrics to adjust loads from RTF/2021P workbooks to consumptions. | 0 | 0 | NA | NA | 595.7619 | 757.4323 | 0 | 2027.0326 | 1068.0656 | 0 | 0 | Technical Support Document - Residential Water Heaters, Direct Heating Equipment, and Pooler Heaters. November 2009, various retail prices from internet price research; calculated by linear interpolation | Technical Support Document - Residential Water Heaters, Direct Heating Equipment, and Pooler Heaters. November 2009; calculated by linear interpolation | Assuming no incremental O&M cost | 0 | 4.01 | PSE NEI data | No applicable non-energy benefits | 100% | Equipment 100% technically feasible within end use | System | System
Kittitas CountyManufactured - Highly ImpactedWater Heat LE 55 Gal5New | Kittitas CountyManufactured - Highly ImpactedWater Heat LE 55 GalNew | Kittitas County | Manufactured - Highly Impacted | Water Heat LE 55 Gal | 5 | Condensing Water Heater ≤ 55 GAL - EF 0.85 | New | Water Heater - Condensing | Condensing Water Heater ≤ 55 GAL - EF 0.85 | Federal Standard 2015 Storage Water Heater ≤ 55 GAL - EF 0.62 | per Home | 13 | Based on PSE Business Case: APPROVED_Measure Case_Water Heater Res_2022 | 138.5975 | 101.0947 | Using measure description efficiency metrics to adjust loads from RTF/2021P workbooks to consumptions. | Using measure description efficiency metrics to adjust loads from RTF/2021P workbooks to consumptions. | 0 | 0 | NA | NA | 595.7619 | 757.4323 | 0 | 2027.0326 | 1068.0656 | 0 | 0 | Technical Support Document - Residential Water Heaters, Direct Heating Equipment, and Pooler Heaters. November 2009, various retail prices from internet price research; calculated by linear interpolation | Technical Support Document - Residential Water Heaters, Direct Heating Equipment, and Pooler Heaters. November 2009; calculated by linear interpolation | Assuming no incremental O&M cost | 0 | 4.01 | PSE NEI data | No applicable non-energy benefits | 100% | Equipment 100% technically feasible within end use | System | System
Kittitas CountySingle FamilyWater Heat LE 55 Gal6Existing | Kittitas CountySingle FamilyWater Heat LE 55 GalExisting | Kittitas County | Single Family | Water Heat LE 55 Gal | 6 | ENERGY STAR Tankless Water Heater ≤ 55 GAL - EF 0.90 | Existing | Water Heater - ENERGY STAR Tankless | ENERGY STAR Tankless Water Heater ≤ 55 GAL - EF 0.90 | Federal Standard 2015 Storage Water Heater ≤ 55 GAL - EF 0.62 | per Home | 20 | Based on PSE Business Case: APPROVED_Measure Case_Water Heater Res_2022 | 183.3785 | 126.3274 | Using measure description efficiency metrics to adjust loads from RTF/2021P workbooks to consumptions. | Using measure description efficiency metrics to adjust loads from RTF/2021P workbooks to consumptions. | 0 | 0 | NA | NA | 595.7619 | 757.4323 | 0 | 2318.3065 | 1226.2583 | 0 | 0 | Technical Support Document - Residential Water Heaters, Direct Heating Equipment, and Pooler Heaters. November 2009, various retail prices from internet price research; calculated by linear interpolation | Technical Support Document - Residential Water Heaters, Direct Heating Equipment, and Pooler Heaters. November 2009. | Assuming no incremental O&M cost | 0 | 15.2425 | PSE NEI data | No applicable non-energy benefits | 100% | Equipment 100% technically feasible within end use | System | System
Kittitas CountySingle FamilyWater Heat LE 55 Gal6New | Kittitas CountySingle FamilyWater Heat LE 55 GalNew | Kittitas County | Single Family | Water Heat LE 55 Gal | 6 | ENERGY STAR Tankless Water Heater ≤ 55 GAL - EF 0.90 | New | Water Heater - ENERGY STAR Tankless | ENERGY STAR Tankless Water Heater ≤ 55 GAL - EF 0.90 | Federal Standard 2015 Storage Water Heater ≤ 55 GAL - EF 0.62 | per Home | 20 | Based on PSE Business Case: APPROVED_Measure Case_Water Heater Res_2022 | 183.3785 | 126.3274 | Using measure description efficiency metrics to adjust loads from RTF/2021P workbooks to consumptions. | Using measure description efficiency metrics to adjust loads from RTF/2021P workbooks to consumptions. | 0 | 0 | NA | NA | 595.7619 | 757.4323 | 0 | 2318.3065 | 1226.2583 | 0 | 0 | Technical Support Document - Residential Water Heaters, Direct Heating Equipment, and Pooler Heaters. November 2009, various retail prices from internet price research; calculated by linear interpolation | Technical Support Document - Residential Water Heaters, Direct Heating Equipment, and Pooler Heaters. November 2009. | Assuming no incremental O&M cost | 0 | 15.2425 | PSE NEI data | No applicable non-energy benefits | 100% | Equipment 100% technically feasible within end use | System | System
Kittitas CountySingle Family - Highly ImpactedWater Heat LE 55 Gal6Existing | Kittitas CountySingle Family - Highly ImpactedWater Heat LE 55 GalExisting | Kittitas County | Single Family - Highly Impacted | Water Heat LE 55 Gal | 6 | ENERGY STAR Tankless Water Heater ≤ 55 GAL - EF 0.90 | Existing | Water Heater - ENERGY STAR Tankless | ENERGY STAR Tankless Water Heater ≤ 55 GAL - EF 0.90 | Federal Standard 2015 Storage Water Heater ≤ 55 GAL - EF 0.62 | per Home | 20 | Based on PSE Business Case: APPROVED_Measure Case_Water Heater Res_2022 | 160.2076 | 110.3652 | Using measure description efficiency metrics to adjust loads from RTF/2021P workbooks to consumptions. | Using measure description efficiency metrics to adjust loads from RTF/2021P workbooks to consumptions. | 0 | 0 | NA | NA | 595.7619 | 757.4323 | 0 | 2318.3065 | 1226.2583 | 0 | 0 | Technical Support Document - Residential Water Heaters, Direct Heating Equipment, and Pooler Heaters. November 2009, various retail prices from internet price research; calculated by linear interpolation | Technical Support Document - Residential Water Heaters, Direct Heating Equipment, and Pooler Heaters. November 2009. | Assuming no incremental O&M cost | 0 | 17.2322 | PSE NEI data | No applicable non-energy benefits | 100% | Equipment 100% technically feasible within end use | System | System
Kittitas CountySingle Family - Highly ImpactedWater Heat LE 55 Gal6New | Kittitas CountySingle Family - Highly ImpactedWater Heat LE 55 GalNew | Kittitas County | Single Family - Highly Impacted | Water Heat LE 55 Gal | 6 | ENERGY STAR Tankless Water Heater ≤ 55 GAL - EF 0.90 | New | Water Heater - ENERGY STAR Tankless | ENERGY STAR Tankless Water Heater ≤ 55 GAL - EF 0.90 | Federal Standard 2015 Storage Water Heater ≤ 55 GAL - EF 0.62 | per Home | 20 | Based on PSE Business Case: APPROVED_Measure Case_Water Heater Res_2022 | 160.2076 | 110.3652 | Using measure description efficiency metrics to adjust loads from RTF/2021P workbooks to consumptions. | Using measure description efficiency metrics to adjust loads from RTF/2021P workbooks to consumptions. | 0 | 0 | NA | NA | 595.7619 | 757.4323 | 0 | 2318.3065 | 1226.2583 | 0 | 0 | Technical Support Document - Residential Water Heaters, Direct Heating Equipment, and Pooler Heaters. November 2009, various retail prices from internet price research; calculated by linear interpolation | Technical Support Document - Residential Water Heaters, Direct Heating Equipment, and Pooler Heaters. November 2009. | Assuming no incremental O&M cost | 0 | 17.2322 | PSE NEI data | No applicable non-energy benefits | 100% | Equipment 100% technically feasible within end use | System | System
Kittitas CountyMultifamilyWater Heat LE 55 Gal6Existing | Kittitas CountyMultifamilyWater Heat LE 55 GalExisting | Kittitas County | Multifamily | Water Heat LE 55 Gal | 6 | ENERGY STAR Tankless Water Heater ≤ 55 GAL - EF 0.90 | Existing | Water Heater - ENERGY STAR Tankless | ENERGY STAR Tankless Water Heater ≤ 55 GAL - EF 0.90 | Federal Standard 2015 Storage Water Heater ≤ 55 GAL - EF 0.62 | per Home | 20 | Based on PSE Business Case: APPROVED_Measure Case_Water Heater Res_2022 | 130.2392 | 89.7203 | Using measure description efficiency metrics to adjust loads from RTF/2021P workbooks to consumptions. | Using measure description efficiency metrics to adjust loads from RTF/2021P workbooks to consumptions. | 0 | 0 | NA | NA | 595.7619 | 757.4323 | 0 | 2318.3065 | 1226.2583 | 0 | 0 | Technical Support Document - Residential Water Heaters, Direct Heating Equipment, and Pooler Heaters. November 2009, various retail prices from internet price research; calculated by linear interpolation | Technical Support Document - Residential Water Heaters, Direct Heating Equipment, and Pooler Heaters. November 2009. | Assuming no incremental O&M cost | 0 | 10.8255 | PSE NEI data | No applicable non-energy benefits | 100% | Equipment 100% technically feasible within end use | System | System
Kittitas CountyMultifamilyWater Heat LE 55 Gal6New | Kittitas CountyMultifamilyWater Heat LE 55 GalNew | Kittitas County | Multifamily | Water Heat LE 55 Gal | 6 | ENERGY STAR Tankless Water Heater ≤ 55 GAL - EF 0.90 | New | Water Heater - ENERGY STAR Tankless | ENERGY STAR Tankless Water Heater ≤ 55 GAL - EF 0.90 | Federal Standard 2015 Storage Water Heater ≤ 55 GAL - EF 0.62 | per Home | 20 | Based on PSE Business Case: APPROVED_Measure Case_Water Heater Res_2022 | 130.2392 | 89.7203 | Using measure description efficiency metrics to adjust loads from RTF/2021P workbooks to consumptions. | Using measure description efficiency metrics to adjust loads from RTF/2021P workbooks to consumptions. | 0 | 0 | NA | NA | 595.7619 | 757.4323 | 0 | 2318.3065 | 1226.2583 | 0 | 0 | Technical Support Document - Residential Water Heaters, Direct Heating Equipment, and Pooler Heaters. November 2009, various retail prices from internet price research; calculated by linear interpolation | Technical Support Document - Residential Water Heaters, Direct Heating Equipment, and Pooler Heaters. November 2009. | Assuming no incremental O&M cost | 0 | 10.8255 | PSE NEI data | No applicable non-energy benefits | 100% | Equipment 100% technically feasible within end use | System | System
Kittitas CountyMultifamily - Highly ImpactedWater Heat LE 55 Gal6Existing | Kittitas CountyMultifamily - Highly ImpactedWater Heat LE 55 GalExisting | Kittitas County | Multifamily - Highly Impacted | Water Heat LE 55 Gal | 6 | ENERGY STAR Tankless Water Heater ≤ 55 GAL - EF 0.90 | Existing | Water Heater - ENERGY STAR Tankless | ENERGY STAR Tankless Water Heater ≤ 55 GAL - EF 0.90 | Federal Standard 2015 Storage Water Heater ≤ 55 GAL - EF 0.62 | per Home | 20 | Based on PSE Business Case: APPROVED_Measure Case_Water Heater Res_2022 | 146.618 | 101.0035 | Using measure description efficiency metrics to adjust loads from RTF/2021P workbooks to consumptions. | Using measure description efficiency metrics to adjust loads from RTF/2021P workbooks to consumptions. | 0 | 0 | NA | NA | 595.7619 | 757.4323 | 0 | 2318.3065 | 1226.2583 | 0 | 0 | Technical Support Document - Residential Water Heaters, Direct Heating Equipment, and Pooler Heaters. November 2009, various retail prices from internet price research; calculated by linear interpolation | Technical Support Document - Residential Water Heaters, Direct Heating Equipment, and Pooler Heaters. November 2009. | Assuming no incremental O&M cost | 0 | 4.4709 | PSE NEI data | No applicable non-energy benefits | 100% | Equipment 100% technically feasible within end use | System | System
Kittitas CountyMultifamily - Highly ImpactedWater Heat LE 55 Gal6New | Kittitas CountyMultifamily - Highly ImpactedWater Heat LE 55 GalNew | Kittitas County | Multifamily - Highly Impacted | Water Heat LE 55 Gal | 6 | ENERGY STAR Tankless Water Heater ≤ 55 GAL - EF 0.90 | New | Water Heater - ENERGY STAR Tankless | ENERGY STAR Tankless Water Heater ≤ 55 GAL - EF 0.90 | Federal Standard 2015 Storage Water Heater ≤ 55 GAL - EF 0.62 | per Home | 20 | Based on PSE Business Case: APPROVED_Measure Case_Water Heater Res_2022 | 146.618 | 101.0035 | Using measure description efficiency metrics to adjust loads from RTF/2021P workbooks to consumptions. | Using measure description efficiency metrics to adjust loads from RTF/2021P workbooks to consumptions. | 0 | 0 | NA | NA | 595.7619 | 757.4323 | 0 | 2318.3065 | 1226.2583 | 0 | 0 | Technical Support Document - Residential Water Heaters, Direct Heating Equipment, and Pooler Heaters. November 2009, various retail prices from internet price research; calculated by linear interpolation | Technical Support Document - Residential Water Heaters, Direct Heating Equipment, and Pooler Heaters. November 2009. | Assuming no incremental O&M cost | 0 | 4.4709 | PSE NEI data | No applicable non-energy benefits | 100% | Equipment 100% technically feasible within end use | System | System
Kittitas CountyManufacturedWater Heat LE 55 Gal6Existing | Kittitas CountyManufacturedWater Heat LE 55 GalExisting | Kittitas County | Manufactured | Water Heat LE 55 Gal | 6 | ENERGY STAR Tankless Water Heater ≤ 55 GAL - EF 0.90 | Existing | Water Heater - ENERGY STAR Tankless | ENERGY STAR Tankless Water Heater ≤ 55 GAL - EF 0.90 | Federal Standard 2015 Storage Water Heater ≤ 55 GAL - EF 0.62 | per Home | 20 | Based on PSE Business Case: APPROVED_Measure Case_Water Heater Res_2022 | 162.5538 | 111.9815 | Using measure description efficiency metrics to adjust loads from RTF/2021P workbooks to consumptions. | Using measure description efficiency metrics to adjust loads from RTF/2021P workbooks to consumptions. | 0 | 0 | NA | NA | 595.7619 | 757.4323 | 0 | 2318.3065 | 1226.2583 | 0 | 0 | Technical Support Document - Residential Water Heaters, Direct Heating Equipment, and Pooler Heaters. November 2009, various retail prices from internet price research; calculated by linear interpolation | Technical Support Document - Residential Water Heaters, Direct Heating Equipment, and Pooler Heaters. November 2009. | Assuming no incremental O&M cost | 0 | 13.5115 | PSE NEI data | No applicable non-energy benefits | 100% | Equipment 100% technically feasible within end use | System | System
Kittitas CountyManufacturedWater Heat LE 55 Gal6New | Kittitas CountyManufacturedWater Heat LE 55 GalNew | Kittitas County | Manufactured | Water Heat LE 55 Gal | 6 | ENERGY STAR Tankless Water Heater ≤ 55 GAL - EF 0.90 | New | Water Heater - ENERGY STAR Tankless | ENERGY STAR Tankless Water Heater ≤ 55 GAL - EF 0.90 | Federal Standard 2015 Storage Water Heater ≤ 55 GAL - EF 0.62 | per Home | 20 | Based on PSE Business Case: APPROVED_Measure Case_Water Heater Res_2022 | 162.5538 | 111.9815 | Using measure description efficiency metrics to adjust loads from RTF/2021P workbooks to consumptions. | Using measure description efficiency metrics to adjust loads from RTF/2021P workbooks to consumptions. | 0 | 0 | NA | NA | 595.7619 | 757.4323 | 0 | 2318.3065 | 1226.2583 | 0 | 0 | Technical Support Document - Residential Water Heaters, Direct Heating Equipment, and Pooler Heaters. November 2009, various retail prices from internet price research; calculated by linear interpolation | Technical Support Document - Residential Water Heaters, Direct Heating Equipment, and Pooler Heaters. November 2009. | Assuming no incremental O&M cost | 0 | 13.5115 | PSE NEI data | No applicable non-energy benefits | 100% | Equipment 100% technically feasible within end use | System | System
Kittitas CountyManufactured - Highly ImpactedWater Heat LE 55 Gal6Existing | Kittitas CountyManufactured - Highly ImpactedWater Heat LE 55 GalExisting | Kittitas County | Manufactured - Highly Impacted | Water Heat LE 55 Gal | 6 | ENERGY STAR Tankless Water Heater ≤ 55 GAL - EF 0.90 | Existing | Water Heater - ENERGY STAR Tankless | ENERGY STAR Tankless Water Heater ≤ 55 GAL - EF 0.90 | Federal Standard 2015 Storage Water Heater ≤ 55 GAL - EF 0.62 | per Home | 20 | Based on PSE Business Case: APPROVED_Measure Case_Water Heater Res_2022 | 138.5975 | 95.4783 | Using measure description efficiency metrics to adjust loads from RTF/2021P workbooks to consumptions. | Using measure description efficiency metrics to adjust loads from RTF/2021P workbooks to consumptions. | 0 | 0 | NA | NA | 595.7619 | 757.4323 | 0 | 2318.3065 | 1226.2583 | 0 | 0 | Technical Support Document - Residential Water Heaters, Direct Heating Equipment, and Pooler Heaters. November 2009, various retail prices from internet price research; calculated by linear interpolation | Technical Support Document - Residential Water Heaters, Direct Heating Equipment, and Pooler Heaters. November 2009. | Assuming no incremental O&M cost | 0 | 4.2263 | PSE NEI data | No applicable non-energy benefits | 100% | Equipment 100% technically feasible within end use | System | System
Kittitas CountyManufactured - Highly ImpactedWater Heat LE 55 Gal6New | Kittitas CountyManufactured - Highly ImpactedWater Heat LE 55 GalNew | Kittitas County | Manufactured - Highly Impacted | Water Heat LE 55 Gal | 6 | ENERGY STAR Tankless Water Heater ≤ 55 GAL - EF 0.90 | New | Water Heater - ENERGY STAR Tankless | ENERGY STAR Tankless Water Heater ≤ 55 GAL - EF 0.90 | Federal Standard 2015 Storage Water Heater ≤ 55 GAL - EF 0.62 | per Home | 20 | Based on PSE Business Case: APPROVED_Measure Case_Water Heater Res_2022 | 138.5975 | 95.4783 | Using measure description efficiency metrics to adjust loads from RTF/2021P workbooks to consumptions. | Using measure description efficiency metrics to adjust loads from RTF/2021P workbooks to consumptions. | 0 | 0 | NA | NA | 595.7619 | 757.4323 | 0 | 2318.3065 | 1226.2583 | 0 | 0 | Technical Support Document - Residential Water Heaters, Direct Heating Equipment, and Pooler Heaters. November 2009, various retail prices from internet price research; calculated by linear interpolation | Technical Support Document - Residential Water Heaters, Direct Heating Equipment, and Pooler Heaters. November 2009. | Assuming no incremental O&M cost | 0 | 4.2263 | PSE NEI data | No applicable non-energy benefits | 100% | Equipment 100% technically feasible within end use | System | System
Kittitas CountySingle FamilyWater Heat GT 55 Gal1Existing | Kittitas CountySingle FamilyWater Heat GT 55 GalExisting | Kittitas County | Single Family | Water Heat GT 55 Gal | 1 | Below Standard Water Heater > 55 GAL - EF 0.52 | Existing | Water Heater - Below Standard | Below Standard Water Heater > 55 GAL - EF 0.52 | Below Standard Water Heater > 55 GAL - EF 0.52 | per Home | 7 | Assuming half the measure life for below standard equipment. Based on RTF workbook ResGasWH_v1_2 | 218.6436 | 218.6436 | Using measure description efficiency metrics to adjust loads from RTF/2021P workbooks to consumptions. | Using measure description efficiency metrics to adjust loads from RTF/2021P workbooks to consumptions. | 0 | 0 | NA | NA | 0 | 0 | 0 | 0 | 0 | 0 | 0 | Baseline is equal to efficient case | Baseline is equal to efficient case | Baseline is equal to efficient case | 0 | 0 | No applicable non-energy benefits | No applicable non-energy benefits | 100% | Equipment 100% technically feasible within end use | System | System
Kittitas CountySingle FamilyWater Heat GT 55 Gal1New | Kittitas CountySingle FamilyWater Heat GT 55 GalNew | Kittitas County | Single Family | Water Heat GT 55 Gal | 1 | Below Standard Water Heater > 55 GAL - EF 0.52 | New | Water Heater - Below Standard | Below Standard Water Heater > 55 GAL - EF 0.52 | Below Standard Water Heater > 55 GAL - EF 0.52 | per Home | 7 | Assuming half the measure life for below standard equipment. Based on RTF workbook ResGasWH_v1_2 | 218.6436 | 218.6436 | Using measure description efficiency metrics to adjust loads from RTF/2021P workbooks to consumptions. | Using measure description efficiency metrics to adjust loads from RTF/2021P workbooks to consumptions. | 0 | 0 | NA | NA | 0 | 0 | 0 | 0 | 0 | 0 | 0 | Baseline is equal to efficient case | Baseline is equal to efficient case | Baseline is equal to efficient case | 0 | 0 | No applicable non-energy benefits | No applicable non-energy benefits | 100% | Equipment 100% technically feasible within end use | System | System
Kittitas CountySingle Family - Highly ImpactedWater Heat GT 55 Gal1Existing | Kittitas CountySingle Family - Highly ImpactedWater Heat GT 55 GalExisting | Kittitas County | Single Family - Highly Impacted | Water Heat GT 55 Gal | 1 | Below Standard Water Heater > 55 GAL - EF 0.52 | Existing | Water Heater - Below Standard | Below Standard Water Heater > 55 GAL - EF 0.52 | Below Standard Water Heater > 55 GAL - EF 0.52 | per Home | 7 | Assuming half the measure life for below standard equipment. Based on RTF workbook ResGasWH_v1_2 | 191.0168 | 191.0168 | Using measure description efficiency metrics to adjust loads from RTF/2021P workbooks to consumptions. | Using measure description efficiency metrics to adjust loads from RTF/2021P workbooks to consumptions. | 0 | 0 | NA | NA | 0 | 0 | 0 | 0 | 0 | 0 | 0 | Baseline is equal to efficient case | Baseline is equal to efficient case | Baseline is equal to efficient case | 0 | 0 | No applicable non-energy benefits | No applicable non-energy benefits | 100% | Equipment 100% technically feasible within end use | System | System
Kittitas CountySingle Family - Highly ImpactedWater Heat GT 55 Gal1New | Kittitas CountySingle Family - Highly ImpactedWater Heat GT 55 GalNew | Kittitas County | Single Family - Highly Impacted | Water Heat GT 55 Gal | 1 | Below Standard Water Heater > 55 GAL - EF 0.52 | New | Water Heater - Below Standard | Below Standard Water Heater > 55 GAL - EF 0.52 | Below Standard Water Heater > 55 GAL - EF 0.52 | per Home | 7 | Assuming half the measure life for below standard equipment. Based on RTF workbook ResGasWH_v1_2 | 191.0168 | 191.0168 | Using measure description efficiency metrics to adjust loads from RTF/2021P workbooks to consumptions. | Using measure description efficiency metrics to adjust loads from RTF/2021P workbooks to consumptions. | 0 | 0 | NA | NA | 0 | 0 | 0 | 0 | 0 | 0 | 0 | Baseline is equal to efficient case | Baseline is equal to efficient case | Baseline is equal to efficient case | 0 | 0 | No applicable non-energy benefits | No applicable non-energy benefits | 100% | Equipment 100% technically feasible within end use | System | System
Kittitas CountyMultifamilyWater Heat GT 55 Gal1Existing | Kittitas CountyMultifamilyWater Heat GT 55 GalExisting | Kittitas County | Multifamily | Water Heat GT 55 Gal | 1 | Below Standard Water Heater > 55 GAL - EF 0.52 | Existing | Water Heater - Below Standard | Below Standard Water Heater > 55 GAL - EF 0.52 | Below Standard Water Heater > 55 GAL - EF 0.52 | per Home | 7 | Assuming half the measure life for below standard equipment. Based on RTF workbook ResGasWH_v1_2 | 155.2852 | 155.2852 | Using measure description efficiency metrics to adjust loads from RTF/2021P workbooks to consumptions. | Using measure description efficiency metrics to adjust loads from RTF/2021P workbooks to consumptions. | 0 | 0 | NA | NA | 0 | 0 | 0 | 0 | 0 | 0 | 0 | Baseline is equal to efficient case | Baseline is equal to efficient case | Baseline is equal to efficient case | 0 | 0 | No applicable non-energy benefits | No applicable non-energy benefits | 100% | Equipment 100% technically feasible within end use | System | System
Kittitas CountyMultifamilyWater Heat GT 55 Gal1New | Kittitas CountyMultifamilyWater Heat GT 55 GalNew | Kittitas County | Multifamily | Water Heat GT 55 Gal | 1 | Below Standard Water Heater > 55 GAL - EF 0.52 | New | Water Heater - Below Standard | Below Standard Water Heater > 55 GAL - EF 0.52 | Below Standard Water Heater > 55 GAL - EF 0.52 | per Home | 7 | Assuming half the measure life for below standard equipment. Based on RTF workbook ResGasWH_v1_2 | 155.2852 | 155.2852 | Using measure description efficiency metrics to adjust loads from RTF/2021P workbooks to consumptions. | Using measure description efficiency metrics to adjust loads from RTF/2021P workbooks to consumptions. | 0 | 0 | NA | NA | 0 | 0 | 0 | 0 | 0 | 0 | 0 | Baseline is equal to efficient case | Baseline is equal to efficient case | Baseline is equal to efficient case | 0 | 0 | No applicable non-energy benefits | No applicable non-energy benefits | 100% | Equipment 100% technically feasible within end use | System | System
Kittitas CountyMultifamily - Highly ImpactedWater Heat GT 55 Gal1Existing | Kittitas CountyMultifamily - Highly ImpactedWater Heat GT 55 GalExisting | Kittitas County | Multifamily - Highly Impacted | Water Heat GT 55 Gal | 1 | Below Standard Water Heater > 55 GAL - EF 0.52 | Existing | Water Heater - Below Standard | Below Standard Water Heater > 55 GAL - EF 0.52 | Below Standard Water Heater > 55 GAL - EF 0.52 | per Home | 7 | Assuming half the measure life for below standard equipment. Based on RTF workbook ResGasWH_v1_2 | 174.8138 | 174.8138 | Using measure description efficiency metrics to adjust loads from RTF/2021P workbooks to consumptions. | Using measure description efficiency metrics to adjust loads from RTF/2021P workbooks to consumptions. | 0 | 0 | NA | NA | 0 | 0 | 0 | 0 | 0 | 0 | 0 | Baseline is equal to efficient case | Baseline is equal to efficient case | Baseline is equal to efficient case | 0 | 0 | No applicable non-energy benefits | No applicable non-energy benefits | 100% | Equipment 100% technically feasible within end use | System | System
Kittitas CountyMultifamily - Highly ImpactedWater Heat GT 55 Gal1New | Kittitas CountyMultifamily - Highly ImpactedWater Heat GT 55 GalNew | Kittitas County | Multifamily - Highly Impacted | Water Heat GT 55 Gal | 1 | Below Standard Water Heater > 55 GAL - EF 0.52 | New | Water Heater - Below Standard | Below Standard Water Heater > 55 GAL - EF 0.52 | Below Standard Water Heater > 55 GAL - EF 0.52 | per Home | 7 | Assuming half the measure life for below standard equipment. Based on RTF workbook ResGasWH_v1_2 | 174.8138 | 174.8138 | Using measure description efficiency metrics to adjust loads from RTF/2021P workbooks to consumptions. | Using measure description efficiency metrics to adjust loads from RTF/2021P workbooks to consumptions. | 0 | 0 | NA | NA | 0 | 0 | 0 | 0 | 0 | 0 | 0 | Baseline is equal to efficient case | Baseline is equal to efficient case | Baseline is equal to efficient case | 0 | 0 | No applicable non-energy benefits | No applicable non-energy benefits | 100% | Equipment 100% technically feasible within end use | System | System
Kittitas CountyManufacturedWater Heat GT 55 Gal1Existing | Kittitas CountyManufacturedWater Heat GT 55 GalExisting | Kittitas County | Manufactured | Water Heat GT 55 Gal | 1 | Below Standard Water Heater > 55 GAL - EF 0.52 | Existing | Water Heater - Below Standard | Below Standard Water Heater > 55 GAL - EF 0.52 | Below Standard Water Heater > 55 GAL - EF 0.52 | per Home | 7 | Assuming half the measure life for below standard equipment. Based on RTF workbook ResGasWH_v1_2 | 193.8142 | 193.8142 | Using measure description efficiency metrics to adjust loads from RTF/2021P workbooks to consumptions. | Using measure description efficiency metrics to adjust loads from RTF/2021P workbooks to consumptions. | 0 | 0 | NA | NA | 0 | 0 | 0 | 0 | 0 | 0 | 0 | Baseline is equal to efficient case | Baseline is equal to efficient case | Baseline is equal to efficient case | 0 | 0 | No applicable non-energy benefits | No applicable non-energy benefits | 100% | Equipment 100% technically feasible within end use | System | System
Kittitas CountyManufacturedWater Heat GT 55 Gal1New | Kittitas CountyManufacturedWater Heat GT 55 GalNew | Kittitas County | Manufactured | Water Heat GT 55 Gal | 1 | Below Standard Water Heater > 55 GAL - EF 0.52 | New | Water Heater - Below Standard | Below Standard Water Heater > 55 GAL - EF 0.52 | Below Standard Water Heater > 55 GAL - EF 0.52 | per Home | 7 | Assuming half the measure life for below standard equipment. Based on RTF workbook ResGasWH_v1_2 | 193.8142 | 193.8142 | Using measure description efficiency metrics to adjust loads from RTF/2021P workbooks to consumptions. | Using measure description efficiency metrics to adjust loads from RTF/2021P workbooks to consumptions. | 0 | 0 | NA | NA | 0 | 0 | 0 | 0 | 0 | 0 | 0 | Baseline is equal to efficient case | Baseline is equal to efficient case | Baseline is equal to efficient case | 0 | 0 | No applicable non-energy benefits | No applicable non-energy benefits | 100% | Equipment 100% technically feasible within end use | System | System
Kittitas CountyManufactured - Highly ImpactedWater Heat GT 55 Gal1Existing | Kittitas CountyManufactured - Highly ImpactedWater Heat GT 55 GalExisting | Kittitas County | Manufactured - Highly Impacted | Water Heat GT 55 Gal | 1 | Below Standard Water Heater > 55 GAL - EF 0.52 | Existing | Water Heater - Below Standard | Below Standard Water Heater > 55 GAL - EF 0.52 | Below Standard Water Heater > 55 GAL - EF 0.52 | per Home | 7 | Assuming half the measure life for below standard equipment. Based on RTF workbook ResGasWH_v1_2 | 165.2509 | 165.2509 | Using measure description efficiency metrics to adjust loads from RTF/2021P workbooks to consumptions. | Using measure description efficiency metrics to adjust loads from RTF/2021P workbooks to consumptions. | 0 | 0 | NA | NA | 0 | 0 | 0 | 0 | 0 | 0 | 0 | Baseline is equal to efficient case | Baseline is equal to efficient case | Baseline is equal to efficient case | 0 | 0 | No applicable non-energy benefits | No applicable non-energy benefits | 100% | Equipment 100% technically feasible within end use | System | System