Lewis County | Multifamily - Highly Impacted | Heat Central Gas Boiler | New | Windows - Triple Pane - U22 - from SP U120 - GH - MF - MI | Triple pane windows: U-factor 0.22; from 1.20 single pane; multi-family dwelling heated with natural gas; moderate income customer | 0 | 2024 | 2050 | 33.3408 | per Home | 0 | 1 | 45 | PSE Businss Case: APPROVED_Measure Case_Window_2022 | 28.527 | 12.7% | Per Unit Savings from PSE Business Case: APPROVED_Measure Case_Window_2022. End use ratio of 100% for Heat Central Gas Boiler. | 0 | Per Unit Savings from PSE Business Case: APPROVED_Measure Case_Window_2022. End use ratio of 100% for Heat Central Gas Boiler. | 0 | Full | 0 | 0 | 0 | 899.5344 | 0 | 0 | 0 | Existing conditions, assuming no cost | PSE Businss Case: APPROVED_Measure Case_Window_2022 | P | 100% | 2.5% | 19.1% | 1 | 0 | 0 | No applicable non-energy benefitsIncludes PSE NEI data where applicable. | No applicable non-energy benefits | System | System
Lewis County | Multifamily - Highly Impacted | Heat Central Gas Furnace | Existing | Windows - Triple Pane - U22 - from SP U120 - GH - MF - MI | Triple pane windows: U-factor 0.22; from 1.20 single pane; multi-family dwelling heated with natural gas; moderate income customer | 0 | 2024 | 2050 | 33.3408 | per Home | 0 | 1 | 45 | PSE Businss Case: APPROVED_Measure Case_Window_2022 | 33.8742 | 12.7% | Per Unit Savings from PSE Business Case: APPROVED_Measure Case_Window_2022. End use ratio of 100% for Heat Central Gas Furnace. | 0 | Per Unit Savings from PSE Business Case: APPROVED_Measure Case_Window_2022. End use ratio of 100% for Heat Central Gas Furnace. | 0 | Full | 0 | 0 | 0 | 899.5344 | 0 | 0 | 0 | Existing conditions, assuming no cost | PSE Businss Case: APPROVED_Measure Case_Window_2022 | P | 100% | 2.5% | 19.1% | 1 | 0 | 0 | No applicable non-energy benefitsIncludes PSE NEI data where applicable. | No applicable non-energy benefits | System | System
Lewis County | Multifamily - Highly Impacted | Heat Central Gas Furnace | New | Windows - Triple Pane - U22 - from SP U120 - GH - MF - MI | Triple pane windows: U-factor 0.22; from 1.20 single pane; multi-family dwelling heated with natural gas; moderate income customer | 0 | 2024 | 2050 | 33.3408 | per Home | 0 | 1 | 45 | PSE Businss Case: APPROVED_Measure Case_Window_2022 | 19.6797 | 12.7% | Per Unit Savings from PSE Business Case: APPROVED_Measure Case_Window_2022. End use ratio of 100% for Heat Central Gas Furnace. | 0 | Per Unit Savings from PSE Business Case: APPROVED_Measure Case_Window_2022. End use ratio of 100% for Heat Central Gas Furnace. | 0 | Full | 0 | 0 | 0 | 899.5344 | 0 | 0 | 0 | Existing conditions, assuming no cost | PSE Businss Case: APPROVED_Measure Case_Window_2022 | P | 100% | 2.5% | 19.1% | 1 | 0 | 0 | No applicable non-energy benefitsIncludes PSE NEI data where applicable. | No applicable non-energy benefits | System | System
Lewis County | Multifamily - Highly Impacted | Heat Room Gas | Existing | Windows - Triple Pane - U22 - from SP U120 - GH - MF - MI | Triple pane windows: U-factor 0.22; from 1.20 single pane; multi-family dwelling heated with natural gas; moderate income customer | 0 | 2024 | 2050 | 33.3408 | per Home | 0 | 1 | 45 | PSE Businss Case: APPROVED_Measure Case_Window_2022 | 30.4868 | 11.14% | Per Unit Savings from PSE Business Case: APPROVED_Measure Case_Window_2022. Assuming an end use ratio of 90% for Heat Room Gas and applying to the reported PSE Business Case Savings. | 0 | Per Unit Savings from PSE Business Case: APPROVED_Measure Case_Window_2022. Assuming an end use ratio of 90% for Heat Room Gas and applying to the reported PSE Business Case Savings. | 0 | Full | 0 | 0 | 0 | 899.5344 | 0 | 0 | 0 | Existing conditions, assuming no cost | PSE Businss Case: APPROVED_Measure Case_Window_2022 | P | 100% | 2.5% | 19.1% | 1 | 0 | 0 | No applicable non-energy benefitsIncludes PSE NEI data where applicable. | No applicable non-energy benefits | System | System
Lewis County | Multifamily - Highly Impacted | Heat Room Gas | New | Windows - Triple Pane - U22 - from SP U120 - GH - MF - MI | Triple pane windows: U-factor 0.22; from 1.20 single pane; multi-family dwelling heated with natural gas; moderate income customer | 0 | 2024 | 2050 | 33.3408 | per Home | 0 | 1 | 45 | PSE Businss Case: APPROVED_Measure Case_Window_2022 | 19.8164 | 11.14% | Per Unit Savings from PSE Business Case: APPROVED_Measure Case_Window_2022. Assuming an end use ratio of 90% for Heat Room Gas and applying to the reported PSE Business Case Savings. | 0 | Per Unit Savings from PSE Business Case: APPROVED_Measure Case_Window_2022. Assuming an end use ratio of 90% for Heat Room Gas and applying to the reported PSE Business Case Savings. | 0 | Full | 0 | 0 | 0 | 899.5344 | 0 | 0 | 0 | Existing conditions, assuming no cost | PSE Businss Case: APPROVED_Measure Case_Window_2022 | P | 100% | 2.5% | 19.1% | 1 | 0 | 0 | No applicable non-energy benefitsIncludes PSE NEI data where applicable. | No applicable non-energy benefits | System | System
Lewis County | Multifamily | Water Heat LE 55 Gal | Existing | Tub Spout - DI - GWH - MF | Tub spout: direct install in multi-family dwelling with natural gas water heating | 0 | 2024 | 2050 | 0.96035 | per Home | 0 | 0 | 10 | PSE Businss Case: APPROVED_Measure Case_Adapter_2022 | 7.2026 | 5.605% | Per Unit Savings from PSE Business Case: APPROVED_Measure Case_Adapter_2022 | 0 | Per Unit Savings from PSE Business Case: APPROVED_Measure Case_Adapter_2022 | 0 | Full | 0 | 0 | 0 | 91.2334 | 0 | 0 | 0 | Existing conditions, assuming no cost | PSE Businss Case: APPROVED_Measure Case_Adapter_2022 | AA | 100% | 23.51% | 100% | 1 | 0 | 15.3 | No applicable non-energy benefitsIncludes PSE NEI data where applicable. | No applicable non-energy benefits | System | System
Lewis County | Multifamily | Water Heat LE 55 Gal | New | Tub Spout - DI - GWH - MF | Tub spout: direct install in multi-family dwelling with natural gas water heating | 0 | 2024 | 2050 | 0.96035 | per Home | 0 | 0 | 10 | PSE Businss Case: APPROVED_Measure Case_Adapter_2022 | 6.9437 | 5.605% | Per Unit Savings from PSE Business Case: APPROVED_Measure Case_Adapter_2022 | 0 | Per Unit Savings from PSE Business Case: APPROVED_Measure Case_Adapter_2022 | 0 | Full | 0 | 0 | 0 | 91.2334 | 0 | 0 | 0 | Existing conditions, assuming no cost | PSE Businss Case: APPROVED_Measure Case_Adapter_2022 | AA | 100% | 23.51% | 100% | 1 | 0 | 15.3 | No applicable non-energy benefitsIncludes PSE NEI data where applicable. | No applicable non-energy benefits | System | System
Lewis County | Multifamily | Water Heat GT 55 Gal | Existing | Tub Spout - DI - GWH - MF | Tub spout: direct install in multi-family dwelling with natural gas water heating | 0 | 2024 | 2050 | 0.96035 | per Home | 0 | 0 | 10 | PSE Businss Case: APPROVED_Measure Case_Adapter_2022 | 6.0346 | 5.53% | Adjusting savings using baseline and measure water heating efficiency. PSE Business Case: APPROVED_Measure Case_Adapter_2022 | 0 | Adjusting savings using baseline and measure water heating efficiency. PSE Business Case: APPROVED_Measure Case_Adapter_2022 | 0 | Full | 0 | 0 | 0 | 91.2334 | 0 | 0 | 0 | Existing conditions, assuming no cost | PSE Businss Case: APPROVED_Measure Case_Adapter_2022 | AA | 100% | 23.51% | 100% | 1 | 0 | 15.3 | No applicable non-energy benefitsIncludes PSE NEI data where applicable. | No applicable non-energy benefits | System | System
Lewis County | Multifamily | Water Heat GT 55 Gal | New | Tub Spout - DI - GWH - MF | Tub spout: direct install in multi-family dwelling with natural gas water heating | 0 | 2024 | 2050 | 0.96035 | per Home | 0 | 0 | 10 | PSE Businss Case: APPROVED_Measure Case_Adapter_2022 | 6.0346 | 5.53% | Adjusting savings using baseline and measure water heating efficiency. PSE Business Case: APPROVED_Measure Case_Adapter_2022 | 0 | Adjusting savings using baseline and measure water heating efficiency. PSE Business Case: APPROVED_Measure Case_Adapter_2022 | 0 | Full | 0 | 0 | 0 | 91.2334 | 0 | 0 | 0 | Existing conditions, assuming no cost | PSE Businss Case: APPROVED_Measure Case_Adapter_2022 | AA | 100% | 23.51% | 100% | 1 | 0 | 15.3 | No applicable non-energy benefitsIncludes PSE NEI data where applicable. | No applicable non-energy benefits | System | System
Lewis County | Multifamily - Highly Impacted | Water Heat LE 55 Gal | Existing | Tub Spout - DI - GWH - MF | Tub spout: direct install in multi-family dwelling with natural gas water heating | 0 | 2024 | 2050 | 0.8151 | per Home | 0 | 0 | 10 | PSE Businss Case: APPROVED_Measure Case_Adapter_2022 | 6.1133 | 4.226% | Per Unit Savings from PSE Business Case: APPROVED_Measure Case_Adapter_2022 | 0 | Per Unit Savings from PSE Business Case: APPROVED_Measure Case_Adapter_2022 | 0 | Full | 0 | 0 | 0 | 77.4346 | 0 | 0 | 0 | Existing conditions, assuming no cost | PSE Businss Case: APPROVED_Measure Case_Adapter_2022 | AA | 100% | 23.51% | 100% | 1 | 0 | 15.3 | No applicable non-energy benefitsIncludes PSE NEI data where applicable. | No applicable non-energy benefits | System | System
Lewis County | Multifamily - Highly Impacted | Water Heat LE 55 Gal | New | Tub Spout - DI - GWH - MF | Tub spout: direct install in multi-family dwelling with natural gas water heating | 0 | 2024 | 2050 | 0.8151 | per Home | 0 | 0 | 10 | PSE Businss Case: APPROVED_Measure Case_Adapter_2022 | 5.8935 | 4.226% | Per Unit Savings from PSE Business Case: APPROVED_Measure Case_Adapter_2022 | 0 | Per Unit Savings from PSE Business Case: APPROVED_Measure Case_Adapter_2022 | 0 | Full | 0 | 0 | 0 | 77.4346 | 0 | 0 | 0 | Existing conditions, assuming no cost | PSE Businss Case: APPROVED_Measure Case_Adapter_2022 | AA | 100% | 23.51% | 100% | 1 | 0 | 15.3 | No applicable non-energy benefitsIncludes PSE NEI data where applicable. | No applicable non-energy benefits | System | System
Lewis County | Multifamily - Highly Impacted | Water Heat GT 55 Gal | Existing | Tub Spout - DI - GWH - MF | Tub spout: direct install in multi-family dwelling with natural gas water heating | 0 | 2024 | 2050 | 0.8151 | per Home | 0 | 0 | 10 | PSE Businss Case: APPROVED_Measure Case_Adapter_2022 | 5.1219 | 4.17% | Adjusting savings using baseline and measure water heating efficiency. PSE Business Case: APPROVED_Measure Case_Adapter_2022 | 0 | Adjusting savings using baseline and measure water heating efficiency. PSE Business Case: APPROVED_Measure Case_Adapter_2022 | 0 | Full | 0 | 0 | 0 | 77.4346 | 0 | 0 | 0 | Existing conditions, assuming no cost | PSE Businss Case: APPROVED_Measure Case_Adapter_2022 | AA | 100% | 23.51% | 100% | 1 | 0 | 15.3 | No applicable non-energy benefitsIncludes PSE NEI data where applicable. | No applicable non-energy benefits | System | System
Lewis County | Multifamily - Highly Impacted | Water Heat GT 55 Gal | New | Tub Spout - DI - GWH - MF | Tub spout: direct install in multi-family dwelling with natural gas water heating | 0 | 2024 | 2050 | 0.8151 | per Home | 0 | 0 | 10 | PSE Businss Case: APPROVED_Measure Case_Adapter_2022 | 5.1219 | 4.17% | Adjusting savings using baseline and measure water heating efficiency. PSE Business Case: APPROVED_Measure Case_Adapter_2022 | 0 | Adjusting savings using baseline and measure water heating efficiency. PSE Business Case: APPROVED_Measure Case_Adapter_2022 | 0 | Full | 0 | 0 | 0 | 77.4346 | 0 | 0 | 0 | Existing conditions, assuming no cost | PSE Businss Case: APPROVED_Measure Case_Adapter_2022 | AA | 100% | 23.51% | 100% | 1 | 0 | 15.3 | No applicable non-energy benefitsIncludes PSE NEI data where applicable. | No applicable non-energy benefits | System | System
Lewis County | Manufactured | Water Heat LE 55 Gal | Existing | Tub Spout | Tub spout: direct install in multi-family dwelling with natural gas water heating | 0 | 2024 | 2050 | 1.2832 | per Home | 0 | 0 | 10 | PSE Businss Case: APPROVED_Measure Case_Adapter_2022 | 9.6243 | 6% | Per Unit Savings from PSE Business Case: APPROVED_Measure Case_Adapter_2022 | 0 | Per Unit Savings from PSE Business Case: APPROVED_Measure Case_Adapter_2022 | 0 | Full | 0 | 0 | 0 | 121.9076 | 0 | 0 | 0 | Existing conditions, assuming no cost | PSE Businss Case: APPROVED_Measure Case_Adapter_2022 | AA | 100% | 23.51% | 100% | 1 | 0 | 15.3 | No applicable non-energy benefitsIncludes PSE NEI data where applicable. | No applicable non-energy benefits | System | System
Lewis County | Manufactured | Water Heat LE 55 Gal | New | Tub Spout | Tub spout: direct install in multi-family dwelling with natural gas water heating | 0 | 2024 | 2050 | 1.2832 | per Home | 0 | 0 | 10 | PSE Businss Case: APPROVED_Measure Case_Adapter_2022 | 9.2783 | 6% | Per Unit Savings from PSE Business Case: APPROVED_Measure Case_Adapter_2022 | 0 | Per Unit Savings from PSE Business Case: APPROVED_Measure Case_Adapter_2022 | 0 | Full | 0 | 0 | 0 | 121.9076 | 0 | 0 | 0 | Existing conditions, assuming no cost | PSE Businss Case: APPROVED_Measure Case_Adapter_2022 | AA | 100% | 23.51% | 100% | 1 | 0 | 15.3 | No applicable non-energy benefitsIncludes PSE NEI data where applicable. | No applicable non-energy benefits | System | System
Lewis County | Manufactured | Water Heat GT 55 Gal | Existing | Tub Spout | Tub spout: direct install in multi-family dwelling with natural gas water heating | 0 | 2024 | 2050 | 1.2832 | per Home | 0 | 0 | 10 | PSE Businss Case: APPROVED_Measure Case_Adapter_2022 | 8.0636 | 5.921% | Adjusting savings using baseline and measure water heating efficiency. PSE Business Case: APPROVED_Measure Case_Adapter_2022 | 0 | Adjusting savings using baseline and measure water heating efficiency. PSE Business Case: APPROVED_Measure Case_Adapter_2022 | 0 | Full | 0 | 0 | 0 | 121.9076 | 0 | 0 | 0 | Existing conditions, assuming no cost | PSE Businss Case: APPROVED_Measure Case_Adapter_2022 | AA | 100% | 23.51% | 100% | 1 | 0 | 15.3 | No applicable non-energy benefitsIncludes PSE NEI data where applicable. | No applicable non-energy benefits | System | System
Lewis County | Manufactured | Water Heat GT 55 Gal | New | Tub Spout | Tub spout: direct install in multi-family dwelling with natural gas water heating | 0 | 2024 | 2050 | 1.2832 | per Home | 0 | 0 | 10 | PSE Businss Case: APPROVED_Measure Case_Adapter_2022 | 8.0636 | 5.921% | Adjusting savings using baseline and measure water heating efficiency. PSE Business Case: APPROVED_Measure Case_Adapter_2022 | 0 | Adjusting savings using baseline and measure water heating efficiency. PSE Business Case: APPROVED_Measure Case_Adapter_2022 | 0 | Full | 0 | 0 | 0 | 121.9076 | 0 | 0 | 0 | Existing conditions, assuming no cost | PSE Businss Case: APPROVED_Measure Case_Adapter_2022 | AA | 100% | 23.51% | 100% | 1 | 0 | 15.3 | No applicable non-energy benefitsIncludes PSE NEI data where applicable. | No applicable non-energy benefits | System | System
Lewis County | Manufactured - Highly Impacted | Water Heat LE 55 Gal | Existing | Tub Spout | Tub spout: direct install in multi-family dwelling with natural gas water heating | 0 | 2024 | 2050 | 0.99487 | per Home | 0 | 0 | 10 | PSE Businss Case: APPROVED_Measure Case_Adapter_2022 | 7.4616 | 5.456% | Per Unit Savings from PSE Business Case: APPROVED_Measure Case_Adapter_2022 | 0 | Per Unit Savings from PSE Business Case: APPROVED_Measure Case_Adapter_2022 | 0 | Full | 0 | 0 | 0 | 94.5131 | 0 | 0 | 0 | Existing conditions, assuming no cost | PSE Businss Case: APPROVED_Measure Case_Adapter_2022 | AA | 100% | 23.51% | 100% | 1 | 0 | 15.3 | No applicable non-energy benefitsIncludes PSE NEI data where applicable. | No applicable non-energy benefits | System | System
Lewis County | Manufactured - Highly Impacted | Water Heat LE 55 Gal | New | Tub Spout | Tub spout: direct install in multi-family dwelling with natural gas water heating | 0 | 2024 | 2050 | 0.99487 | per Home | 0 | 0 | 10 | PSE Businss Case: APPROVED_Measure Case_Adapter_2022 | 7.1933 | 5.456% | Per Unit Savings from PSE Business Case: APPROVED_Measure Case_Adapter_2022 | 0 | Per Unit Savings from PSE Business Case: APPROVED_Measure Case_Adapter_2022 | 0 | Full | 0 | 0 | 0 | 94.5131 | 0 | 0 | 0 | Existing conditions, assuming no cost | PSE Businss Case: APPROVED_Measure Case_Adapter_2022 | AA | 100% | 23.51% | 100% | 1 | 0 | 15.3 | No applicable non-energy benefitsIncludes PSE NEI data where applicable. | No applicable non-energy benefits | System | System
Lewis County | Manufactured - Highly Impacted | Water Heat GT 55 Gal | Existing | Tub Spout | Tub spout: direct install in multi-family dwelling with natural gas water heating | 0 | 2024 | 2050 | 0.99487 | per Home | 0 | 0 | 10 | PSE Businss Case: APPROVED_Measure Case_Adapter_2022 | 6.2516 | 5.384% | Adjusting savings using baseline and measure water heating efficiency. PSE Business Case: APPROVED_Measure Case_Adapter_2022 | 0 | Adjusting savings using baseline and measure water heating efficiency. PSE Business Case: APPROVED_Measure Case_Adapter_2022 | 0 | Full | 0 | 0 | 0 | 94.5131 | 0 | 0 | 0 | Existing conditions, assuming no cost | PSE Businss Case: APPROVED_Measure Case_Adapter_2022 | AA | 100% | 23.51% | 100% | 1 | 0 | 15.3 | No applicable non-energy benefitsIncludes PSE NEI data where applicable. | No applicable non-energy benefits | System | System
Lewis County | Manufactured - Highly Impacted | Water Heat GT 55 Gal | New | Tub Spout | Tub spout: direct install in multi-family dwelling with natural gas water heating | 0 | 2024 | 2050 | 0.99487 | per Home | 0 | 0 | 10 | PSE Businss Case: APPROVED_Measure Case_Adapter_2022 | 6.2516 | 5.384% | Adjusting savings using baseline and measure water heating efficiency. PSE Business Case: APPROVED_Measure Case_Adapter_2022 | 0 | Adjusting savings using baseline and measure water heating efficiency. PSE Business Case: APPROVED_Measure Case_Adapter_2022 | 0 | Full | 0 | 0 | 0 | 94.5131 | 0 | 0 | 0 | Existing conditions, assuming no cost | PSE Businss Case: APPROVED_Measure Case_Adapter_2022 | AA | 100% | 23.51% | 100% | 1 | 0 | 15.3 | No applicable non-energy benefitsIncludes PSE NEI data where applicable. | No applicable non-energy benefits | System | System
Lewis County | Single Family | Water Heat LE 55 Gal | Existing | Tub Spout | Tub spout: direct install in multi-family dwelling with natural gas water heating | 0 | 2024 | 2050 | 1.1758 | per Home | 0 | 0 | 10 | PSE Businss Case: APPROVED_Measure Case_Adapter_2022 | 8.8182 | 4.874% | Per Unit Savings from PSE Business Case: APPROVED_Measure Case_Adapter_2022 | 0 | Per Unit Savings from PSE Business Case: APPROVED_Measure Case_Adapter_2022 | 0 | Full | 0 | 0 | 0 | 111.6975 | 0 | 0 | 0 | Existing conditions, assuming no cost | PSE Businss Case: APPROVED_Measure Case_Adapter_2022 | AA | 100% | 23.51% | 100% | 1 | 0 | 15.3 | No applicable non-energy benefitsIncludes PSE NEI data where applicable. | No applicable non-energy benefits | System | System
Lewis County | Single Family | Water Heat LE 55 Gal | New | Tub Spout | Tub spout: direct install in multi-family dwelling with natural gas water heating | 0 | 2024 | 2050 | 1.1758 | per Home | 0 | 0 | 10 | PSE Businss Case: APPROVED_Measure Case_Adapter_2022 | 8.5012 | 4.874% | Per Unit Savings from PSE Business Case: APPROVED_Measure Case_Adapter_2022 | 0 | Per Unit Savings from PSE Business Case: APPROVED_Measure Case_Adapter_2022 | 0 | Full | 0 | 0 | 0 | 111.6975 | 0 | 0 | 0 | Existing conditions, assuming no cost | PSE Businss Case: APPROVED_Measure Case_Adapter_2022 | AA | 100% | 23.51% | 100% | 1 | 0 | 15.3 | No applicable non-energy benefitsIncludes PSE NEI data where applicable. | No applicable non-energy benefits | System | System
Lewis County | Single Family | Water Heat GT 55 Gal | Existing | Tub Spout | Tub spout: direct install in multi-family dwelling with natural gas water heating | 0 | 2024 | 2050 | 1.1758 | per Home | 0 | 0 | 10 | PSE Businss Case: APPROVED_Measure Case_Adapter_2022 | 7.3882 | 4.809% | Adjusting savings using baseline and measure water heating efficiency. PSE Business Case: APPROVED_Measure Case_Adapter_2022 | 0 | Adjusting savings using baseline and measure water heating efficiency. PSE Business Case: APPROVED_Measure Case_Adapter_2022 | 0 | Full | 0 | 0 | 0 | 111.6975 | 0 | 0 | 0 | Existing conditions, assuming no cost | PSE Businss Case: APPROVED_Measure Case_Adapter_2022 | AA | 100% | 23.51% | 100% | 1 | 0 | 15.3 | No applicable non-energy benefitsIncludes PSE NEI data where applicable. | No applicable non-energy benefits | System | System
Lewis County | Single Family | Water Heat GT 55 Gal | New | Tub Spout | Tub spout: direct install in multi-family dwelling with natural gas water heating | 0 | 2024 | 2050 | 1.1758 | per Home | 0 | 0 | 10 | PSE Businss Case: APPROVED_Measure Case_Adapter_2022 | 7.3882 | 4.809% | Adjusting savings using baseline and measure water heating efficiency. PSE Business Case: APPROVED_Measure Case_Adapter_2022 | 0 | Adjusting savings using baseline and measure water heating efficiency. PSE Business Case: APPROVED_Measure Case_Adapter_2022 | 0 | Full | 0 | 0 | 0 | 111.6975 | 0 | 0 | 0 | Existing conditions, assuming no cost | PSE Businss Case: APPROVED_Measure Case_Adapter_2022 | AA | 100% | 23.51% | 100% | 1 | 0 | 15.3 | No applicable non-energy benefitsIncludes PSE NEI data where applicable. | No applicable non-energy benefits | System | System
Lewis County | Single Family - Highly Impacted | Water Heat LE 55 Gal | Existing | Tub Spout | Tub spout: direct install in multi-family dwelling with natural gas water heating | 0 | 2024 | 2050 | 0.84577 | per Home | 0 | 0 | 10 | PSE Businss Case: APPROVED_Measure Case_Adapter_2022 | 6.3433 | 4.013% | Per Unit Savings from PSE Business Case: APPROVED_Measure Case_Adapter_2022 | 0 | Per Unit Savings from PSE Business Case: APPROVED_Measure Case_Adapter_2022 | 0 | Full | 0 | 0 | 0 | 80.348 | 0 | 0 | 0 | Existing conditions, assuming no cost | PSE Businss Case: APPROVED_Measure Case_Adapter_2022 | AA | 100% | 23.51% | 100% | 1 | 0 | 15.3 | No applicable non-energy benefitsIncludes PSE NEI data where applicable. | No applicable non-energy benefits | System | System
Lewis County | Single Family - Highly Impacted | Water Heat LE 55 Gal | New | Tub Spout | Tub spout: direct install in multi-family dwelling with natural gas water heating | 0 | 2024 | 2050 | 0.84577 | per Home | 0 | 0 | 10 | PSE Businss Case: APPROVED_Measure Case_Adapter_2022 | 6.1152 | 4.013% | Per Unit Savings from PSE Business Case: APPROVED_Measure Case_Adapter_2022 | 0 | Per Unit Savings from PSE Business Case: APPROVED_Measure Case_Adapter_2022 | 0 | Full | 0 | 0 | 0 | 80.348 | 0 | 0 | 0 | Existing conditions, assuming no cost | PSE Businss Case: APPROVED_Measure Case_Adapter_2022 | AA | 100% | 23.51% | 100% | 1 | 0 | 15.3 | No applicable non-energy benefitsIncludes PSE NEI data where applicable. | No applicable non-energy benefits | System | System
Lewis County | Single Family - Highly Impacted | Water Heat GT 55 Gal | Existing | Tub Spout | Tub spout: direct install in multi-family dwelling with natural gas water heating | 0 | 2024 | 2050 | 0.84577 | per Home | 0 | 0 | 10 | PSE Businss Case: APPROVED_Measure Case_Adapter_2022 | 5.3146 | 3.959% | Adjusting savings using baseline and measure water heating efficiency. PSE Business Case: APPROVED_Measure Case_Adapter_2022 | 0 | Adjusting savings using baseline and measure water heating efficiency. PSE Business Case: APPROVED_Measure Case_Adapter_2022 | 0 | Full | 0 | 0 | 0 | 80.348 | 0 | 0 | 0 | Existing conditions, assuming no cost | PSE Businss Case: APPROVED_Measure Case_Adapter_2022 | AA | 100% | 23.51% | 100% | 1 | 0 | 15.3 | No applicable non-energy benefitsIncludes PSE NEI data where applicable. | No applicable non-energy benefits | System | System
Lewis County | Single Family - Highly Impacted | Water Heat GT 55 Gal | New | Tub Spout | Tub spout: direct install in multi-family dwelling with natural gas water heating | 0 | 2024 | 2050 | 0.84577 | per Home | 0 | 0 | 10 | PSE Businss Case: APPROVED_Measure Case_Adapter_2022 | 5.3146 | 3.959% | Adjusting savings using baseline and measure water heating efficiency. PSE Business Case: APPROVED_Measure Case_Adapter_2022 | 0 | Adjusting savings using baseline and measure water heating efficiency. PSE Business Case: APPROVED_Measure Case_Adapter_2022 | 0 | Full | 0 | 0 | 0 | 80.348 | 0 | 0 | 0 | Existing conditions, assuming no cost | PSE Businss Case: APPROVED_Measure Case_Adapter_2022 | AA | 100% | 23.51% | 100% | 1 | 0 | 15.3 | No applicable non-energy benefitsIncludes PSE NEI data where applicable. | No applicable non-energy benefits | System | System
Lewis County | Multifamily - Highly Impacted | Heat Central Gas Boiler | Existing | LIW: Integrated Space and Water Heating - MF - TG | Integrated space and water heating system: multi-family; natural gas | 0 | 2024 | 2050 | 1 | per Home | 0 | 1 | 20 | PSE Businss Case: APPROVED_Measure Case_Integrated Space and Water Heat_2022 | 59.4356 | 16.43% | Per Unit Savings from PSE Business Case: APPROVED_Measure Case_Integrated Space and Water Heat_2022 | 0 | Per Unit Savings from PSE Business Case: APPROVED_Measure Case_Integrated Space and Water Heat_2022 | 0 | Full | 0 | 0 | 0 | 5485 | 0 | 0 | 0 | Existing conditions, assuming no cost | PSE Businss Case: APPROVED_Measure Case_Integrated Space and Water Heat_2022 |  | 100% | 71.25% | 100% | 1 | 0 | 12.37 | No applicable non-energy benefitsIncludes PSE NEI data where applicable. | No applicable non-energy benefits | System | System
Lewis County | Multifamily - Highly Impacted | Heat Central Gas Boiler | New | LIW: Integrated Space and Water Heating - MF - TG | Integrated space and water heating system: multi-family; natural gas | 0 | 2024 | 2050 | 1 | per Home | 0 | 1 | 20 | PSE Businss Case: APPROVED_Measure Case_Integrated Space and Water Heat_2022 | 51.3372 | 22.85% | Per Unit Savings from PSE Business Case: APPROVED_Measure Case_Integrated Space and Water Heat_2022 | 0 | Per Unit Savings from PSE Business Case: APPROVED_Measure Case_Integrated Space and Water Heat_2022 | 0 | Full | 0 | 0 | 0 | 5485 | 0 | 0 | 0 | Existing conditions, assuming no cost | PSE Businss Case: APPROVED_Measure Case_Integrated Space and Water Heat_2022 |  | 100% | 71.25% | 100% | 1 | 0 | 12.37 | No applicable non-energy benefitsIncludes PSE NEI data where applicable. | No applicable non-energy benefits | System | System
Lewis County | Multifamily - Highly Impacted | Water Heat LE 55 Gal | Existing | LIW: Integrated Space and Water Heating - MF - TG | Integrated space and water heating system: multi-family; natural gas | 0 | 2024 | 2050 | 1 | per Home | 0 | 1 | 20 | PSE Businss Case: APPROVED_Measure Case_Integrated Space and Water Heat_2022 | 29.7055 | 20.53% | Per Unit Savings from PSE Business Case: APPROVED_Measure Case_Integrated Space and Water Heat_2022 | 0 | Per Unit Savings from PSE Business Case: APPROVED_Measure Case_Integrated Space and Water Heat_2022 | 0 | Full | 0 | 0 | 0 | 5485 | 0 | 0 | 0 | Existing conditions, assuming no cost | PSE Businss Case: APPROVED_Measure Case_Integrated Space and Water Heat_2022 |  | 100% | 71.25% | 100% | 1 | 0 | 12.37 | No applicable non-energy benefitsIncludes PSE NEI data where applicable. | No applicable non-energy benefits | System | System
Lewis County | Multifamily - Highly Impacted | Water Heat LE 55 Gal | New | LIW: Integrated Space and Water Heating - MF - TG | Integrated space and water heating system: multi-family; natural gas | 0 | 2024 | 2050 | 1 | per Home | 0 | 1 | 20 | PSE Businss Case: APPROVED_Measure Case_Integrated Space and Water Heat_2022 | 39.8286 | 28.56% | Per Unit Savings from PSE Business Case: APPROVED_Measure Case_Integrated Space and Water Heat_2022 | 0 | Per Unit Savings from PSE Business Case: APPROVED_Measure Case_Integrated Space and Water Heat_2022 | 0 | Full | 0 | 0 | 0 | 5485 | 0 | 0 | 0 | Existing conditions, assuming no cost | PSE Businss Case: APPROVED_Measure Case_Integrated Space and Water Heat_2022 |  | 100% | 71.25% | 100% | 1 | 0 | 12.37 | No applicable non-energy benefitsIncludes PSE NEI data where applicable. | No applicable non-energy benefits | System | System
Lewis County | Multifamily - Highly Impacted | Water Heat GT 55 Gal | Existing | LIW: Integrated Space and Water Heating - MF - TG | Integrated space and water heating system: multi-family; natural gas | 0 | 2024 | 2050 | 1 | per Home | 0 | 1 | 20 | PSE Businss Case: APPROVED_Measure Case_Integrated Space and Water Heat_2022 | 23.2217 | 18.9% | Adjusting savings using baseline and measure water heating efficiency. PSE Business Case: APPROVED_Measure Case_Integrated Space and Water Heat_2022 | 0 | Adjusting savings using baseline and measure water heating efficiency. PSE Business Case: APPROVED_Measure Case_Integrated Space and Water Heat_2022 | 0 | Full | 0 | 0 | 0 | 5485 | 0 | 0 | 0 | Existing conditions, assuming no cost | PSE Businss Case: APPROVED_Measure Case_Integrated Space and Water Heat_2022 |  | 100% | 71.25% | 100% | 1 | 0 | 12.37 | No applicable non-energy benefitsIncludes PSE NEI data where applicable. | No applicable non-energy benefits | System | System
Lewis County | Multifamily - Highly Impacted | Water Heat GT 55 Gal | New | LIW: Integrated Space and Water Heating - MF - TG | Integrated space and water heating system: multi-family; natural gas | 0 | 2024 | 2050 | 1 | per Home | 0 | 1 | 20 | PSE Businss Case: APPROVED_Measure Case_Integrated Space and Water Heat_2022 | 32.3829 | 26.36% | Adjusting savings using baseline and measure water heating efficiency. PSE Business Case: APPROVED_Measure Case_Integrated Space and Water Heat_2022 | 0 | Adjusting savings using baseline and measure water heating efficiency. PSE Business Case: APPROVED_Measure Case_Integrated Space and Water Heat_2022 | 0 | Full | 0 | 0 | 0 | 5485 | 0 | 0 | 0 | Existing conditions, assuming no cost | PSE Businss Case: APPROVED_Measure Case_Integrated Space and Water Heat_2022 |  | 100% | 71.25% | 100% | 1 | 0 | 12.37 | No applicable non-energy benefitsIncludes PSE NEI data where applicable. | No applicable non-energy benefits | System | System
Lewis County | Single Family - Highly Impacted | Heat Central Gas Boiler | Existing | LIW: Integrated Space and Water Heating - SF - TG | Integrated space and water heating system: single family; natural gas | 0 | 2024 | 2050 | 1 | per Home | 0 | 1 | 20 | PSE Businss Case: APPROVED_Measure Case_Integrated Space and Water Heat_2022 | 62.0923 | 13.35% | Per Unit Savings from PSE Business Case: APPROVED_Measure Case_Integrated Space and Water Heat_2022 | 0 | Per Unit Savings from PSE Business Case: APPROVED_Measure Case_Integrated Space and Water Heat_2022 | 0 | Full | 0 | 0 | 0 | 5485 | 0 | 0 | 0 | Existing conditions, assuming no cost | PSE Businss Case: APPROVED_Measure Case_Integrated Space and Water Heat_2022 |  | 100% | 71.25% | 100% | 1 | 0 | 16.51 | No applicable non-energy benefitsIncludes PSE NEI data where applicable. | No applicable non-energy benefits | System | System
Lewis County | Single Family - Highly Impacted | Heat Central Gas Boiler | New | LIW: Integrated Space and Water Heating - SF - TG | Integrated space and water heating system: single family; natural gas | 0 | 2024 | 2050 | 1 | per Home | 0 | 1 | 20 | PSE Businss Case: APPROVED_Measure Case_Integrated Space and Water Heat_2022 | 54.4614 | 18.86% | Per Unit Savings from PSE Business Case: APPROVED_Measure Case_Integrated Space and Water Heat_2022 | 0 | Per Unit Savings from PSE Business Case: APPROVED_Measure Case_Integrated Space and Water Heat_2022 | 0 | Full | 0 | 0 | 0 | 5485 | 0 | 0 | 0 | Existing conditions, assuming no cost | PSE Businss Case: APPROVED_Measure Case_Integrated Space and Water Heat_2022 |  | 100% | 71.25% | 100% | 1 | 0 | 16.51 | No applicable non-energy benefitsIncludes PSE NEI data where applicable. | No applicable non-energy benefits | System | System
Lewis County | Single Family - Highly Impacted | Water Heat LE 55 Gal | Existing | LIW: Integrated Space and Water Heating - SF - TG | Integrated space and water heating system: single family; natural gas | 0 | 2024 | 2050 | 1 | per Home | 0 | 1 | 20 | PSE Businss Case: APPROVED_Measure Case_Integrated Space and Water Heat_2022 | 26.3847 | 16.69% | Per Unit Savings from PSE Business Case: APPROVED_Measure Case_Integrated Space and Water Heat_2022 | 0 | Per Unit Savings from PSE Business Case: APPROVED_Measure Case_Integrated Space and Water Heat_2022 | 0 | Full | 0 | 0 | 0 | 5485 | 0 | 0 | 0 | Existing conditions, assuming no cost | PSE Businss Case: APPROVED_Measure Case_Integrated Space and Water Heat_2022 |  | 100% | 71.25% | 100% | 1 | 0 | 16.51 | No applicable non-energy benefitsIncludes PSE NEI data where applicable. | No applicable non-energy benefits | System | System
Lewis County | Single Family - Highly Impacted | Water Heat LE 55 Gal | New | LIW: Integrated Space and Water Heating - SF - TG | Integrated space and water heating system: single family; natural gas | 0 | 2024 | 2050 | 1 | per Home | 0 | 1 | 20 | PSE Businss Case: APPROVED_Measure Case_Integrated Space and Water Heat_2022 | 35.9232 | 23.57% | Per Unit Savings from PSE Business Case: APPROVED_Measure Case_Integrated Space and Water Heat_2022 | 0 | Per Unit Savings from PSE Business Case: APPROVED_Measure Case_Integrated Space and Water Heat_2022 | 0 | Full | 0 | 0 | 0 | 5485 | 0 | 0 | 0 | Existing conditions, assuming no cost | PSE Businss Case: APPROVED_Measure Case_Integrated Space and Water Heat_2022 |  | 100% | 71.25% | 100% | 1 | 0 | 16.51 | No applicable non-energy benefitsIncludes PSE NEI data where applicable. | No applicable non-energy benefits | System | System
Lewis County | Single Family - Highly Impacted | Water Heat GT 55 Gal | Existing | LIW: Integrated Space and Water Heating - SF - TG | Integrated space and water heating system: single family; natural gas | 0 | 2024 | 2050 | 1 | per Home | 0 | 1 | 20 | PSE Businss Case: APPROVED_Measure Case_Integrated Space and Water Heat_2022 | 20.5224 | 15.29% | Adjusting savings using baseline and measure water heating efficiency. PSE Business Case: APPROVED_Measure Case_Integrated Space and Water Heat_2022 | 0 | Adjusting savings using baseline and measure water heating efficiency. PSE Business Case: APPROVED_Measure Case_Integrated Space and Water Heat_2022 | 0 | Full | 0 | 0 | 0 | 5485 | 0 | 0 | 0 | Existing conditions, assuming no cost | PSE Businss Case: APPROVED_Measure Case_Integrated Space and Water Heat_2022 |  | 100% | 71.25% | 100% | 1 | 0 | 16.51 | No applicable non-energy benefitsIncludes PSE NEI data where applicable. | No applicable non-energy benefits | System | System
Lewis County | Single Family - Highly Impacted | Water Heat GT 55 Gal | New | LIW: Integrated Space and Water Heating - SF - TG | Integrated space and water heating system: single family; natural gas | 0 | 2024 | 2050 | 1 | per Home | 0 | 1 | 20 | PSE Businss Case: APPROVED_Measure Case_Integrated Space and Water Heat_2022 | 29.0713 | 21.66% | Adjusting savings using baseline and measure water heating efficiency. PSE Business Case: APPROVED_Measure Case_Integrated Space and Water Heat_2022 | 0 | Adjusting savings using baseline and measure water heating efficiency. PSE Business Case: APPROVED_Measure Case_Integrated Space and Water Heat_2022 | 0 | Full | 0 | 0 | 0 | 5485 | 0 | 0 | 0 | Existing conditions, assuming no cost | PSE Businss Case: APPROVED_Measure Case_Integrated Space and Water Heat_2022 |  | 100% | 71.25% | 100% | 1 | 0 | 16.51 | No applicable non-energy benefitsIncludes PSE NEI data where applicable. | No applicable non-energy benefits | System | System
Lewis County | Single Family | Heat Central Gas Boiler | Existing | Integrated Heating System - Space and Water - GH - Res | Integrated space and water heating system: residential dwelling with natural gas | 0 | 2024 | 2050 | 1 | per Home | 0 | 1 | 20 | PSE Businss Case: APPROVED_Measure Case_Integrated Space and Water Heat_2022 | 65.0051 | 10.06% | Per Unit Savings from PSE Business Case: APPROVED_Measure Case_Integrated Space and Water Heat_2022 | 0 | Per Unit Savings from PSE Business Case: APPROVED_Measure Case_Integrated Space and Water Heat_2022 | 0 | Incremental | 0 | 0 | 0 | 1502 | 0 | 0 | 0 | Measure cost represents incremental cost, default cost of zero | PSE Businss Case: APPROVED_Measure Case_Integrated Space and Water Heat_2022 |  | 100% | 71.25% | 100% | 1 | 0 | 7.7064 | No applicable non-energy benefitsIncludes PSE NEI data where applicable. | No applicable non-energy benefits | System | System
Lewis County | Single Family | Heat Central Gas Boiler | New | Integrated Heating System - Space and Water - GH - Res | Integrated space and water heating system: residential dwelling with natural gas | 0 | 2024 | 2050 | 1 | per Home | 0 | 1 | 20 | PSE Businss Case: APPROVED_Measure Case_Integrated Space and Water Heat_2022 | 58 | 14.45% | Per Unit Savings from PSE Business Case: APPROVED_Measure Case_Integrated Space and Water Heat_2022 | 0 | Per Unit Savings from PSE Business Case: APPROVED_Measure Case_Integrated Space and Water Heat_2022 | 0 | Incremental | 0 | 0 | 0 | 1502 | 0 | 0 | 0 | Measure cost represents incremental cost, default cost of zero | PSE Businss Case: APPROVED_Measure Case_Integrated Space and Water Heat_2022 |  | 100% | 71.25% | 100% | 1 | 0 | 7.7064 | No applicable non-energy benefitsIncludes PSE NEI data where applicable. | No applicable non-energy benefits | System | System
Lewis County | Single Family | Water Heat LE 55 Gal | Existing | Integrated Heating System - Space and Water - GH - Res | Integrated space and water heating system: residential dwelling with natural gas | 0 | 2024 | 2050 | 1 | per Home | 0 | 1 | 20 | PSE Businss Case: APPROVED_Measure Case_Integrated Space and Water Heat_2022 | 22.7436 | 12.57% | Per Unit Savings from PSE Business Case: APPROVED_Measure Case_Integrated Space and Water Heat_2022 | 0 | Per Unit Savings from PSE Business Case: APPROVED_Measure Case_Integrated Space and Water Heat_2022 | 0 | Incremental | 0 | 0 | 0 | 1502 | 0 | 0 | 0 | Measure cost represents incremental cost, default cost of zero | PSE Businss Case: APPROVED_Measure Case_Integrated Space and Water Heat_2022 |  | 100% | 71.25% | 100% | 1 | 0 | 7.7064 | No applicable non-energy benefitsIncludes PSE NEI data where applicable. | No applicable non-energy benefits | System | System
Lewis County | Single Family | Water Heat LE 55 Gal | New | Integrated Heating System - Space and Water - GH - Res | Integrated space and water heating system: residential dwelling with natural gas | 0 | 2024 | 2050 | 1 | per Home | 0 | 1 | 20 | PSE Businss Case: APPROVED_Measure Case_Integrated Space and Water Heat_2022 | 31.5 | 18.06% | Per Unit Savings from PSE Business Case: APPROVED_Measure Case_Integrated Space and Water Heat_2022 | 0 | Per Unit Savings from PSE Business Case: APPROVED_Measure Case_Integrated Space and Water Heat_2022 | 0 | Incremental | 0 | 0 | 0 | 1502 | 0 | 0 | 0 | Measure cost represents incremental cost, default cost of zero | PSE Businss Case: APPROVED_Measure Case_Integrated Space and Water Heat_2022 |  | 100% | 71.25% | 100% | 1 | 0 | 7.7064 | No applicable non-energy benefitsIncludes PSE NEI data where applicable. | No applicable non-energy benefits | System | System
Lewis County | Single Family | Water Heat GT 55 Gal | Existing | Integrated Heating System - Space and Water - GH - Res | Integrated space and water heating system: residential dwelling with natural gas | 0 | 2024 | 2050 | 1 | per Home | 0 | 1 | 20 | PSE Businss Case: APPROVED_Measure Case_Integrated Space and Water Heat_2022 | 17.5937 | 11.45% | Adjusting savings using baseline and measure water heating efficiency. PSE Business Case: APPROVED_Measure Case_Integrated Space and Water Heat_2022 | 0 | Adjusting savings using baseline and measure water heating efficiency. PSE Business Case: APPROVED_Measure Case_Integrated Space and Water Heat_2022 | 0 | Incremental | 0 | 0 | 0 | 1502 | 0 | 0 | 0 | Measure cost represents incremental cost, default cost of zero | PSE Businss Case: APPROVED_Measure Case_Integrated Space and Water Heat_2022 |  | 100% | 71.25% | 100% | 1 | 0 | 7.7064 | No applicable non-energy benefitsIncludes PSE NEI data where applicable. | No applicable non-energy benefits | System | System
Lewis County | Single Family | Water Heat GT 55 Gal | New | Integrated Heating System - Space and Water - GH - Res | Integrated space and water heating system: residential dwelling with natural gas | 0 | 2024 | 2050 | 1 | per Home | 0 | 1 | 20 | PSE Businss Case: APPROVED_Measure Case_Integrated Space and Water Heat_2022 | 25.3577 | 16.5% | Adjusting savings using baseline and measure water heating efficiency. PSE Business Case: APPROVED_Measure Case_Integrated Space and Water Heat_2022 | 0 | Adjusting savings using baseline and measure water heating efficiency. PSE Business Case: APPROVED_Measure Case_Integrated Space and Water Heat_2022 | 0 | Incremental | 0 | 0 | 0 | 1502 | 0 | 0 | 0 | Measure cost represents incremental cost, default cost of zero | PSE Businss Case: APPROVED_Measure Case_Integrated Space and Water Heat_2022 |  | 100% | 71.25% | 100% | 1 | 0 | 7.7064 | No applicable non-energy benefitsIncludes PSE NEI data where applicable. | No applicable non-energy benefits | System | System
Lewis County | Multifamily | Heat Central Gas Boiler | Existing | Integrated Heating System - Space and Water - GH - Res | Integrated space and water heating system: residential dwelling with natural gas | 0 | 2024 | 2050 | 1 | per Home | 0 | 1 | 20 | PSE Businss Case: APPROVED_Measure Case_Integrated Space and Water Heat_2022 | 63.9287 | 15% | Per Unit Savings from PSE Business Case: APPROVED_Measure Case_Integrated Space and Water Heat_2022 | 0 | Per Unit Savings from PSE Business Case: APPROVED_Measure Case_Integrated Space and Water Heat_2022 | 0 | Incremental | 0 | 0 | 0 | 1502 | 0 | 0 | 0 | Measure cost represents incremental cost, default cost of zero | PSE Businss Case: APPROVED_Measure Case_Integrated Space and Water Heat_2022 |  | 100% | 71.25% | 100% | 1 | 0 | 7.7064 | No applicable non-energy benefitsIncludes PSE NEI data where applicable. | No applicable non-energy benefits | System | System
Lewis County | Multifamily | Heat Central Gas Boiler | New | Integrated Heating System - Space and Water - GH - Res | Integrated space and water heating system: residential dwelling with natural gas | 0 | 2024 | 2050 | 1 | per Home | 0 | 1 | 20 | PSE Businss Case: APPROVED_Measure Case_Integrated Space and Water Heat_2022 | 56.6781 | 21.41% | Per Unit Savings from PSE Business Case: APPROVED_Measure Case_Integrated Space and Water Heat_2022 | 0 | Per Unit Savings from PSE Business Case: APPROVED_Measure Case_Integrated Space and Water Heat_2022 | 0 | Incremental | 0 | 0 | 0 | 1502 | 0 | 0 | 0 | Measure cost represents incremental cost, default cost of zero | PSE Businss Case: APPROVED_Measure Case_Integrated Space and Water Heat_2022 |  | 100% | 71.25% | 100% | 1 | 0 | 7.7064 | No applicable non-energy benefitsIncludes PSE NEI data where applicable. | No applicable non-energy benefits | System | System
Lewis County | Multifamily | Water Heat LE 55 Gal | Existing | Integrated Heating System - Space and Water - GH - Res | Integrated space and water heating system: residential dwelling with natural gas | 0 | 2024 | 2050 | 1 | per Home | 0 | 1 | 20 | PSE Businss Case: APPROVED_Measure Case_Integrated Space and Water Heat_2022 | 24.0892 | 18.75% | Per Unit Savings from PSE Business Case: APPROVED_Measure Case_Integrated Space and Water Heat_2022 | 0 | Per Unit Savings from PSE Business Case: APPROVED_Measure Case_Integrated Space and Water Heat_2022 | 0 | Incremental | 0 | 0 | 0 | 1502 | 0 | 0 | 0 | Measure cost represents incremental cost, default cost of zero | PSE Businss Case: APPROVED_Measure Case_Integrated Space and Water Heat_2022 |  | 100% | 71.25% | 100% | 1 | 0 | 7.7064 | No applicable non-energy benefitsIncludes PSE NEI data where applicable. | No applicable non-energy benefits | System | System
Lewis County | Multifamily | Water Heat LE 55 Gal | New | Integrated Heating System - Space and Water - GH - Res | Integrated space and water heating system: residential dwelling with natural gas | 0 | 2024 | 2050 | 1 | per Home | 0 | 1 | 20 | PSE Businss Case: APPROVED_Measure Case_Integrated Space and Water Heat_2022 | 33.1523 | 26.76% | Per Unit Savings from PSE Business Case: APPROVED_Measure Case_Integrated Space and Water Heat_2022 | 0 | Per Unit Savings from PSE Business Case: APPROVED_Measure Case_Integrated Space and Water Heat_2022 | 0 | Incremental | 0 | 0 | 0 | 1502 | 0 | 0 | 0 | Measure cost represents incremental cost, default cost of zero | PSE Businss Case: APPROVED_Measure Case_Integrated Space and Water Heat_2022 |  | 100% | 71.25% | 100% | 1 | 0 | 7.7064 | No applicable non-energy benefitsIncludes PSE NEI data where applicable. | No applicable non-energy benefits | System | System
Lewis County | Multifamily | Water Heat GT 55 Gal | Existing | Integrated Heating System - Space and Water - GH - Res | Integrated space and water heating system: residential dwelling with natural gas | 0 | 2024 | 2050 | 1 | per Home | 0 | 1 | 20 | PSE Businss Case: APPROVED_Measure Case_Integrated Space and Water Heat_2022 | 18.6723 | 17.11% | Adjusting savings using baseline and measure water heating efficiency. PSE Business Case: APPROVED_Measure Case_Integrated Space and Water Heat_2022 | 0 | Adjusting savings using baseline and measure water heating efficiency. PSE Business Case: APPROVED_Measure Case_Integrated Space and Water Heat_2022 | 0 | Incremental | 0 | 0 | 0 | 1502 | 0 | 0 | 0 | Measure cost represents incremental cost, default cost of zero | PSE Businss Case: APPROVED_Measure Case_Integrated Space and Water Heat_2022 |  | 100% | 71.25% | 100% | 1 | 0 | 7.7064 | No applicable non-energy benefitsIncludes PSE NEI data where applicable. | No applicable non-energy benefits | System | System
Lewis County | Multifamily | Water Heat GT 55 Gal | New | Integrated Heating System - Space and Water - GH - Res | Integrated space and water heating system: residential dwelling with natural gas | 0 | 2024 | 2050 | 1 | per Home | 0 | 1 | 20 | PSE Businss Case: APPROVED_Measure Case_Integrated Space and Water Heat_2022 | 26.7403 | 24.51% | Adjusting savings using baseline and measure water heating efficiency. PSE Business Case: APPROVED_Measure Case_Integrated Space and Water Heat_2022 | 0 | Adjusting savings using baseline and measure water heating efficiency. PSE Business Case: APPROVED_Measure Case_Integrated Space and Water Heat_2022 | 0 | Incremental | 0 | 0 | 0 | 1502 | 0 | 0 | 0 | Measure cost represents incremental cost, default cost of zero | PSE Businss Case: APPROVED_Measure Case_Integrated Space and Water Heat_2022 |  | 100% | 71.25% | 100% | 1 | 0 | 7.7064 | No applicable non-energy benefitsIncludes PSE NEI data where applicable. | No applicable non-energy benefits | System | System
Lewis County | Manufactured | Heat Central Gas Boiler | Existing | Integrated Heating System - Space and Water - GH - Res | Integrated space and water heating system: residential dwelling with natural gas | 0 | 2024 | 2050 | 1 | per Home | 0 | 1 | 20 | PSE Businss Case: APPROVED_Measure Case_Integrated Space and Water Heat_2022 | 65.2662 | 11.18% | Per Unit Savings from PSE Business Case: APPROVED_Measure Case_Integrated Space and Water Heat_2022 | 0 | Per Unit Savings from PSE Business Case: APPROVED_Measure Case_Integrated Space and Water Heat_2022 | 0 | Incremental | 0 | 0 | 0 | 1502 | 0 | 0 | 0 | Measure cost represents incremental cost, default cost of zero | PSE Businss Case: APPROVED_Measure Case_Integrated Space and Water Heat_2022 |  | 100% | 71.25% | 100% | 1 | 0 | 7.7064 | No applicable non-energy benefitsIncludes PSE NEI data where applicable. | No applicable non-energy benefits | System | System
Lewis County | Manufactured | Heat Central Gas Boiler | New | Integrated Heating System - Space and Water - GH - Res | Integrated space and water heating system: residential dwelling with natural gas | 0 | 2024 | 2050 | 1 | per Home | 0 | 1 | 20 | PSE Businss Case: APPROVED_Measure Case_Integrated Space and Water Heat_2022 | 58.3231 | 16.09% | Per Unit Savings from PSE Business Case: APPROVED_Measure Case_Integrated Space and Water Heat_2022 | 0 | Per Unit Savings from PSE Business Case: APPROVED_Measure Case_Integrated Space and Water Heat_2022 | 0 | Incremental | 0 | 0 | 0 | 1502 | 0 | 0 | 0 | Measure cost represents incremental cost, default cost of zero | PSE Businss Case: APPROVED_Measure Case_Integrated Space and Water Heat_2022 |  | 100% | 71.25% | 100% | 1 | 0 | 7.7064 | No applicable non-energy benefitsIncludes PSE NEI data where applicable. | No applicable non-energy benefits | System | System
Lewis County | Manufactured | Water Heat LE 55 Gal | Existing | Integrated Heating System - Space and Water - GH - Res | Integrated space and water heating system: residential dwelling with natural gas | 0 | 2024 | 2050 | 1 | per Home | 0 | 1 | 20 | PSE Businss Case: APPROVED_Measure Case_Integrated Space and Water Heat_2022 | 22.4172 | 13.98% | Per Unit Savings from PSE Business Case: APPROVED_Measure Case_Integrated Space and Water Heat_2022 | 0 | Per Unit Savings from PSE Business Case: APPROVED_Measure Case_Integrated Space and Water Heat_2022 | 0 | Incremental | 0 | 0 | 0 | 1502 | 0 | 0 | 0 | Measure cost represents incremental cost, default cost of zero | PSE Businss Case: APPROVED_Measure Case_Integrated Space and Water Heat_2022 |  | 100% | 71.25% | 100% | 1 | 0 | 7.7064 | No applicable non-energy benefitsIncludes PSE NEI data where applicable. | No applicable non-energy benefits | System | System
Lewis County | Manufactured | Water Heat LE 55 Gal | New | Integrated Heating System - Space and Water - GH - Res | Integrated space and water heating system: residential dwelling with natural gas | 0 | 2024 | 2050 | 1 | per Home | 0 | 1 | 20 | PSE Businss Case: APPROVED_Measure Case_Integrated Space and Water Heat_2022 | 31.0961 | 20.11% | Per Unit Savings from PSE Business Case: APPROVED_Measure Case_Integrated Space and Water Heat_2022 | 0 | Per Unit Savings from PSE Business Case: APPROVED_Measure Case_Integrated Space and Water Heat_2022 | 0 | Incremental | 0 | 0 | 0 | 1502 | 0 | 0 | 0 | Measure cost represents incremental cost, default cost of zero | PSE Businss Case: APPROVED_Measure Case_Integrated Space and Water Heat_2022 |  | 100% | 71.25% | 100% | 1 | 0 | 7.7064 | No applicable non-energy benefitsIncludes PSE NEI data where applicable. | No applicable non-energy benefits | System | System
Lewis County | Manufactured | Water Heat GT 55 Gal | Existing | Integrated Heating System - Space and Water - GH - Res | Integrated space and water heating system: residential dwelling with natural gas | 0 | 2024 | 2050 | 1 | per Home | 0 | 1 | 20 | PSE Businss Case: APPROVED_Measure Case_Integrated Space and Water Heat_2022 | 17.3327 | 12.73% | Adjusting savings using baseline and measure water heating efficiency. PSE Business Case: APPROVED_Measure Case_Integrated Space and Water Heat_2022 | 0 | Adjusting savings using baseline and measure water heating efficiency. PSE Business Case: APPROVED_Measure Case_Integrated Space and Water Heat_2022 | 0 | Incremental | 0 | 0 | 0 | 1502 | 0 | 0 | 0 | Measure cost represents incremental cost, default cost of zero | PSE Businss Case: APPROVED_Measure Case_Integrated Space and Water Heat_2022 |  | 100% | 71.25% | 100% | 1 | 0 | 7.7064 | No applicable non-energy benefitsIncludes PSE NEI data where applicable. | No applicable non-energy benefits | System | System
Lewis County | Manufactured | Water Heat GT 55 Gal | New | Integrated Heating System - Space and Water - GH - Res | Integrated space and water heating system: residential dwelling with natural gas | 0 | 2024 | 2050 | 1 | per Home | 0 | 1 | 20 | PSE Businss Case: APPROVED_Measure Case_Integrated Space and Water Heat_2022 | 25.0205 | 18.37% | Adjusting savings using baseline and measure water heating efficiency. PSE Business Case: APPROVED_Measure Case_Integrated Space and Water Heat_2022 | 0 | Adjusting savings using baseline and measure water heating efficiency. PSE Business Case: APPROVED_Measure Case_Integrated Space and Water Heat_2022 | 0 | Incremental | 0 | 0 | 0 | 1502 | 0 | 0 | 0 | Measure cost represents incremental cost, default cost of zero | PSE Businss Case: APPROVED_Measure Case_Integrated Space and Water Heat_2022 |  | 100% | 71.25% | 100% | 1 | 0 | 7.7064 | No applicable non-energy benefitsIncludes PSE NEI data where applicable. | No applicable non-energy benefits | System | System
Lewis County | Single Family | Water Heat LE 55 Gal | Existing | Home Energy Reports Gas Single Family - Years 1 and 2 | Home energy reports: 2020, gas | 0 | 2024 | 2050 | 1 | per Home | 0 | 1 | 2 | PSE Business Case: QC_EDITS_Measure Case_Energy Management_2022 | 5 | 2.763% | Applying baseline and measure water heating efficiencies to the per unit savings from the PSE Business Case: QC_EDITS_Measure Case_Energy Management_2022 | 0 | Applying baseline and measure water heating efficiencies to the per unit savings from the PSE Business Case: QC_EDITS_Measure Case_Energy Management_2022 | 0 | Full | 0 | 0 | 0 | 1.97 | 0 | 0 | 0 | Measure cost represents incremental cost, default cost of zero | Average of Year 1 and Year 2 from PSE Business Case: QC_EDITS_Measure Case_Energy Management_2022 |  | 100% | 50% | 100% | 1 | 0 | 0 | No applicable non-energy benefitsIncludes PSE NEI data where applicable. | No applicable non-energy benefits | System | System
Lewis County | Single Family | Water Heat LE 55 Gal | New | Home Energy Reports Gas Single Family - Years 1 and 2 | Home energy reports: 2020, gas | 0 | 2024 | 2050 | 1 | per Home | 0 | 1 | 2 | PSE Business Case: QC_EDITS_Measure Case_Energy Management_2022 | 4.8202 | 2.763% | Applying baseline and measure water heating efficiencies to the per unit savings from the PSE Business Case: QC_EDITS_Measure Case_Energy Management_2022 | 0 | Applying baseline and measure water heating efficiencies to the per unit savings from the PSE Business Case: QC_EDITS_Measure Case_Energy Management_2022 | 0 | Full | 0 | 0 | 0 | 1.97 | 0 | 0 | 0 | Measure cost represents incremental cost, default cost of zero | Average of Year 1 and Year 2 from PSE Business Case: QC_EDITS_Measure Case_Energy Management_2022 |  | 100% | 50% | 100% | 1 | 0 | 0 | No applicable non-energy benefitsIncludes PSE NEI data where applicable. | No applicable non-energy benefits | System | System
Lewis County | Single Family | Water Heat GT 55 Gal | Existing | Home Energy Reports Gas Single Family - Years 1 and 2 | Home energy reports: 2020, gas | 0 | 2024 | 2050 | 1 | per Home | 0 | 1 | 2 | PSE Business Case: QC_EDITS_Measure Case_Energy Management_2022 | 3.5572 | 2.315% | Applying baseline and measure water heating efficiencies to the per unit savings from the PSE Business Case: QC_EDITS_Measure Case_Energy Management_2022 | 0 | Applying baseline and measure water heating efficiencies to the per unit savings from the PSE Business Case: QC_EDITS_Measure Case_Energy Management_2022 | 0 | Full | 0 | 0 | 0 | 1.97 | 0 | 0 | 0 | Measure cost represents incremental cost, default cost of zero | Average of Year 1 and Year 2 from PSE Business Case: QC_EDITS_Measure Case_Energy Management_2022 |  | 100% | 50% | 100% | 1 | 0 | 0 | No applicable non-energy benefitsIncludes PSE NEI data where applicable. | No applicable non-energy benefits | System | System
Lewis County | Single Family | Water Heat GT 55 Gal | New | Home Energy Reports Gas Single Family - Years 1 and 2 | Home energy reports: 2020, gas | 0 | 2024 | 2050 | 1 | per Home | 0 | 1 | 2 | PSE Business Case: QC_EDITS_Measure Case_Energy Management_2022 | 3.5572 | 2.315% | Applying baseline and measure water heating efficiencies to the per unit savings from the PSE Business Case: QC_EDITS_Measure Case_Energy Management_2022 | 0 | Applying baseline and measure water heating efficiencies to the per unit savings from the PSE Business Case: QC_EDITS_Measure Case_Energy Management_2022 | 0 | Full | 0 | 0 | 0 | 1.97 | 0 | 0 | 0 | Measure cost represents incremental cost, default cost of zero | Average of Year 1 and Year 2 from PSE Business Case: QC_EDITS_Measure Case_Energy Management_2022 |  | 100% | 50% | 100% | 1 | 0 | 0 | No applicable non-energy benefitsIncludes PSE NEI data where applicable. | No applicable non-energy benefits | System | System
Lewis County | Single Family - Highly Impacted | Water Heat LE 55 Gal | Existing | Home Energy Reports Gas Single Family - Years 1 and 2 | Home energy reports: 2020, gas | 0 | 2024 | 2050 | 1 | per Home | 0 | 1 | 2 | PSE Business Case: QC_EDITS_Measure Case_Energy Management_2022 | 4.3682 | 2.763% | Applying baseline and measure water heating efficiencies to the per unit savings from the PSE Business Case: QC_EDITS_Measure Case_Energy Management_2022 | 0 | Applying baseline and measure water heating efficiencies to the per unit savings from the PSE Business Case: QC_EDITS_Measure Case_Energy Management_2022 | 0 | Full | 0 | 0 | 0 | 1.97 | 0 | 0 | 0 | Measure cost represents incremental cost, default cost of zero | Average of Year 1 and Year 2 from PSE Business Case: QC_EDITS_Measure Case_Energy Management_2022 |  | 100% | 50% | 100% | 1 | 0 | 0 | No applicable non-energy benefitsIncludes PSE NEI data where applicable. | No applicable non-energy benefits | System | System
Lewis County | Single Family - Highly Impacted | Water Heat LE 55 Gal | New | Home Energy Reports Gas Single Family - Years 1 and 2 | Home energy reports: 2020, gas | 0 | 2024 | 2050 | 1 | per Home | 0 | 1 | 2 | PSE Business Case: QC_EDITS_Measure Case_Energy Management_2022 | 4.2112 | 2.763% | Applying baseline and measure water heating efficiencies to the per unit savings from the PSE Business Case: QC_EDITS_Measure Case_Energy Management_2022 | 0 | Applying baseline and measure water heating efficiencies to the per unit savings from the PSE Business Case: QC_EDITS_Measure Case_Energy Management_2022 | 0 | Full | 0 | 0 | 0 | 1.97 | 0 | 0 | 0 | Measure cost represents incremental cost, default cost of zero | Average of Year 1 and Year 2 from PSE Business Case: QC_EDITS_Measure Case_Energy Management_2022 |  | 100% | 50% | 100% | 1 | 0 | 0 | No applicable non-energy benefitsIncludes PSE NEI data where applicable. | No applicable non-energy benefits | System | System
Lewis County | Single Family - Highly Impacted | Water Heat GT 55 Gal | Existing | Home Energy Reports Gas Single Family - Years 1 and 2 | Home energy reports: 2020, gas | 0 | 2024 | 2050 | 1 | per Home | 0 | 1 | 2 | PSE Business Case: QC_EDITS_Measure Case_Energy Management_2022 | 3.1077 | 2.315% | Applying baseline and measure water heating efficiencies to the per unit savings from the PSE Business Case: QC_EDITS_Measure Case_Energy Management_2022 | 0 | Applying baseline and measure water heating efficiencies to the per unit savings from the PSE Business Case: QC_EDITS_Measure Case_Energy Management_2022 | 0 | Full | 0 | 0 | 0 | 1.97 | 0 | 0 | 0 | Measure cost represents incremental cost, default cost of zero | Average of Year 1 and Year 2 from PSE Business Case: QC_EDITS_Measure Case_Energy Management_2022 |  | 100% | 50% | 100% | 1 | 0 | 0 | No applicable non-energy benefitsIncludes PSE NEI data where applicable. | No applicable non-energy benefits | System | System
Lewis County | Single Family - Highly Impacted | Water Heat GT 55 Gal | New | Home Energy Reports Gas Single Family - Years 1 and 2 | Home energy reports: 2020, gas | 0 | 2024 | 2050 | 1 | per Home | 0 | 1 | 2 | PSE Business Case: QC_EDITS_Measure Case_Energy Management_2022 | 3.1077 | 2.315% | Applying baseline and measure water heating efficiencies to the per unit savings from the PSE Business Case: QC_EDITS_Measure Case_Energy Management_2022 | 0 | Applying baseline and measure water heating efficiencies to the per unit savings from the PSE Business Case: QC_EDITS_Measure Case_Energy Management_2022 | 0 | Full | 0 | 0 | 0 | 1.97 | 0 | 0 | 0 | Measure cost represents incremental cost, default cost of zero | Average of Year 1 and Year 2 from PSE Business Case: QC_EDITS_Measure Case_Energy Management_2022 |  | 100% | 50% | 100% | 1 | 0 | 0 | No applicable non-energy benefitsIncludes PSE NEI data where applicable. | No applicable non-energy benefits | System | System
Lewis County | Multifamily | Water Heat LE 55 Gal | Existing | Home Energy Reports Gas Multifamily - Years 1 and 2 | Home energy reports: 2020, gas | 0 | 2024 | 2050 | 1 | per Home | 0 | 1 | 2 | PSE Business Case: QC_EDITS_Measure Case_Energy Management_2022 | 3.5511 | 2.763% | Applying baseline and measure water heating efficiencies to the per unit savings from the PSE Business Case: QC_EDITS_Measure Case_Energy Management_2022 | 0 | Applying baseline and measure water heating efficiencies to the per unit savings from the PSE Business Case: QC_EDITS_Measure Case_Energy Management_2022 | 0 | Full | 0 | 0 | 0 | 1.97 | 0 | 0 | 0 | Measure cost represents incremental cost, default cost of zero | Average of Year 1 and Year 2 from PSE Business Case: QC_EDITS_Measure Case_Energy Management_2022 |  | 100% | 50% | 100% | 1 | 0 | 0 | No applicable non-energy benefitsIncludes PSE NEI data where applicable. | No applicable non-energy benefits | System | System
Lewis County | Multifamily | Water Heat LE 55 Gal | New | Home Energy Reports Gas Multifamily - Years 1 and 2 | Home energy reports: 2020, gas | 0 | 2024 | 2050 | 1 | per Home | 0 | 1 | 2 | PSE Business Case: QC_EDITS_Measure Case_Energy Management_2022 | 3.4234 | 2.763% | Applying baseline and measure water heating efficiencies to the per unit savings from the PSE Business Case: QC_EDITS_Measure Case_Energy Management_2022 | 0 | Applying baseline and measure water heating efficiencies to the per unit savings from the PSE Business Case: QC_EDITS_Measure Case_Energy Management_2022 | 0 | Full | 0 | 0 | 0 | 1.97 | 0 | 0 | 0 | Measure cost represents incremental cost, default cost of zero | Average of Year 1 and Year 2 from PSE Business Case: QC_EDITS_Measure Case_Energy Management_2022 |  | 100% | 50% | 100% | 1 | 0 | 0 | No applicable non-energy benefitsIncludes PSE NEI data where applicable. | No applicable non-energy benefits | System | System
Lewis County | Multifamily | Water Heat GT 55 Gal | Existing | Home Energy Reports Gas Multifamily - Years 1 and 2 | Home energy reports: 2020, gas | 0 | 2024 | 2050 | 1 | per Home | 0 | 1 | 2 | PSE Business Case: QC_EDITS_Measure Case_Energy Management_2022 | 2.5264 | 2.315% | Applying baseline and measure water heating efficiencies to the per unit savings from the PSE Business Case: QC_EDITS_Measure Case_Energy Management_2022 | 0 | Applying baseline and measure water heating efficiencies to the per unit savings from the PSE Business Case: QC_EDITS_Measure Case_Energy Management_2022 | 0 | Full | 0 | 0 | 0 | 1.97 | 0 | 0 | 0 | Measure cost represents incremental cost, default cost of zero | Average of Year 1 and Year 2 from PSE Business Case: QC_EDITS_Measure Case_Energy Management_2022 |  | 100% | 50% | 100% | 1 | 0 | 0 | No applicable non-energy benefitsIncludes PSE NEI data where applicable. | No applicable non-energy benefits | System | System
Lewis County | Multifamily | Water Heat GT 55 Gal | New | Home Energy Reports Gas Multifamily - Years 1 and 2 | Home energy reports: 2020, gas | 0 | 2024 | 2050 | 1 | per Home | 0 | 1 | 2 | PSE Business Case: QC_EDITS_Measure Case_Energy Management_2022 | 2.5264 | 2.315% | Applying baseline and measure water heating efficiencies to the per unit savings from the PSE Business Case: QC_EDITS_Measure Case_Energy Management_2022 | 0 | Applying baseline and measure water heating efficiencies to the per unit savings from the PSE Business Case: QC_EDITS_Measure Case_Energy Management_2022 | 0 | Full | 0 | 0 | 0 | 1.97 | 0 | 0 | 0 | Measure cost represents incremental cost, default cost of zero | Average of Year 1 and Year 2 from PSE Business Case: QC_EDITS_Measure Case_Energy Management_2022 |  | 100% | 50% | 100% | 1 | 0 | 0 | No applicable non-energy benefitsIncludes PSE NEI data where applicable. | No applicable non-energy benefits | System | System
Lewis County | Multifamily - Highly Impacted | Water Heat LE 55 Gal | Existing | Home Energy Reports Gas Multifamily - Years 1 and 2 | Home energy reports: 2020, gas | 0 | 2024 | 2050 | 1 | per Home | 0 | 1 | 2 | PSE Business Case: QC_EDITS_Measure Case_Energy Management_2022 | 3.9977 | 2.763% | Applying baseline and measure water heating efficiencies to the per unit savings from the PSE Business Case: QC_EDITS_Measure Case_Energy Management_2022 | 0 | Applying baseline and measure water heating efficiencies to the per unit savings from the PSE Business Case: QC_EDITS_Measure Case_Energy Management_2022 | 0 | Full | 0 | 0 | 0 | 1.97 | 0 | 0 | 0 | Measure cost represents incremental cost, default cost of zero | Average of Year 1 and Year 2 from PSE Business Case: QC_EDITS_Measure Case_Energy Management_2022 |  | 100% | 50% | 100% | 1 | 0 | 0 | No applicable non-energy benefitsIncludes PSE NEI data where applicable. | No applicable non-energy benefits | System | System
Lewis County | Multifamily - Highly Impacted | Water Heat LE 55 Gal | New | Home Energy Reports Gas Multifamily - Years 1 and 2 | Home energy reports: 2020, gas | 0 | 2024 | 2050 | 1 | per Home | 0 | 1 | 2 | PSE Business Case: QC_EDITS_Measure Case_Energy Management_2022 | 3.854 | 2.763% | Applying baseline and measure water heating efficiencies to the per unit savings from the PSE Business Case: QC_EDITS_Measure Case_Energy Management_2022 | 0 | Applying baseline and measure water heating efficiencies to the per unit savings from the PSE Business Case: QC_EDITS_Measure Case_Energy Management_2022 | 0 | Full | 0 | 0 | 0 | 1.97 | 0 | 0 | 0 | Measure cost represents incremental cost, default cost of zero | Average of Year 1 and Year 2 from PSE Business Case: QC_EDITS_Measure Case_Energy Management_2022 |  | 100% | 50% | 100% | 1 | 0 | 0 | No applicable non-energy benefitsIncludes PSE NEI data where applicable. | No applicable non-energy benefits | System | System
Lewis County | Multifamily - Highly Impacted | Water Heat GT 55 Gal | Existing | Home Energy Reports Gas Multifamily - Years 1 and 2 | Home energy reports: 2020, gas | 0 | 2024 | 2050 | 1 | per Home | 0 | 1 | 2 | PSE Business Case: QC_EDITS_Measure Case_Energy Management_2022 | 2.8441 | 2.315% | Applying baseline and measure water heating efficiencies to the per unit savings from the PSE Business Case: QC_EDITS_Measure Case_Energy Management_2022 | 0 | Applying baseline and measure water heating efficiencies to the per unit savings from the PSE Business Case: QC_EDITS_Measure Case_Energy Management_2022 | 0 | Full | 0 | 0 | 0 | 1.97 | 0 | 0 | 0 | Measure cost represents incremental cost, default cost of zero | Average of Year 1 and Year 2 from PSE Business Case: QC_EDITS_Measure Case_Energy Management_2022 |  | 100% | 50% | 100% | 1 | 0 | 0 | No applicable non-energy benefitsIncludes PSE NEI data where applicable. | No applicable non-energy benefits | System | System
Lewis County | Multifamily - Highly Impacted | Water Heat GT 55 Gal | New | Home Energy Reports Gas Multifamily - Years 1 and 2 | Home energy reports: 2020, gas | 0 | 2024 | 2050 | 1 | per Home | 0 | 1 | 2 | PSE Business Case: QC_EDITS_Measure Case_Energy Management_2022 | 2.8441 | 2.315% | Applying baseline and measure water heating efficiencies to the per unit savings from the PSE Business Case: QC_EDITS_Measure Case_Energy Management_2022 | 0 | Applying baseline and measure water heating efficiencies to the per unit savings from the PSE Business Case: QC_EDITS_Measure Case_Energy Management_2022 | 0 | Full | 0 | 0 | 0 | 1.97 | 0 | 0 | 0 | Measure cost represents incremental cost, default cost of zero | Average of Year 1 and Year 2 from PSE Business Case: QC_EDITS_Measure Case_Energy Management_2022 |  | 100% | 50% | 100% | 1 | 0 | 0 | No applicable non-energy benefitsIncludes PSE NEI data where applicable. | No applicable non-energy benefits | System | System
Lewis County | Manufactured | Water Heat LE 55 Gal | Existing | Home Energy Reports Gas Manufactured Homes - Years 1 and 2 | Home energy reports: 2020, gas | 0 | 2024 | 2050 | 1 | per Home | 0 | 1 | 2 | PSE Business Case: QC_EDITS_Measure Case_Energy Management_2022 | 4.4322 | 2.763% | Applying baseline and measure water heating efficiencies to the per unit savings from the PSE Business Case: QC_EDITS_Measure Case_Energy Management_2022 | 0 | Applying baseline and measure water heating efficiencies to the per unit savings from the PSE Business Case: QC_EDITS_Measure Case_Energy Management_2022 | 0 | Full | 0 | 0 | 0 | 1.97 | 0 | 0 | 0 | Measure cost represents incremental cost, default cost of zero | Average of Year 1 and Year 2 from PSE Business Case: QC_EDITS_Measure Case_Energy Management_2022 |  | 100% | 50% | 100% | 1 | 0 | 0 | No applicable non-energy benefitsIncludes PSE NEI data where applicable. | No applicable non-energy benefits | System | System
Lewis County | Manufactured | Water Heat LE 55 Gal | New | Home Energy Reports Gas Manufactured Homes - Years 1 and 2 | Home energy reports: 2020, gas | 0 | 2024 | 2050 | 1 | per Home | 0 | 1 | 2 | PSE Business Case: QC_EDITS_Measure Case_Energy Management_2022 | 4.2729 | 2.763% | Applying baseline and measure water heating efficiencies to the per unit savings from the PSE Business Case: QC_EDITS_Measure Case_Energy Management_2022 | 0 | Applying baseline and measure water heating efficiencies to the per unit savings from the PSE Business Case: QC_EDITS_Measure Case_Energy Management_2022 | 0 | Full | 0 | 0 | 0 | 1.97 | 0 | 0 | 0 | Measure cost represents incremental cost, default cost of zero | Average of Year 1 and Year 2 from PSE Business Case: QC_EDITS_Measure Case_Energy Management_2022 |  | 100% | 50% | 100% | 1 | 0 | 0 | No applicable non-energy benefitsIncludes PSE NEI data where applicable. | No applicable non-energy benefits | System | System
Lewis County | Manufactured | Water Heat GT 55 Gal | Existing | Home Energy Reports Gas Manufactured Homes - Years 1 and 2 | Home energy reports: 2020, gas | 0 | 2024 | 2050 | 1 | per Home | 0 | 1 | 2 | PSE Business Case: QC_EDITS_Measure Case_Energy Management_2022 | 3.1532 | 2.315% | Applying baseline and measure water heating efficiencies to the per unit savings from the PSE Business Case: QC_EDITS_Measure Case_Energy Management_2022 | 0 | Applying baseline and measure water heating efficiencies to the per unit savings from the PSE Business Case: QC_EDITS_Measure Case_Energy Management_2022 | 0 | Full | 0 | 0 | 0 | 1.97 | 0 | 0 | 0 | Measure cost represents incremental cost, default cost of zero | Average of Year 1 and Year 2 from PSE Business Case: QC_EDITS_Measure Case_Energy Management_2022 |  | 100% | 50% | 100% | 1 | 0 | 0 | No applicable non-energy benefitsIncludes PSE NEI data where applicable. | No applicable non-energy benefits | System | System
Lewis County | Manufactured | Water Heat GT 55 Gal | New | Home Energy Reports Gas Manufactured Homes - Years 1 and 2 | Home energy reports: 2020, gas | 0 | 2024 | 2050 | 1 | per Home | 0 | 1 | 2 | PSE Business Case: QC_EDITS_Measure Case_Energy Management_2022 | 3.1532 | 2.315% | Applying baseline and measure water heating efficiencies to the per unit savings from the PSE Business Case: QC_EDITS_Measure Case_Energy Management_2022 | 0 | Applying baseline and measure water heating efficiencies to the per unit savings from the PSE Business Case: QC_EDITS_Measure Case_Energy Management_2022 | 0 | Full | 0 | 0 | 0 | 1.97 | 0 | 0 | 0 | Measure cost represents incremental cost, default cost of zero | Average of Year 1 and Year 2 from PSE Business Case: QC_EDITS_Measure Case_Energy Management_2022 |  | 100% | 50% | 100% | 1 | 0 | 0 | No applicable non-energy benefitsIncludes PSE NEI data where applicable. | No applicable non-energy benefits | System | System
Lewis County | Manufactured - Highly Impacted | Water Heat LE 55 Gal | Existing | Home Energy Reports Gas Manufactured Homes - Years 1 and 2 | Home energy reports: 2020, gas | 0 | 2024 | 2050 | 1 | per Home | 0 | 1 | 2 | PSE Business Case: QC_EDITS_Measure Case_Energy Management_2022 | 3.779 | 2.763% | Applying baseline and measure water heating efficiencies to the per unit savings from the PSE Business Case: QC_EDITS_Measure Case_Energy Management_2022 | 0 | Applying baseline and measure water heating efficiencies to the per unit savings from the PSE Business Case: QC_EDITS_Measure Case_Energy Management_2022 | 0 | Full | 0 | 0 | 0 | 1.97 | 0 | 0 | 0 | Measure cost represents incremental cost, default cost of zero | Average of Year 1 and Year 2 from PSE Business Case: QC_EDITS_Measure Case_Energy Management_2022 |  | 100% | 50% | 100% | 1 | 0 | 0 | No applicable non-energy benefitsIncludes PSE NEI data where applicable. | No applicable non-energy benefits | System | System
Lewis County | Manufactured - Highly Impacted | Water Heat LE 55 Gal | New | Home Energy Reports Gas Manufactured Homes - Years 1 and 2 | Home energy reports: 2020, gas | 0 | 2024 | 2050 | 1 | per Home | 0 | 1 | 2 | PSE Business Case: QC_EDITS_Measure Case_Energy Management_2022 | 3.6431 | 2.763% | Applying baseline and measure water heating efficiencies to the per unit savings from the PSE Business Case: QC_EDITS_Measure Case_Energy Management_2022 | 0 | Applying baseline and measure water heating efficiencies to the per unit savings from the PSE Business Case: QC_EDITS_Measure Case_Energy Management_2022 | 0 | Full | 0 | 0 | 0 | 1.97 | 0 | 0 | 0 | Measure cost represents incremental cost, default cost of zero | Average of Year 1 and Year 2 from PSE Business Case: QC_EDITS_Measure Case_Energy Management_2022 |  | 100% | 50% | 100% | 1 | 0 | 0 | No applicable non-energy benefitsIncludes PSE NEI data where applicable. | No applicable non-energy benefits | System | System
Lewis County | Manufactured - Highly Impacted | Water Heat GT 55 Gal | Existing | Home Energy Reports Gas Manufactured Homes - Years 1 and 2 | Home energy reports: 2020, gas | 0 | 2024 | 2050 | 1 | per Home | 0 | 1 | 2 | PSE Business Case: QC_EDITS_Measure Case_Energy Management_2022 | 2.6885 | 2.315% | Applying baseline and measure water heating efficiencies to the per unit savings from the PSE Business Case: QC_EDITS_Measure Case_Energy Management_2022 | 0 | Applying baseline and measure water heating efficiencies to the per unit savings from the PSE Business Case: QC_EDITS_Measure Case_Energy Management_2022 | 0 | Full | 0 | 0 | 0 | 1.97 | 0 | 0 | 0 | Measure cost represents incremental cost, default cost of zero | Average of Year 1 and Year 2 from PSE Business Case: QC_EDITS_Measure Case_Energy Management_2022 |  | 100% | 50% | 100% | 1 | 0 | 0 | No applicable non-energy benefitsIncludes PSE NEI data where applicable. | No applicable non-energy benefits | System | System
Lewis County | Manufactured - Highly Impacted | Water Heat GT 55 Gal | New | Home Energy Reports Gas Manufactured Homes - Years 1 and 2 | Home energy reports: 2020, gas | 0 | 2024 | 2050 | 1 | per Home | 0 | 1 | 2 | PSE Business Case: QC_EDITS_Measure Case_Energy Management_2022 | 2.6885 | 2.315% | Applying baseline and measure water heating efficiencies to the per unit savings from the PSE Business Case: QC_EDITS_Measure Case_Energy Management_2022 | 0 | Applying baseline and measure water heating efficiencies to the per unit savings from the PSE Business Case: QC_EDITS_Measure Case_Energy Management_2022 | 0 | Full | 0 | 0 | 0 | 1.97 | 0 | 0 | 0 | Measure cost represents incremental cost, default cost of zero | Average of Year 1 and Year 2 from PSE Business Case: QC_EDITS_Measure Case_Energy Management_2022 |  | 100% | 50% | 100% | 1 | 0 | 0 | No applicable non-energy benefitsIncludes PSE NEI data where applicable. | No applicable non-energy benefits | System | System
Lewis County | Multifamily | Heat Central Gas Boiler | Existing | Low E Storm Window_Single Pane Wood Frame_HZ1_Gas | Heating Energy | 0 | 2024 | 2050 | 36.1897 | per Home | 0 | 1 | 20 | RTF measure workbook ResMFWeatherization_v4_3, for the measure Low E Storm Window_Single Pane Wood Frame_HZ1_Gas | 36.1586 | 8.482% | RTF measure workbook ResMFWeatherization_v4_3, for the measure Low E Storm Window_Single Pane Wood Frame_HZ1_Gas | 0 | RTF measure workbook ResMFWeatherization_v4_3, for the measure Low E Storm Window_Single Pane Wood Frame_HZ1_Gas | 0 | Incremental | 0 | 0 | 0 | 417.1638 | 0 | 0 | 0 | See 'Measure Equipment Cost Source' | RTF measure workbook ResMFWeatherization_v4_3, for the measure Low E Storm Window_Single Pane Wood Frame_HZ1_Gas |  | 100% | 4.838% | 9.551% | 1 | 0 | 0 | See source workbook for details. Includes PSE NEI data where applicable. | RTF measure workbook ResMFWeatherization_v4_3, for the measure Low E Storm Window_Single Pane Wood Frame_HZ1_Gas | System | System
Lewis County | Multifamily - Highly Impacted | Heat Central Gas Boiler | Existing | Low E Storm Window_Single Pane Wood Frame_HZ1_Gas | Heating Energy | 0 | 2024 | 2050 | 33.3408 | per Home | 0 | 1 | 20 | RTF measure workbook ResMFWeatherization_v4_3, for the measure Low E Storm Window_Single Pane Wood Frame_HZ1_Gas | 33.3121 | 9.207% | RTF measure workbook ResMFWeatherization_v4_3, for the measure Low E Storm Window_Single Pane Wood Frame_HZ1_Gas | 0 | RTF measure workbook ResMFWeatherization_v4_3, for the measure Low E Storm Window_Single Pane Wood Frame_HZ1_Gas | 0 | Incremental | 0 | 0 | 0 | 384.3238 | 0 | 0 | 0 | See 'Measure Equipment Cost Source' | RTF measure workbook ResMFWeatherization_v4_3, for the measure Low E Storm Window_Single Pane Wood Frame_HZ1_Gas |  | 100% | 4.838% | 9.551% | 1 | 0 | 0 | See source workbook for details. Includes PSE NEI data where applicable. | RTF measure workbook ResMFWeatherization_v4_3, for the measure Low E Storm Window_Single Pane Wood Frame_HZ1_Gas | System | System
Lewis County | Multifamily | Heat Central Gas Boiler | Existing | Low E Storm Window_Single Pane Metal Frame_HZ1_Gas | Heating Energy | 0 | 2024 | 2050 | 36.1897 | per Home | 0 | 1 | 20 | RTF measure workbook ResMFWeatherization_v4_3, for the measure Low E Storm Window_Single Pane Metal Frame_HZ1_Gas | 46.3622 | 10.88% | RTF measure workbook ResMFWeatherization_v4_3, for the measure Low E Storm Window_Single Pane Metal Frame_HZ1_Gas | 0 | RTF measure workbook ResMFWeatherization_v4_3, for the measure Low E Storm Window_Single Pane Metal Frame_HZ1_Gas | 0 | Incremental | 0 | 0 | 0 | 417.1638 | 0 | 0 | 0 | See 'Measure Equipment Cost Source' | RTF measure workbook ResMFWeatherization_v4_3, for the measure Low E Storm Window_Single Pane Metal Frame_HZ1_Gas |  | 100% | 10.59% | 9.551% | 1 | 0 | 0 | See source workbook for details. Includes PSE NEI data where applicable. | RTF measure workbook ResMFWeatherization_v4_3, for the measure Low E Storm Window_Single Pane Metal Frame_HZ1_Gas | System | System
Lewis County | Multifamily - Highly Impacted | Heat Central Gas Boiler | Existing | Low E Storm Window_Single Pane Metal Frame_HZ1_Gas | Heating Energy | 0 | 2024 | 2050 | 33.3408 | per Home | 0 | 1 | 20 | RTF measure workbook ResMFWeatherization_v4_3, for the measure Low E Storm Window_Single Pane Metal Frame_HZ1_Gas | 42.7124 | 11.8% | RTF measure workbook ResMFWeatherization_v4_3, for the measure Low E Storm Window_Single Pane Metal Frame_HZ1_Gas | 0 | RTF measure workbook ResMFWeatherization_v4_3, for the measure Low E Storm Window_Single Pane Metal Frame_HZ1_Gas | 0 | Incremental | 0 | 0 | 0 | 384.3238 | 0 | 0 | 0 | See 'Measure Equipment Cost Source' | RTF measure workbook ResMFWeatherization_v4_3, for the measure Low E Storm Window_Single Pane Metal Frame_HZ1_Gas |  | 100% | 10.59% | 9.551% | 1 | 0 | 0 | See source workbook for details. Includes PSE NEI data where applicable. | RTF measure workbook ResMFWeatherization_v4_3, for the measure Low E Storm Window_Single Pane Metal Frame_HZ1_Gas | System | System
Lewis County | Multifamily | Heat Central Gas Boiler | Existing | Low E Storm Window_Double Pane Metal Frame_HZ1_Gas | Heating Energy | 0 | 2024 | 2050 | 36.1897 | per Home | 0 | 1 | 20 | RTF measure workbook ResMFWeatherization_v4_3, for the measure Low E Storm Window_Double Pane Metal Frame_HZ1_Gas | 23.4554 | 5.502% | RTF measure workbook ResMFWeatherization_v4_3, for the measure Low E Storm Window_Double Pane Metal Frame_HZ1_Gas | 0 | RTF measure workbook ResMFWeatherization_v4_3, for the measure Low E Storm Window_Double Pane Metal Frame_HZ1_Gas | 0 | Incremental | 0 | 0 | 0 | 417.1638 | 0 | 0 | 0 | See 'Measure Equipment Cost Source' | RTF measure workbook ResMFWeatherization_v4_3, for the measure Low E Storm Window_Double Pane Metal Frame_HZ1_Gas |  | 100% | 40.47% | 40.45% | 1 | 0 | 0 | See source workbook for details. Includes PSE NEI data where applicable. | RTF measure workbook ResMFWeatherization_v4_3, for the measure Low E Storm Window_Double Pane Metal Frame_HZ1_Gas | System | System
Lewis County | Multifamily - Highly Impacted | Heat Central Gas Boiler | Existing | Low E Storm Window_Double Pane Metal Frame_HZ1_Gas | Heating Energy | 0 | 2024 | 2050 | 33.3408 | per Home | 0 | 1 | 20 | RTF measure workbook ResMFWeatherization_v4_3, for the measure Low E Storm Window_Double Pane Metal Frame_HZ1_Gas | 21.609 | 5.972% | RTF measure workbook ResMFWeatherization_v4_3, for the measure Low E Storm Window_Double Pane Metal Frame_HZ1_Gas | 0 | RTF measure workbook ResMFWeatherization_v4_3, for the measure Low E Storm Window_Double Pane Metal Frame_HZ1_Gas | 0 | Incremental | 0 | 0 | 0 | 384.3238 | 0 | 0 | 0 | See 'Measure Equipment Cost Source' | RTF measure workbook ResMFWeatherization_v4_3, for the measure Low E Storm Window_Double Pane Metal Frame_HZ1_Gas |  | 100% | 40.47% | 40.45% | 1 | 0 | 0 | See source workbook for details. Includes PSE NEI data where applicable. | RTF measure workbook ResMFWeatherization_v4_3, for the measure Low E Storm Window_Double Pane Metal Frame_HZ1_Gas | System | System
Lewis County | Multifamily | Heat Central Gas Furnace | Existing | Low E Storm Window_Single Pane Wood Frame_HZ1_Gas | Heating Energy | 0 | 2024 | 2050 | 36.1897 | per Home | 0 | 1 | 20 | RTF measure workbook ResMFWeatherization_v4_3, for the measure Low E Storm Window_Single Pane Wood Frame_HZ1_Gas | 26.6656 | 8.482% | RTF measure workbook ResMFWeatherization_v4_3, for the measure Low E Storm Window_Single Pane Wood Frame_HZ1_Gas | 0 | RTF measure workbook ResMFWeatherization_v4_3, for the measure Low E Storm Window_Single Pane Wood Frame_HZ1_Gas | 0 | Incremental | 0 | 0 | 0 | 417.1638 | 0 | 0 | 0 | See 'Measure Equipment Cost Source' | RTF measure workbook ResMFWeatherization_v4_3, for the measure Low E Storm Window_Single Pane Wood Frame_HZ1_Gas |  | 100% | 4.838% | 9.551% | 1 | 0 | 0 | See source workbook for details. Includes PSE NEI data where applicable. | RTF measure workbook ResMFWeatherization_v4_3, for the measure Low E Storm Window_Single Pane Wood Frame_HZ1_Gas | System | System
Lewis County | Multifamily - Highly Impacted | Heat Central Gas Furnace | Existing | Low E Storm Window_Single Pane Wood Frame_HZ1_Gas | Heating Energy | 0 | 2024 | 2050 | 33.3408 | per Home | 0 | 1 | 20 | RTF measure workbook ResMFWeatherization_v4_3, for the measure Low E Storm Window_Single Pane Wood Frame_HZ1_Gas | 24.5664 | 9.207% | RTF measure workbook ResMFWeatherization_v4_3, for the measure Low E Storm Window_Single Pane Wood Frame_HZ1_Gas | 0 | RTF measure workbook ResMFWeatherization_v4_3, for the measure Low E Storm Window_Single Pane Wood Frame_HZ1_Gas | 0 | Incremental | 0 | 0 | 0 | 384.3238 | 0 | 0 | 0 | See 'Measure Equipment Cost Source' | RTF measure workbook ResMFWeatherization_v4_3, for the measure Low E Storm Window_Single Pane Wood Frame_HZ1_Gas |  | 100% | 4.838% | 9.551% | 1 | 0 | 0 | See source workbook for details. Includes PSE NEI data where applicable. | RTF measure workbook ResMFWeatherization_v4_3, for the measure Low E Storm Window_Single Pane Wood Frame_HZ1_Gas | System | System
Lewis County | Multifamily | Heat Central Gas Furnace | Existing | Low E Storm Window_Single Pane Metal Frame_HZ1_Gas | Heating Energy | 0 | 2024 | 2050 | 36.1897 | per Home | 0 | 1 | 20 | RTF measure workbook ResMFWeatherization_v4_3, for the measure Low E Storm Window_Single Pane Metal Frame_HZ1_Gas | 34.1904 | 10.88% | RTF measure workbook ResMFWeatherization_v4_3, for the measure Low E Storm Window_Single Pane Metal Frame_HZ1_Gas | 0 | RTF measure workbook ResMFWeatherization_v4_3, for the measure Low E Storm Window_Single Pane Metal Frame_HZ1_Gas | 0 | Incremental | 0 | 0 | 0 | 417.1638 | 0 | 0 | 0 | See 'Measure Equipment Cost Source' | RTF measure workbook ResMFWeatherization_v4_3, for the measure Low E Storm Window_Single Pane Metal Frame_HZ1_Gas |  | 100% | 10.59% | 9.551% | 1 | 0 | 0 | See source workbook for details. Includes PSE NEI data where applicable. | RTF measure workbook ResMFWeatherization_v4_3, for the measure Low E Storm Window_Single Pane Metal Frame_HZ1_Gas | System | System
Lewis County | Multifamily - Highly Impacted | Heat Central Gas Furnace | Existing | Low E Storm Window_Single Pane Metal Frame_HZ1_Gas | Heating Energy | 0 | 2024 | 2050 | 33.3408 | per Home | 0 | 1 | 20 | RTF measure workbook ResMFWeatherization_v4_3, for the measure Low E Storm Window_Single Pane Metal Frame_HZ1_Gas | 31.4988 | 11.8% | RTF measure workbook ResMFWeatherization_v4_3, for the measure Low E Storm Window_Single Pane Metal Frame_HZ1_Gas | 0 | RTF measure workbook ResMFWeatherization_v4_3, for the measure Low E Storm Window_Single Pane Metal Frame_HZ1_Gas | 0 | Incremental | 0 | 0 | 0 | 384.3238 | 0 | 0 | 0 | See 'Measure Equipment Cost Source' | RTF measure workbook ResMFWeatherization_v4_3, for the measure Low E Storm Window_Single Pane Metal Frame_HZ1_Gas |  | 100% | 10.59% | 9.551% | 1 | 0 | 0 | See source workbook for details. Includes PSE NEI data where applicable. | RTF measure workbook ResMFWeatherization_v4_3, for the measure Low E Storm Window_Single Pane Metal Frame_HZ1_Gas | System | System
Lewis County | Multifamily | Heat Central Gas Furnace | Existing | Low E Storm Window_Double Pane Metal Frame_HZ1_Gas | Heating Energy | 0 | 2024 | 2050 | 36.1897 | per Home | 0 | 1 | 20 | RTF measure workbook ResMFWeatherization_v4_3, for the measure Low E Storm Window_Double Pane Metal Frame_HZ1_Gas | 17.2975 | 5.502% | RTF measure workbook ResMFWeatherization_v4_3, for the measure Low E Storm Window_Double Pane Metal Frame_HZ1_Gas | 0 | RTF measure workbook ResMFWeatherization_v4_3, for the measure Low E Storm Window_Double Pane Metal Frame_HZ1_Gas | 0 | Incremental | 0 | 0 | 0 | 417.1638 | 0 | 0 | 0 | See 'Measure Equipment Cost Source' | RTF measure workbook ResMFWeatherization_v4_3, for the measure Low E Storm Window_Double Pane Metal Frame_HZ1_Gas |  | 100% | 40.47% | 40.45% | 1 | 0 | 0 | See source workbook for details. Includes PSE NEI data where applicable. | RTF measure workbook ResMFWeatherization_v4_3, for the measure Low E Storm Window_Double Pane Metal Frame_HZ1_Gas | System | System
Lewis County | Multifamily - Highly Impacted | Heat Central Gas Furnace | Existing | Low E Storm Window_Double Pane Metal Frame_HZ1_Gas | Heating Energy | 0 | 2024 | 2050 | 33.3408 | per Home | 0 | 1 | 20 | RTF measure workbook ResMFWeatherization_v4_3, for the measure Low E Storm Window_Double Pane Metal Frame_HZ1_Gas | 15.9358 | 5.972% | RTF measure workbook ResMFWeatherization_v4_3, for the measure Low E Storm Window_Double Pane Metal Frame_HZ1_Gas | 0 | RTF measure workbook ResMFWeatherization_v4_3, for the measure Low E Storm Window_Double Pane Metal Frame_HZ1_Gas | 0 | Incremental | 0 | 0 | 0 | 384.3238 | 0 | 0 | 0 | See 'Measure Equipment Cost Source' | RTF measure workbook ResMFWeatherization_v4_3, for the measure Low E Storm Window_Double Pane Metal Frame_HZ1_Gas |  | 100% | 40.47% | 40.45% | 1 | 0 | 0 | See source workbook for details. Includes PSE NEI data where applicable. | RTF measure workbook ResMFWeatherization_v4_3, for the measure Low E Storm Window_Double Pane Metal Frame_HZ1_Gas | System | System
Lewis County | Multifamily | Heat Room Gas | Existing | Low E Storm Window_Single Pane Wood Frame_HZ1_Gas | Heating Energy | 0 | 2024 | 2050 | 36.1897 | per Home | 0 | 1 | 20 | RTF measure workbook ResMFWeatherization_v4_3, for the measure Low E Storm Window_Single Pane Wood Frame_HZ1_Gas | 27.3567 | 8.482% | RTF measure workbook ResMFWeatherization_v4_3, for the measure Low E Storm Window_Single Pane Wood Frame_HZ1_Gas | 0 | RTF measure workbook ResMFWeatherization_v4_3, for the measure Low E Storm Window_Single Pane Wood Frame_HZ1_Gas | 0 | Incremental | 0 | 0 | 0 | 417.1638 | 0 | 0 | 0 | See 'Measure Equipment Cost Source' | RTF measure workbook ResMFWeatherization_v4_3, for the measure Low E Storm Window_Single Pane Wood Frame_HZ1_Gas |  | 100% | 1.015% | 9.551% | 1 | 0 | 0 | See source workbook for details. Includes PSE NEI data where applicable. | RTF measure workbook ResMFWeatherization_v4_3, for the measure Low E Storm Window_Single Pane Wood Frame_HZ1_Gas | System | System
Lewis County | Multifamily - Highly Impacted | Heat Room Gas | Existing | Low E Storm Window_Single Pane Wood Frame_HZ1_Gas | Heating Energy | 0 | 2024 | 2050 | 33.3408 | per Home | 0 | 1 | 20 | RTF measure workbook ResMFWeatherization_v4_3, for the measure Low E Storm Window_Single Pane Wood Frame_HZ1_Gas | 25.2031 | 9.207% | RTF measure workbook ResMFWeatherization_v4_3, for the measure Low E Storm Window_Single Pane Wood Frame_HZ1_Gas | 0 | RTF measure workbook ResMFWeatherization_v4_3, for the measure Low E Storm Window_Single Pane Wood Frame_HZ1_Gas | 0 | Incremental | 0 | 0 | 0 | 384.3238 | 0 | 0 | 0 | See 'Measure Equipment Cost Source' | RTF measure workbook ResMFWeatherization_v4_3, for the measure Low E Storm Window_Single Pane Wood Frame_HZ1_Gas |  | 100% | 1.015% | 9.551% | 1 | 0 | 0 | See source workbook for details. Includes PSE NEI data where applicable. | RTF measure workbook ResMFWeatherization_v4_3, for the measure Low E Storm Window_Single Pane Wood Frame_HZ1_Gas | System | System
Lewis County | Multifamily | Heat Room Gas | Existing | Low E Storm Window_Single Pane Metal Frame_HZ1_Gas | Heating Energy | 0 | 2024 | 2050 | 36.1897 | per Home | 0 | 1 | 20 | RTF measure workbook ResMFWeatherization_v4_3, for the measure Low E Storm Window_Single Pane Metal Frame_HZ1_Gas | 35.0765 | 10.88% | RTF measure workbook ResMFWeatherization_v4_3, for the measure Low E Storm Window_Single Pane Metal Frame_HZ1_Gas | 0 | RTF measure workbook ResMFWeatherization_v4_3, for the measure Low E Storm Window_Single Pane Metal Frame_HZ1_Gas | 0 | Incremental | 0 | 0 | 0 | 417.1638 | 0 | 0 | 0 | See 'Measure Equipment Cost Source' | RTF measure workbook ResMFWeatherization_v4_3, for the measure Low E Storm Window_Single Pane Metal Frame_HZ1_Gas |  | 100% | 7.616% | 9.551% | 1 | 0 | 0 | See source workbook for details. Includes PSE NEI data where applicable. | RTF measure workbook ResMFWeatherization_v4_3, for the measure Low E Storm Window_Single Pane Metal Frame_HZ1_Gas | System | System
Lewis County | Multifamily - Highly Impacted | Heat Room Gas | Existing | Low E Storm Window_Single Pane Metal Frame_HZ1_Gas | Heating Energy | 0 | 2024 | 2050 | 33.3408 | per Home | 0 | 1 | 20 | RTF measure workbook ResMFWeatherization_v4_3, for the measure Low E Storm Window_Single Pane Metal Frame_HZ1_Gas | 32.3152 | 11.8% | RTF measure workbook ResMFWeatherization_v4_3, for the measure Low E Storm Window_Single Pane Metal Frame_HZ1_Gas | 0 | RTF measure workbook ResMFWeatherization_v4_3, for the measure Low E Storm Window_Single Pane Metal Frame_HZ1_Gas | 0 | Incremental | 0 | 0 | 0 | 384.3238 | 0 | 0 | 0 | See 'Measure Equipment Cost Source' | RTF measure workbook ResMFWeatherization_v4_3, for the measure Low E Storm Window_Single Pane Metal Frame_HZ1_Gas |  | 100% | 7.616% | 9.551% | 1 | 0 | 0 | See source workbook for details. Includes PSE NEI data where applicable. | RTF measure workbook ResMFWeatherization_v4_3, for the measure Low E Storm Window_Single Pane Metal Frame_HZ1_Gas | System | System
Lewis County | Multifamily | Heat Room Gas | Existing | Low E Storm Window_Double Pane Metal Frame_HZ1_Gas | Heating Energy | 0 | 2024 | 2050 | 36.1897 | per Home | 0 | 1 | 20 | RTF measure workbook ResMFWeatherization_v4_3, for the measure Low E Storm Window_Double Pane Metal Frame_HZ1_Gas | 17.7458 | 5.502% | RTF measure workbook ResMFWeatherization_v4_3, for the measure Low E Storm Window_Double Pane Metal Frame_HZ1_Gas | 0 | RTF measure workbook ResMFWeatherization_v4_3, for the measure Low E Storm Window_Double Pane Metal Frame_HZ1_Gas | 0 | Incremental | 0 | 0 | 0 | 417.1638 | 0 | 0 | 0 | See 'Measure Equipment Cost Source' | RTF measure workbook ResMFWeatherization_v4_3, for the measure Low E Storm Window_Double Pane Metal Frame_HZ1_Gas |  | 100% | 18.99% | 40.45% | 1 | 0 | 0 | See source workbook for details. Includes PSE NEI data where applicable. | RTF measure workbook ResMFWeatherization_v4_3, for the measure Low E Storm Window_Double Pane Metal Frame_HZ1_Gas | System | System
Lewis County | Multifamily - Highly Impacted | Heat Room Gas | Existing | Low E Storm Window_Double Pane Metal Frame_HZ1_Gas | Heating Energy | 0 | 2024 | 2050 | 33.3408 | per Home | 0 | 1 | 20 | RTF measure workbook ResMFWeatherization_v4_3, for the measure Low E Storm Window_Double Pane Metal Frame_HZ1_Gas | 16.3488 | 5.972% | RTF measure workbook ResMFWeatherization_v4_3, for the measure Low E Storm Window_Double Pane Metal Frame_HZ1_Gas | 0 | RTF measure workbook ResMFWeatherization_v4_3, for the measure Low E Storm Window_Double Pane Metal Frame_HZ1_Gas | 0 | Incremental | 0 | 0 | 0 | 384.3238 | 0 | 0 | 0 | See 'Measure Equipment Cost Source' | RTF measure workbook ResMFWeatherization_v4_3, for the measure Low E Storm Window_Double Pane Metal Frame_HZ1_Gas |  | 100% | 18.99% | 40.45% | 1 | 0 | 0 | See source workbook for details. Includes PSE NEI data where applicable. | RTF measure workbook ResMFWeatherization_v4_3, for the measure Low E Storm Window_Double Pane Metal Frame_HZ1_Gas | System | System
Lewis County | Single Family | Heat Central Gas Boiler | Existing | Windows - Add a Low-e Storm Window to an existing Single Paned Window - Heating Zone 1 (Gas FAF - Non-Condensing) | Gas Heating and Cooling | 0 | 2024 | 2050 | 173.9813 | per Home | 0 | 1 | 20 | RTF measure workbook ResSFWx_v4_4, for the measure Windows - Add a Low-e Storm Window to an existing Single Paned Window - Heating Zone 1 (Gas FAF - Non-Condensing) | 76.8495 | 11.89% | RTF measure workbook ResSFWx_v4_4, for the measure Windows - Add a Low-e Storm Window to an existing Single Paned Window - Heating Zone 1 (Gas FAF - Non-Condensing) | 111.3346 | RTF measure workbook ResSFWx_v4_4, for the measure Windows - Add a Low-e Storm Window to an existing Single Paned Window - Heating Zone 1 (Gas FAF - Non-Condensing) | 0 | Incremental | 0 | 0 | 0 | 2001.7471 | 0 | 0 | 0 | See 'Measure Equipment Cost Source' | RTF measure workbook ResSFWx_v4_4, for the measure Windows - Add a Low-e Storm Window to an existing Single Paned Window - Heating Zone 1 (Gas FAF - Non-Condensing) |  | 100% | 6.508% | 20.95% | 1 | 0 | 0 | See source workbook for details. Includes PSE NEI data where applicable. | RTF measure workbook ResSFWx_v4_4, for the measure Windows - Add a Low-e Storm Window to an existing Single Paned Window - Heating Zone 1 (Gas FAF - Non-Condensing) | System | System
Lewis County | Single Family - Highly Impacted | Heat Central Gas Boiler | Existing | Windows - Add a Low-e Storm Window to an existing Single Paned Window - Heating Zone 1 (Gas FAF - Non-Condensing) | Gas Heating and Cooling | 0 | 2024 | 2050 | 157.6097 | per Home | 0 | 1 | 20 | RTF measure workbook ResSFWx_v4_4, for the measure Windows - Add a Low-e Storm Window to an existing Single Paned Window - Heating Zone 1 (Gas FAF - Non-Condensing) | 69.618 | 14.97% | RTF measure workbook ResSFWx_v4_4, for the measure Windows - Add a Low-e Storm Window to an existing Single Paned Window - Heating Zone 1 (Gas FAF - Non-Condensing) | 100.858 | RTF measure workbook ResSFWx_v4_4, for the measure Windows - Add a Low-e Storm Window to an existing Single Paned Window - Heating Zone 1 (Gas FAF - Non-Condensing) | 0 | Incremental | 0 | 0 | 0 | 1813.3825 | 0 | 0 | 0 | See 'Measure Equipment Cost Source' | RTF measure workbook ResSFWx_v4_4, for the measure Windows - Add a Low-e Storm Window to an existing Single Paned Window - Heating Zone 1 (Gas FAF - Non-Condensing) |  | 100% | 6.508% | 20.95% | 1 | 0 | 0 | See source workbook for details. Includes PSE NEI data where applicable. | RTF measure workbook ResSFWx_v4_4, for the measure Windows - Add a Low-e Storm Window to an existing Single Paned Window - Heating Zone 1 (Gas FAF - Non-Condensing) | System | System
Lewis County | Single Family | Heat Central Gas Furnace | Existing | Windows - Add a Low-e Storm Window to an existing Single Paned Window - Heating Zone 1 (Gas FAF - Non-Condensing) | Gas Heating and Cooling | 0 | 2024 | 2050 | 173.9813 | per Home | 0 | 1 | 20 | RTF measure workbook ResSFWx_v4_4, for the measure Windows - Add a Low-e Storm Window to an existing Single Paned Window - Heating Zone 1 (Gas FAF - Non-Condensing) | 56.6736 | 11.89% | RTF measure workbook ResSFWx_v4_4, for the measure Windows - Add a Low-e Storm Window to an existing Single Paned Window - Heating Zone 1 (Gas FAF - Non-Condensing) | 111.3346 | RTF measure workbook ResSFWx_v4_4, for the measure Windows - Add a Low-e Storm Window to an existing Single Paned Window - Heating Zone 1 (Gas FAF - Non-Condensing) | 0 | Incremental | 0 | 0 | 0 | 2001.7471 | 0 | 0 | 0 | See 'Measure Equipment Cost Source' | RTF measure workbook ResSFWx_v4_4, for the measure Windows - Add a Low-e Storm Window to an existing Single Paned Window - Heating Zone 1 (Gas FAF - Non-Condensing) |  | 100% | 6.508% | 20.95% | 1 | 0 | 0 | See source workbook for details. Includes PSE NEI data where applicable. | RTF measure workbook ResSFWx_v4_4, for the measure Windows - Add a Low-e Storm Window to an existing Single Paned Window - Heating Zone 1 (Gas FAF - Non-Condensing) | System | System
Lewis County | Single Family - Highly Impacted | Heat Central Gas Furnace | Existing | Windows - Add a Low-e Storm Window to an existing Single Paned Window - Heating Zone 1 (Gas FAF - Non-Condensing) | Gas Heating and Cooling | 0 | 2024 | 2050 | 157.6097 | per Home | 0 | 1 | 20 | RTF measure workbook ResSFWx_v4_4, for the measure Windows - Add a Low-e Storm Window to an existing Single Paned Window - Heating Zone 1 (Gas FAF - Non-Condensing) | 51.3406 | 14.97% | RTF measure workbook ResSFWx_v4_4, for the measure Windows - Add a Low-e Storm Window to an existing Single Paned Window - Heating Zone 1 (Gas FAF - Non-Condensing) | 100.858 | RTF measure workbook ResSFWx_v4_4, for the measure Windows - Add a Low-e Storm Window to an existing Single Paned Window - Heating Zone 1 (Gas FAF - Non-Condensing) | 0 | Incremental | 0 | 0 | 0 | 1813.3825 | 0 | 0 | 0 | See 'Measure Equipment Cost Source' | RTF measure workbook ResSFWx_v4_4, for the measure Windows - Add a Low-e Storm Window to an existing Single Paned Window - Heating Zone 1 (Gas FAF - Non-Condensing) |  | 100% | 6.508% | 20.95% | 1 | 0 | 0 | See source workbook for details. Includes PSE NEI data where applicable. | RTF measure workbook ResSFWx_v4_4, for the measure Windows - Add a Low-e Storm Window to an existing Single Paned Window - Heating Zone 1 (Gas FAF - Non-Condensing) | System | System
Lewis County | Single Family | Heat Room Gas | Existing | Windows - Add a Low-e Storm Window to an existing Single Paned Window - Heating Zone 1 (Gas FAF - Non-Condensing) | Gas Heating and Cooling | 0 | 2024 | 2050 | 173.9813 | per Home | 0 | 1 | 20 | RTF measure workbook ResSFWx_v4_4, for the measure Windows - Add a Low-e Storm Window to an existing Single Paned Window - Heating Zone 1 (Gas FAF - Non-Condensing) | 58.1424 | 11.89% | RTF measure workbook ResSFWx_v4_4, for the measure Windows - Add a Low-e Storm Window to an existing Single Paned Window - Heating Zone 1 (Gas FAF - Non-Condensing) | 111.3346 | RTF measure workbook ResSFWx_v4_4, for the measure Windows - Add a Low-e Storm Window to an existing Single Paned Window - Heating Zone 1 (Gas FAF - Non-Condensing) | 0 | Incremental | 0 | 0 | 0 | 2001.7471 | 0 | 0 | 0 | See 'Measure Equipment Cost Source' | RTF measure workbook ResSFWx_v4_4, for the measure Windows - Add a Low-e Storm Window to an existing Single Paned Window - Heating Zone 1 (Gas FAF - Non-Condensing) |  | 100% | 6.508% | 20.95% | 1 | 0 | 0 | See source workbook for details. Includes PSE NEI data where applicable. | RTF measure workbook ResSFWx_v4_4, for the measure Windows - Add a Low-e Storm Window to an existing Single Paned Window - Heating Zone 1 (Gas FAF - Non-Condensing) | System | System
Lewis County | Single Family - Highly Impacted | Heat Room Gas | Existing | Windows - Add a Low-e Storm Window to an existing Single Paned Window - Heating Zone 1 (Gas FAF - Non-Condensing) | Gas Heating and Cooling | 0 | 2024 | 2050 | 157.6097 | per Home | 0 | 1 | 20 | RTF measure workbook ResSFWx_v4_4, for the measure Windows - Add a Low-e Storm Window to an existing Single Paned Window - Heating Zone 1 (Gas FAF - Non-Condensing) | 52.6712 | 14.97% | RTF measure workbook ResSFWx_v4_4, for the measure Windows - Add a Low-e Storm Window to an existing Single Paned Window - Heating Zone 1 (Gas FAF - Non-Condensing) | 100.858 | RTF measure workbook ResSFWx_v4_4, for the measure Windows - Add a Low-e Storm Window to an existing Single Paned Window - Heating Zone 1 (Gas FAF - Non-Condensing) | 0 | Incremental | 0 | 0 | 0 | 1813.3825 | 0 | 0 | 0 | See 'Measure Equipment Cost Source' | RTF measure workbook ResSFWx_v4_4, for the measure Windows - Add a Low-e Storm Window to an existing Single Paned Window - Heating Zone 1 (Gas FAF - Non-Condensing) |  | 100% | 6.508% | 20.95% | 1 | 0 | 0 | See source workbook for details. Includes PSE NEI data where applicable. | RTF measure workbook ResSFWx_v4_4, for the measure Windows - Add a Low-e Storm Window to an existing Single Paned Window - Heating Zone 1 (Gas FAF - Non-Condensing) | System | System
Lewis County | Single Family | Heat Central Gas Boiler | Existing | Windows - Add a Low-e Storm Window to an existing Double Paned Window - Heating Zone 1 (Gas FAF - Non-Condensing) | Gas Heating and Cooling | 0 | 2024 | 2050 | 173.9813 | per Home | 0 | 1 | 20 | RTF measure workbook ResSFWx_v4_4, for the measure Windows - Add a Low-e Storm Window to an existing Double Paned Window - Heating Zone 1 (Gas FAF - Non-Condensing) | 50.3813 | 7.794% | RTF measure workbook ResSFWx_v4_4, for the measure Windows - Add a Low-e Storm Window to an existing Double Paned Window - Heating Zone 1 (Gas FAF - Non-Condensing) | 78.45 | RTF measure workbook ResSFWx_v4_4, for the measure Windows - Add a Low-e Storm Window to an existing Double Paned Window - Heating Zone 1 (Gas FAF - Non-Condensing) | 0 | Incremental | 0 | 0 | 0 | 2001.7471 | 0 | 0 | 0 | See 'Measure Equipment Cost Source' | RTF measure workbook ResSFWx_v4_4, for the measure Windows - Add a Low-e Storm Window to an existing Double Paned Window - Heating Zone 1 (Gas FAF - Non-Condensing) |  | 100% | 26.38% | 78.77% | 1 | 0 | 0 | See source workbook for details. Includes PSE NEI data where applicable. | RTF measure workbook ResSFWx_v4_4, for the measure Windows - Add a Low-e Storm Window to an existing Double Paned Window - Heating Zone 1 (Gas FAF - Non-Condensing) | System | System
Lewis County | Single Family - Highly Impacted | Heat Central Gas Boiler | Existing | Windows - Add a Low-e Storm Window to an existing Double Paned Window - Heating Zone 1 (Gas FAF - Non-Condensing) | Gas Heating and Cooling | 0 | 2024 | 2050 | 157.6097 | per Home | 0 | 1 | 20 | RTF measure workbook ResSFWx_v4_4, for the measure Windows - Add a Low-e Storm Window to an existing Double Paned Window - Heating Zone 1 (Gas FAF - Non-Condensing) | 45.6404 | 9.815% | RTF measure workbook ResSFWx_v4_4, for the measure Windows - Add a Low-e Storm Window to an existing Double Paned Window - Heating Zone 1 (Gas FAF - Non-Condensing) | 71.0678 | RTF measure workbook ResSFWx_v4_4, for the measure Windows - Add a Low-e Storm Window to an existing Double Paned Window - Heating Zone 1 (Gas FAF - Non-Condensing) | 0 | Incremental | 0 | 0 | 0 | 1813.3825 | 0 | 0 | 0 | See 'Measure Equipment Cost Source' | RTF measure workbook ResSFWx_v4_4, for the measure Windows - Add a Low-e Storm Window to an existing Double Paned Window - Heating Zone 1 (Gas FAF - Non-Condensing) |  | 100% | 26.38% | 78.77% | 1 | 0 | 0 | See source workbook for details. Includes PSE NEI data where applicable. | RTF measure workbook ResSFWx_v4_4, for the measure Windows - Add a Low-e Storm Window to an existing Double Paned Window - Heating Zone 1 (Gas FAF - Non-Condensing) | System | System
Lewis County | Single Family | Heat Central Gas Furnace | Existing | Windows - Add a Low-e Storm Window to an existing Double Paned Window - Heating Zone 1 (Gas FAF - Non-Condensing) | Gas Heating and Cooling | 0 | 2024 | 2050 | 173.9813 | per Home | 0 | 1 | 20 | RTF measure workbook ResSFWx_v4_4, for the measure Windows - Add a Low-e Storm Window to an existing Double Paned Window - Heating Zone 1 (Gas FAF - Non-Condensing) | 37.1543 | 7.794% | RTF measure workbook ResSFWx_v4_4, for the measure Windows - Add a Low-e Storm Window to an existing Double Paned Window - Heating Zone 1 (Gas FAF - Non-Condensing) | 78.45 | RTF measure workbook ResSFWx_v4_4, for the measure Windows - Add a Low-e Storm Window to an existing Double Paned Window - Heating Zone 1 (Gas FAF - Non-Condensing) | 0 | Incremental | 0 | 0 | 0 | 2001.7471 | 0 | 0 | 0 | See 'Measure Equipment Cost Source' | RTF measure workbook ResSFWx_v4_4, for the measure Windows - Add a Low-e Storm Window to an existing Double Paned Window - Heating Zone 1 (Gas FAF - Non-Condensing) |  | 100% | 26.38% | 78.77% | 1 | 0 | 0 | See source workbook for details. Includes PSE NEI data where applicable. | RTF measure workbook ResSFWx_v4_4, for the measure Windows - Add a Low-e Storm Window to an existing Double Paned Window - Heating Zone 1 (Gas FAF - Non-Condensing) | System | System
Lewis County | Single Family - Highly Impacted | Heat Central Gas Furnace | Existing | Windows - Add a Low-e Storm Window to an existing Double Paned Window - Heating Zone 1 (Gas FAF - Non-Condensing) | Gas Heating and Cooling | 0 | 2024 | 2050 | 157.6097 | per Home | 0 | 1 | 20 | RTF measure workbook ResSFWx_v4_4, for the measure Windows - Add a Low-e Storm Window to an existing Double Paned Window - Heating Zone 1 (Gas FAF - Non-Condensing) | 33.6581 | 9.815% | RTF measure workbook ResSFWx_v4_4, for the measure Windows - Add a Low-e Storm Window to an existing Double Paned Window - Heating Zone 1 (Gas FAF - Non-Condensing) | 71.0678 | RTF measure workbook ResSFWx_v4_4, for the measure Windows - Add a Low-e Storm Window to an existing Double Paned Window - Heating Zone 1 (Gas FAF - Non-Condensing) | 0 | Incremental | 0 | 0 | 0 | 1813.3825 | 0 | 0 | 0 | See 'Measure Equipment Cost Source' | RTF measure workbook ResSFWx_v4_4, for the measure Windows - Add a Low-e Storm Window to an existing Double Paned Window - Heating Zone 1 (Gas FAF - Non-Condensing) |  | 100% | 26.38% | 78.77% | 1 | 0 | 0 | See source workbook for details. Includes PSE NEI data where applicable. | RTF measure workbook ResSFWx_v4_4, for the measure Windows - Add a Low-e Storm Window to an existing Double Paned Window - Heating Zone 1 (Gas FAF - Non-Condensing) | System | System
Lewis County | Single Family | Heat Room Gas | Existing | Windows - Add a Low-e Storm Window to an existing Double Paned Window - Heating Zone 1 (Gas FAF - Non-Condensing) | Gas Heating and Cooling | 0 | 2024 | 2050 | 173.9813 | per Home | 0 | 1 | 20 | RTF measure workbook ResSFWx_v4_4, for the measure Windows - Add a Low-e Storm Window to an existing Double Paned Window - Heating Zone 1 (Gas FAF - Non-Condensing) | 38.1173 | 7.794% | RTF measure workbook ResSFWx_v4_4, for the measure Windows - Add a Low-e Storm Window to an existing Double Paned Window - Heating Zone 1 (Gas FAF - Non-Condensing) | 78.45 | RTF measure workbook ResSFWx_v4_4, for the measure Windows - Add a Low-e Storm Window to an existing Double Paned Window - Heating Zone 1 (Gas FAF - Non-Condensing) | 0 | Incremental | 0 | 0 | 0 | 2001.7471 | 0 | 0 | 0 | See 'Measure Equipment Cost Source' | RTF measure workbook ResSFWx_v4_4, for the measure Windows - Add a Low-e Storm Window to an existing Double Paned Window - Heating Zone 1 (Gas FAF - Non-Condensing) |  | 100% | 26.38% | 78.77% | 1 | 0 | 0 | See source workbook for details. Includes PSE NEI data where applicable. | RTF measure workbook ResSFWx_v4_4, for the measure Windows - Add a Low-e Storm Window to an existing Double Paned Window - Heating Zone 1 (Gas FAF - Non-Condensing) | System | System
Lewis County | Single Family - Highly Impacted | Heat Room Gas | Existing | Windows - Add a Low-e Storm Window to an existing Double Paned Window - Heating Zone 1 (Gas FAF - Non-Condensing) | Gas Heating and Cooling | 0 | 2024 | 2050 | 157.6097 | per Home | 0 | 1 | 20 | RTF measure workbook ResSFWx_v4_4, for the measure Windows - Add a Low-e Storm Window to an existing Double Paned Window - Heating Zone 1 (Gas FAF - Non-Condensing) | 34.5304 | 9.815% | RTF measure workbook ResSFWx_v4_4, for the measure Windows - Add a Low-e Storm Window to an existing Double Paned Window - Heating Zone 1 (Gas FAF - Non-Condensing) | 71.0678 | RTF measure workbook ResSFWx_v4_4, for the measure Windows - Add a Low-e Storm Window to an existing Double Paned Window - Heating Zone 1 (Gas FAF - Non-Condensing) | 0 | Incremental | 0 | 0 | 0 | 1813.3825 | 0 | 0 | 0 | See 'Measure Equipment Cost Source' | RTF measure workbook ResSFWx_v4_4, for the measure Windows - Add a Low-e Storm Window to an existing Double Paned Window - Heating Zone 1 (Gas FAF - Non-Condensing) |  | 100% | 26.38% | 78.77% | 1 | 0 | 0 | See source workbook for details. Includes PSE NEI data where applicable. | RTF measure workbook ResSFWx_v4_4, for the measure Windows - Add a Low-e Storm Window to an existing Double Paned Window - Heating Zone 1 (Gas FAF - Non-Condensing) | System | System
Lewis County | Manufactured | Heat Central Gas Boiler | Existing | Non-Condensing - Gas Furnace_HZ1_Low-e Storm Window for existing Single Pane Window (per sf) | Gas Heating & Cooling | 0 | 2024 | 2050 | 178.2998 | per Home | 0 | 1 | 20 | RTF measure workbook ResSFWx_v4_4, for the measure Non-Condensing - Gas Furnace_HZ1_Low-e Storm Window for existing Single Pane Window (per sf) | 145.617 | 24.95% | RTF measure workbook ResSFWx_v4_4, for the measure Non-Condensing - Gas Furnace_HZ1_Low-e Storm Window for existing Single Pane Window (per sf) | 185.2091 | RTF measure workbook ResSFWx_v4_4, for the measure Non-Condensing - Gas Furnace_HZ1_Low-e Storm Window for existing Single Pane Window (per sf) | 0 | Incremental | 0 | 0 | 0 | 2057.9835 | 0 | 0 | 0 | See 'Measure Equipment Cost Source' | RTF measure workbook ResSFWx_v4_4, for the measure Non-Condensing - Gas Furnace_HZ1_Low-e Storm Window for existing Single Pane Window (per sf) |  | 100% | 16.17% | 44.5% | 1 | 0 | 0 | See source workbook for details. Includes PSE NEI data where applicable. | RTF measure workbook ResSFWx_v4_4, for the measure Non-Condensing - Gas Furnace_HZ1_Low-e Storm Window for existing Single Pane Window (per sf) | System | System
Lewis County | Manufactured - Highly Impacted | Heat Central Gas Boiler | Existing | Non-Condensing - Gas Furnace_HZ1_Low-e Storm Window for existing Single Pane Window (per sf) | Gas Heating & Cooling | 0 | 2024 | 2050 | 156.9934 | per Home | 0 | 1 | 20 | RTF measure workbook ResSFWx_v4_4, for the measure Non-Condensing - Gas Furnace_HZ1_Low-e Storm Window for existing Single Pane Window (per sf) | 128.2161 | 28.33% | RTF measure workbook ResSFWx_v4_4, for the measure Non-Condensing - Gas Furnace_HZ1_Low-e Storm Window for existing Single Pane Window (per sf) | 163.0771 | RTF measure workbook ResSFWx_v4_4, for the measure Non-Condensing - Gas Furnace_HZ1_Low-e Storm Window for existing Single Pane Window (per sf) | 0 | Incremental | 0 | 0 | 0 | 1812.0598 | 0 | 0 | 0 | See 'Measure Equipment Cost Source' | RTF measure workbook ResSFWx_v4_4, for the measure Non-Condensing - Gas Furnace_HZ1_Low-e Storm Window for existing Single Pane Window (per sf) |  | 100% | 16.17% | 44.5% | 1 | 0 | 0 | See source workbook for details. Includes PSE NEI data where applicable. | RTF measure workbook ResSFWx_v4_4, for the measure Non-Condensing - Gas Furnace_HZ1_Low-e Storm Window for existing Single Pane Window (per sf) | System | System
Lewis County | Manufactured | Heat Central Gas Furnace | Existing | Non-Condensing - Gas Furnace_HZ1_Low-e Storm Window for existing Single Pane Window (per sf) | Gas Heating & Cooling | 0 | 2024 | 2050 | 178.2998 | per Home | 0 | 1 | 20 | RTF measure workbook ResSFWx_v4_4, for the measure Non-Condensing - Gas Furnace_HZ1_Low-e Storm Window for existing Single Pane Window (per sf) | 107.3871 | 24.95% | RTF measure workbook ResSFWx_v4_4, for the measure Non-Condensing - Gas Furnace_HZ1_Low-e Storm Window for existing Single Pane Window (per sf) | 185.2091 | RTF measure workbook ResSFWx_v4_4, for the measure Non-Condensing - Gas Furnace_HZ1_Low-e Storm Window for existing Single Pane Window (per sf) | 0 | Incremental | 0 | 0 | 0 | 2057.9835 | 0 | 0 | 0 | See 'Measure Equipment Cost Source' | RTF measure workbook ResSFWx_v4_4, for the measure Non-Condensing - Gas Furnace_HZ1_Low-e Storm Window for existing Single Pane Window (per sf) |  | 100% | 16.17% | 44.5% | 1 | 0 | 0 | See source workbook for details. Includes PSE NEI data where applicable. | RTF measure workbook ResSFWx_v4_4, for the measure Non-Condensing - Gas Furnace_HZ1_Low-e Storm Window for existing Single Pane Window (per sf) | System | System
Lewis County | Manufactured - Highly Impacted | Heat Central Gas Furnace | Existing | Non-Condensing - Gas Furnace_HZ1_Low-e Storm Window for existing Single Pane Window (per sf) | Gas Heating & Cooling | 0 | 2024 | 2050 | 156.9934 | per Home | 0 | 1 | 20 | RTF measure workbook ResSFWx_v4_4, for the measure Non-Condensing - Gas Furnace_HZ1_Low-e Storm Window for existing Single Pane Window (per sf) | 94.5546 | 28.33% | RTF measure workbook ResSFWx_v4_4, for the measure Non-Condensing - Gas Furnace_HZ1_Low-e Storm Window for existing Single Pane Window (per sf) | 163.0771 | RTF measure workbook ResSFWx_v4_4, for the measure Non-Condensing - Gas Furnace_HZ1_Low-e Storm Window for existing Single Pane Window (per sf) | 0 | Incremental | 0 | 0 | 0 | 1812.0598 | 0 | 0 | 0 | See 'Measure Equipment Cost Source' | RTF measure workbook ResSFWx_v4_4, for the measure Non-Condensing - Gas Furnace_HZ1_Low-e Storm Window for existing Single Pane Window (per sf) |  | 100% | 16.17% | 44.5% | 1 | 0 | 0 | See source workbook for details. Includes PSE NEI data where applicable. | RTF measure workbook ResSFWx_v4_4, for the measure Non-Condensing - Gas Furnace_HZ1_Low-e Storm Window for existing Single Pane Window (per sf) | System | System
Lewis County | Manufactured | Heat Room Gas | Existing | Non-Condensing - Gas Furnace_HZ1_Low-e Storm Window for existing Single Pane Window (per sf) | Gas Heating & Cooling | 0 | 2024 | 2050 | 178.2998 | per Home | 0 | 1 | 20 | RTF measure workbook ResSFWx_v4_4, for the measure Non-Condensing - Gas Furnace_HZ1_Low-e Storm Window for existing Single Pane Window (per sf) | 110.1701 | 24.95% | RTF measure workbook ResSFWx_v4_4, for the measure Non-Condensing - Gas Furnace_HZ1_Low-e Storm Window for existing Single Pane Window (per sf) | 185.2091 | RTF measure workbook ResSFWx_v4_4, for the measure Non-Condensing - Gas Furnace_HZ1_Low-e Storm Window for existing Single Pane Window (per sf) | 0 | Incremental | 0 | 0 | 0 | 2057.9835 | 0 | 0 | 0 | See 'Measure Equipment Cost Source' | RTF measure workbook ResSFWx_v4_4, for the measure Non-Condensing - Gas Furnace_HZ1_Low-e Storm Window for existing Single Pane Window (per sf) |  | 100% | 16.17% | 44.5% | 1 | 0 | 0 | See source workbook for details. Includes PSE NEI data where applicable. | RTF measure workbook ResSFWx_v4_4, for the measure Non-Condensing - Gas Furnace_HZ1_Low-e Storm Window for existing Single Pane Window (per sf) | System | System
Lewis County | Manufactured - Highly Impacted | Heat Room Gas | Existing | Non-Condensing - Gas Furnace_HZ1_Low-e Storm Window for existing Single Pane Window (per sf) | Gas Heating & Cooling | 0 | 2024 | 2050 | 156.9934 | per Home | 0 | 1 | 20 | RTF measure workbook ResSFWx_v4_4, for the measure Non-Condensing - Gas Furnace_HZ1_Low-e Storm Window for existing Single Pane Window (per sf) | 97.0051 | 28.33% | RTF measure workbook ResSFWx_v4_4, for the measure Non-Condensing - Gas Furnace_HZ1_Low-e Storm Window for existing Single Pane Window (per sf) | 163.0771 | RTF measure workbook ResSFWx_v4_4, for the measure Non-Condensing - Gas Furnace_HZ1_Low-e Storm Window for existing Single Pane Window (per sf) | 0 | Incremental | 0 | 0 | 0 | 1812.0598 | 0 | 0 | 0 | See 'Measure Equipment Cost Source' | RTF measure workbook ResSFWx_v4_4, for the measure Non-Condensing - Gas Furnace_HZ1_Low-e Storm Window for existing Single Pane Window (per sf) |  | 100% | 16.17% | 44.5% | 1 | 0 | 0 | See source workbook for details. Includes PSE NEI data where applicable. | RTF measure workbook ResSFWx_v4_4, for the measure Non-Condensing - Gas Furnace_HZ1_Low-e Storm Window for existing Single Pane Window (per sf) | System | System
Lewis County | Manufactured | Heat Central Gas Boiler | Existing | Non-Condensing - Gas Furnace_HZ1_Low-e Storm Window for existing Double Pane Window (per sf) | Gas Heating & Cooling | 0 | 2024 | 2050 | 178.2998 | per Home | 0 | 1 | 20 | RTF measure workbook ResSFWx_v4_4, for the measure Non-Condensing - Gas Furnace_HZ1_Low-e Storm Window for existing Double Pane Window (per sf) | 67.3113 | 11.53% | RTF measure workbook ResSFWx_v4_4, for the measure Non-Condensing - Gas Furnace_HZ1_Low-e Storm Window for existing Double Pane Window (per sf) | 77.3955 | RTF measure workbook ResSFWx_v4_4, for the measure Non-Condensing - Gas Furnace_HZ1_Low-e Storm Window for existing Double Pane Window (per sf) | 0 | Incremental | 0 | 0 | 0 | 2057.9835 | 0 | 0 | 0 | See 'Measure Equipment Cost Source' | RTF measure workbook ResSFWx_v4_4, for the measure Non-Condensing - Gas Furnace_HZ1_Low-e Storm Window for existing Double Pane Window (per sf) |  | 100% | 3.6% | 55.5% | 1 | 0 | 0 | See source workbook for details. Includes PSE NEI data where applicable. | RTF measure workbook ResSFWx_v4_4, for the measure Non-Condensing - Gas Furnace_HZ1_Low-e Storm Window for existing Double Pane Window (per sf) | System | System
Lewis County | Manufactured - Highly Impacted | Heat Central Gas Boiler | Existing | Non-Condensing - Gas Furnace_HZ1_Low-e Storm Window for existing Double Pane Window (per sf) | Gas Heating & Cooling | 0 | 2024 | 2050 | 156.9934 | per Home | 0 | 1 | 20 | RTF measure workbook ResSFWx_v4_4, for the measure Non-Condensing - Gas Furnace_HZ1_Low-e Storm Window for existing Double Pane Window (per sf) | 59.2678 | 13.1% | RTF measure workbook ResSFWx_v4_4, for the measure Non-Condensing - Gas Furnace_HZ1_Low-e Storm Window for existing Double Pane Window (per sf) | 68.1469 | RTF measure workbook ResSFWx_v4_4, for the measure Non-Condensing - Gas Furnace_HZ1_Low-e Storm Window for existing Double Pane Window (per sf) | 0 | Incremental | 0 | 0 | 0 | 1812.0598 | 0 | 0 | 0 | See 'Measure Equipment Cost Source' | RTF measure workbook ResSFWx_v4_4, for the measure Non-Condensing - Gas Furnace_HZ1_Low-e Storm Window for existing Double Pane Window (per sf) |  | 100% | 3.6% | 55.5% | 1 | 0 | 0 | See source workbook for details. Includes PSE NEI data where applicable. | RTF measure workbook ResSFWx_v4_4, for the measure Non-Condensing - Gas Furnace_HZ1_Low-e Storm Window for existing Double Pane Window (per sf) | System | System
Lewis County | Manufactured | Heat Central Gas Furnace | Existing | Non-Condensing - Gas Furnace_HZ1_Low-e Storm Window for existing Double Pane Window (per sf) | Gas Heating & Cooling | 0 | 2024 | 2050 | 178.2998 | per Home | 0 | 1 | 20 | RTF measure workbook ResSFWx_v4_4, for the measure Non-Condensing - Gas Furnace_HZ1_Low-e Storm Window for existing Double Pane Window (per sf) | 49.6396 | 11.53% | RTF measure workbook ResSFWx_v4_4, for the measure Non-Condensing - Gas Furnace_HZ1_Low-e Storm Window for existing Double Pane Window (per sf) | 77.3955 | RTF measure workbook ResSFWx_v4_4, for the measure Non-Condensing - Gas Furnace_HZ1_Low-e Storm Window for existing Double Pane Window (per sf) | 0 | Incremental | 0 | 0 | 0 | 2057.9835 | 0 | 0 | 0 | See 'Measure Equipment Cost Source' | RTF measure workbook ResSFWx_v4_4, for the measure Non-Condensing - Gas Furnace_HZ1_Low-e Storm Window for existing Double Pane Window (per sf) |  | 100% | 3.6% | 55.5% | 1 | 0 | 0 | See source workbook for details. Includes PSE NEI data where applicable. | RTF measure workbook ResSFWx_v4_4, for the measure Non-Condensing - Gas Furnace_HZ1_Low-e Storm Window for existing Double Pane Window (per sf) | System | System
Lewis County | Manufactured - Highly Impacted | Heat Central Gas Furnace | Existing | Non-Condensing - Gas Furnace_HZ1_Low-e Storm Window for existing Double Pane Window (per sf) | Gas Heating & Cooling | 0 | 2024 | 2050 | 156.9934 | per Home | 0 | 1 | 20 | RTF measure workbook ResSFWx_v4_4, for the measure Non-Condensing - Gas Furnace_HZ1_Low-e Storm Window for existing Double Pane Window (per sf) | 43.7078 | 13.1% | RTF measure workbook ResSFWx_v4_4, for the measure Non-Condensing - Gas Furnace_HZ1_Low-e Storm Window for existing Double Pane Window (per sf) | 68.1469 | RTF measure workbook ResSFWx_v4_4, for the measure Non-Condensing - Gas Furnace_HZ1_Low-e Storm Window for existing Double Pane Window (per sf) | 0 | Incremental | 0 | 0 | 0 | 1812.0598 | 0 | 0 | 0 | See 'Measure Equipment Cost Source' | RTF measure workbook ResSFWx_v4_4, for the measure Non-Condensing - Gas Furnace_HZ1_Low-e Storm Window for existing Double Pane Window (per sf) |  | 100% | 3.6% | 55.5% | 1 | 0 | 0 | See source workbook for details. Includes PSE NEI data where applicable. | RTF measure workbook ResSFWx_v4_4, for the measure Non-Condensing - Gas Furnace_HZ1_Low-e Storm Window for existing Double Pane Window (per sf) | System | System
Lewis County | Manufactured | Heat Room Gas | Existing | Non-Condensing - Gas Furnace_HZ1_Low-e Storm Window for existing Double Pane Window (per sf) | Gas Heating & Cooling | 0 | 2024 | 2050 | 178.2998 | per Home | 0 | 1 | 20 | RTF measure workbook ResSFWx_v4_4, for the measure Non-Condensing - Gas Furnace_HZ1_Low-e Storm Window for existing Double Pane Window (per sf) | 50.9261 | 11.53% | RTF measure workbook ResSFWx_v4_4, for the measure Non-Condensing - Gas Furnace_HZ1_Low-e Storm Window for existing Double Pane Window (per sf) | 77.3955 | RTF measure workbook ResSFWx_v4_4, for the measure Non-Condensing - Gas Furnace_HZ1_Low-e Storm Window for existing Double Pane Window (per sf) | 0 | Incremental | 0 | 0 | 0 | 2057.9835 | 0 | 0 | 0 | See 'Measure Equipment Cost Source' | RTF measure workbook ResSFWx_v4_4, for the measure Non-Condensing - Gas Furnace_HZ1_Low-e Storm Window for existing Double Pane Window (per sf) |  | 100% | 3.6% | 55.5% | 1 | 0 | 0 | See source workbook for details. Includes PSE NEI data where applicable. | RTF measure workbook ResSFWx_v4_4, for the measure Non-Condensing - Gas Furnace_HZ1_Low-e Storm Window for existing Double Pane Window (per sf) | System | System
Lewis County | Manufactured - Highly Impacted | Heat Room Gas | Existing | Non-Condensing - Gas Furnace_HZ1_Low-e Storm Window for existing Double Pane Window (per sf) | Gas Heating & Cooling | 0 | 2024 | 2050 | 156.9934 | per Home | 0 | 1 | 20 | RTF measure workbook ResSFWx_v4_4, for the measure Non-Condensing - Gas Furnace_HZ1_Low-e Storm Window for existing Double Pane Window (per sf) | 44.8405 | 13.1% | RTF measure workbook ResSFWx_v4_4, for the measure Non-Condensing - Gas Furnace_HZ1_Low-e Storm Window for existing Double Pane Window (per sf) | 68.1469 | RTF measure workbook ResSFWx_v4_4, for the measure Non-Condensing - Gas Furnace_HZ1_Low-e Storm Window for existing Double Pane Window (per sf) | 0 | Incremental | 0 | 0 | 0 | 1812.0598 | 0 | 0 | 0 | See 'Measure Equipment Cost Source' | RTF measure workbook ResSFWx_v4_4, for the measure Non-Condensing - Gas Furnace_HZ1_Low-e Storm Window for existing Double Pane Window (per sf) |  | 100% | 3.6% | 55.5% | 1 | 0 | 0 | See source workbook for details. Includes PSE NEI data where applicable. | RTF measure workbook ResSFWx_v4_4, for the measure Non-Condensing - Gas Furnace_HZ1_Low-e Storm Window for existing Double Pane Window (per sf) | System | System
Pierce County | Single Family | Water Heat LE 55 Gal | Existing | Thermostatic Restrictor Valve - Gas WH | Site hot water energy | 0 | 2024 | 2050 | 1.844 | per Home | 0 | 0 | 10 | RTF measure workbook ThermostaticShowerRestrictionValve_v4_2, for the measure Thermostatic Restrictor Valve - Gas WH | 2.6383 | 1.458% | RTF measure workbook ThermostaticShowerRestrictionValve_v4_2, for the measure Thermostatic Restrictor Valve - Gas WH | 1.5026 | RTF measure workbook ThermostaticShowerRestrictionValve_v4_2, for the measure Thermostatic Restrictor Valve - Gas WH | 0 | Full | 0 | 0 | 0 | 46.1509 | 0 | 0 | 0 | See 'Measure Equipment Cost Source' | RTF measure workbook ThermostaticShowerRestrictionValve_v4_2, for the measure Thermostatic Restrictor Valve - Gas WH | AA | 100% | 94.05% | 100% | 1 | 0 | 0 | See source workbook for details. Includes PSE NEI data where applicable. | RTF measure workbook ThermostaticShowerRestrictionValve_v4_2, for the measure Thermostatic Restrictor Valve - Gas WH | System | System
Pierce County | Single Family | Water Heat LE 55 Gal | New | Thermostatic Restrictor Valve - Gas WH | Site hot water energy | 0 | 2024 | 2050 | 1.844 | per Home | 0 | 0 | 10 | RTF measure workbook ThermostaticShowerRestrictionValve_v4_2, for the measure Thermostatic Restrictor Valve - Gas WH | 2.5435 | 1.458% | RTF measure workbook ThermostaticShowerRestrictionValve_v4_2, for the measure Thermostatic Restrictor Valve - Gas WH | 1.5026 | RTF measure workbook ThermostaticShowerRestrictionValve_v4_2, for the measure Thermostatic Restrictor Valve - Gas WH | 0 | Full | 0 | 0 | 0 | 46.1509 | 0 | 0 | 0 | See 'Measure Equipment Cost Source' | RTF measure workbook ThermostaticShowerRestrictionValve_v4_2, for the measure Thermostatic Restrictor Valve - Gas WH | AA | 100% | 94.05% | 100% | 1 | 0 | 0 | See source workbook for details. Includes PSE NEI data where applicable. | RTF measure workbook ThermostaticShowerRestrictionValve_v4_2, for the measure Thermostatic Restrictor Valve - Gas WH | System | System
Pierce County | Single Family - Highly Impacted | Water Heat LE 55 Gal | Existing | Thermostatic Restrictor Valve - Gas WH | Site hot water energy | 0 | 2024 | 2050 | 1.3265 | per Home | 0 | 0 | 10 | RTF measure workbook ThermostaticShowerRestrictionValve_v4_2, for the measure Thermostatic Restrictor Valve - Gas WH | 1.8979 | 1.201% | RTF measure workbook ThermostaticShowerRestrictionValve_v4_2, for the measure Thermostatic Restrictor Valve - Gas WH | 1.0809 | RTF measure workbook ThermostaticShowerRestrictionValve_v4_2, for the measure Thermostatic Restrictor Valve - Gas WH | 0 | Full | 0 | 0 | 0 | 33.1979 | 0 | 0 | 0 | See 'Measure Equipment Cost Source' | RTF measure workbook ThermostaticShowerRestrictionValve_v4_2, for the measure Thermostatic Restrictor Valve - Gas WH | AA | 100% | 94.05% | 100% | 1 | 0 | 0 | See source workbook for details. Includes PSE NEI data where applicable. | RTF measure workbook ThermostaticShowerRestrictionValve_v4_2, for the measure Thermostatic Restrictor Valve - Gas WH | System | System
Pierce County | Single Family - Highly Impacted | Water Heat LE 55 Gal | New | Thermostatic Restrictor Valve - Gas WH | Site hot water energy | 0 | 2024 | 2050 | 1.3265 | per Home | 0 | 0 | 10 | RTF measure workbook ThermostaticShowerRestrictionValve_v4_2, for the measure Thermostatic Restrictor Valve - Gas WH | 1.8296 | 1.201% | RTF measure workbook ThermostaticShowerRestrictionValve_v4_2, for the measure Thermostatic Restrictor Valve - Gas WH | 1.0809 | RTF measure workbook ThermostaticShowerRestrictionValve_v4_2, for the measure Thermostatic Restrictor Valve - Gas WH | 0 | Full | 0 | 0 | 0 | 33.1979 | 0 | 0 | 0 | See 'Measure Equipment Cost Source' | RTF measure workbook ThermostaticShowerRestrictionValve_v4_2, for the measure Thermostatic Restrictor Valve - Gas WH | AA | 100% | 94.05% | 100% | 1 | 0 | 0 | See source workbook for details. Includes PSE NEI data where applicable. | RTF measure workbook ThermostaticShowerRestrictionValve_v4_2, for the measure Thermostatic Restrictor Valve - Gas WH | System | System
Pierce County | Multifamily | Water Heat LE 55 Gal | Existing | Thermostatic Restrictor Valve - Gas WH | Site hot water energy | 0 | 2024 | 2050 | 1.2402 | per Home | 0 | 0 | 10 | RTF measure workbook ThermostaticShowerRestrictionValve_v4_2, for the measure Thermostatic Restrictor Valve - Gas WH | 1.7745 | 1.381% | RTF measure workbook ThermostaticShowerRestrictionValve_v4_2, for the measure Thermostatic Restrictor Valve - Gas WH | 1.0106 | RTF measure workbook ThermostaticShowerRestrictionValve_v4_2, for the measure Thermostatic Restrictor Valve - Gas WH | 0 | Full | 0 | 0 | 0 | 31.0397 | 0 | 0 | 0 | See 'Measure Equipment Cost Source' | RTF measure workbook ThermostaticShowerRestrictionValve_v4_2, for the measure Thermostatic Restrictor Valve - Gas WH | AA | 100% | 94.05% | 100% | 1 | 0 | 0 | See source workbook for details. Includes PSE NEI data where applicable. | RTF measure workbook ThermostaticShowerRestrictionValve_v4_2, for the measure Thermostatic Restrictor Valve - Gas WH | System | System
Pierce County | Multifamily | Water Heat LE 55 Gal | New | Thermostatic Restrictor Valve - Gas WH | Site hot water energy | 0 | 2024 | 2050 | 1.2402 | per Home | 0 | 0 | 10 | RTF measure workbook ThermostaticShowerRestrictionValve_v4_2, for the measure Thermostatic Restrictor Valve - Gas WH | 1.7107 | 1.381% | RTF measure workbook ThermostaticShowerRestrictionValve_v4_2, for the measure Thermostatic Restrictor Valve - Gas WH | 1.0106 | RTF measure workbook ThermostaticShowerRestrictionValve_v4_2, for the measure Thermostatic Restrictor Valve - Gas WH | 0 | Full | 0 | 0 | 0 | 31.0397 | 0 | 0 | 0 | See 'Measure Equipment Cost Source' | RTF measure workbook ThermostaticShowerRestrictionValve_v4_2, for the measure Thermostatic Restrictor Valve - Gas WH | AA | 100% | 94.05% | 100% | 1 | 0 | 0 | See source workbook for details. Includes PSE NEI data where applicable. | RTF measure workbook ThermostaticShowerRestrictionValve_v4_2, for the measure Thermostatic Restrictor Valve - Gas WH | System | System
Pierce County | Multifamily - Highly Impacted | Water Heat LE 55 Gal | Existing | Thermostatic Restrictor Valve - Gas WH | Site hot water energy | 0 | 2024 | 2050 | 1.0527 | per Home | 0 | 0 | 10 | RTF measure workbook ThermostaticShowerRestrictionValve_v4_2, for the measure Thermostatic Restrictor Valve - Gas WH | 1.5061 | 1.041% | RTF measure workbook ThermostaticShowerRestrictionValve_v4_2, for the measure Thermostatic Restrictor Valve - Gas WH | 0.85774 | RTF measure workbook ThermostaticShowerRestrictionValve_v4_2, for the measure Thermostatic Restrictor Valve - Gas WH | 0 | Full | 0 | 0 | 0 | 26.3451 | 0 | 0 | 0 | See 'Measure Equipment Cost Source' | RTF measure workbook ThermostaticShowerRestrictionValve_v4_2, for the measure Thermostatic Restrictor Valve - Gas WH | AA | 100% | 94.05% | 100% | 1 | 0 | 0 | See source workbook for details. Includes PSE NEI data where applicable. | RTF measure workbook ThermostaticShowerRestrictionValve_v4_2, for the measure Thermostatic Restrictor Valve - Gas WH | System | System
Pierce County | Multifamily - Highly Impacted | Water Heat LE 55 Gal | New | Thermostatic Restrictor Valve - Gas WH | Site hot water energy | 0 | 2024 | 2050 | 1.0527 | per Home | 0 | 0 | 10 | RTF measure workbook ThermostaticShowerRestrictionValve_v4_2, for the measure Thermostatic Restrictor Valve - Gas WH | 1.4519 | 1.041% | RTF measure workbook ThermostaticShowerRestrictionValve_v4_2, for the measure Thermostatic Restrictor Valve - Gas WH | 0.85774 | RTF measure workbook ThermostaticShowerRestrictionValve_v4_2, for the measure Thermostatic Restrictor Valve - Gas WH | 0 | Full | 0 | 0 | 0 | 26.3451 | 0 | 0 | 0 | See 'Measure Equipment Cost Source' | RTF measure workbook ThermostaticShowerRestrictionValve_v4_2, for the measure Thermostatic Restrictor Valve - Gas WH | AA | 100% | 94.05% | 100% | 1 | 0 | 0 | See source workbook for details. Includes PSE NEI data where applicable. | RTF measure workbook ThermostaticShowerRestrictionValve_v4_2, for the measure Thermostatic Restrictor Valve - Gas WH | System | System
Pierce County | Manufactured | Water Heat LE 55 Gal | Existing | Thermostatic Restrictor Valve - Gas WH | Site hot water energy | 0 | 2024 | 2050 | 1.5344 | per Home | 0 | 0 | 10 | RTF measure workbook ThermostaticShowerRestrictionValve_v4_2, for the measure Thermostatic Restrictor Valve - Gas WH | 2.1953 | 1.369% | RTF measure workbook ThermostaticShowerRestrictionValve_v4_2, for the measure Thermostatic Restrictor Valve - Gas WH | 1.2503 | RTF measure workbook ThermostaticShowerRestrictionValve_v4_2, for the measure Thermostatic Restrictor Valve - Gas WH | 0 | Full | 0 | 0 | 0 | 38.401 | 0 | 0 | 0 | See 'Measure Equipment Cost Source' | RTF measure workbook ThermostaticShowerRestrictionValve_v4_2, for the measure Thermostatic Restrictor Valve - Gas WH | AA | 100% | 94.05% | 100% | 1 | 0 | 0 | See source workbook for details. Includes PSE NEI data where applicable. | RTF measure workbook ThermostaticShowerRestrictionValve_v4_2, for the measure Thermostatic Restrictor Valve - Gas WH | System | System
Pierce County | Manufactured | Water Heat LE 55 Gal | New | Thermostatic Restrictor Valve - Gas WH | Site hot water energy | 0 | 2024 | 2050 | 1.5344 | per Home | 0 | 0 | 10 | RTF measure workbook ThermostaticShowerRestrictionValve_v4_2, for the measure Thermostatic Restrictor Valve - Gas WH | 2.1164 | 1.369% | RTF measure workbook ThermostaticShowerRestrictionValve_v4_2, for the measure Thermostatic Restrictor Valve - Gas WH | 1.2503 | RTF measure workbook ThermostaticShowerRestrictionValve_v4_2, for the measure Thermostatic Restrictor Valve - Gas WH | 0 | Full | 0 | 0 | 0 | 38.401 | 0 | 0 | 0 | See 'Measure Equipment Cost Source' | RTF measure workbook ThermostaticShowerRestrictionValve_v4_2, for the measure Thermostatic Restrictor Valve - Gas WH | AA | 100% | 94.05% | 100% | 1 | 0 | 0 | See source workbook for details. Includes PSE NEI data where applicable. | RTF measure workbook ThermostaticShowerRestrictionValve_v4_2, for the measure Thermostatic Restrictor Valve - Gas WH | System | System
Pierce County | Manufactured - Highly Impacted | Water Heat LE 55 Gal | Existing | Thermostatic Restrictor Valve - Gas WH | Site hot water energy | 0 | 2024 | 2050 | 1.1896 | per Home | 0 | 0 | 10 | RTF measure workbook ThermostaticShowerRestrictionValve_v4_2, for the measure Thermostatic Restrictor Valve - Gas WH | 1.702 | 1.245% | RTF measure workbook ThermostaticShowerRestrictionValve_v4_2, for the measure Thermostatic Restrictor Valve - Gas WH | 0.9693 | RTF measure workbook ThermostaticShowerRestrictionValve_v4_2, for the measure Thermostatic Restrictor Valve - Gas WH | 0 | Full | 0 | 0 | 0 | 29.7717 | 0 | 0 | 0 | See 'Measure Equipment Cost Source' | RTF measure workbook ThermostaticShowerRestrictionValve_v4_2, for the measure Thermostatic Restrictor Valve - Gas WH | AA | 100% | 94.05% | 100% | 1 | 0 | 0 | See source workbook for details. Includes PSE NEI data where applicable. | RTF measure workbook ThermostaticShowerRestrictionValve_v4_2, for the measure Thermostatic Restrictor Valve - Gas WH | System | System
Pierce County | Manufactured - Highly Impacted | Water Heat LE 55 Gal | New | Thermostatic Restrictor Valve - Gas WH | Site hot water energy | 0 | 2024 | 2050 | 1.1896 | per Home | 0 | 0 | 10 | RTF measure workbook ThermostaticShowerRestrictionValve_v4_2, for the measure Thermostatic Restrictor Valve - Gas WH | 1.6408 | 1.245% | RTF measure workbook ThermostaticShowerRestrictionValve_v4_2, for the measure Thermostatic Restrictor Valve - Gas WH | 0.9693 | RTF measure workbook ThermostaticShowerRestrictionValve_v4_2, for the measure Thermostatic Restrictor Valve - Gas WH | 0 | Full | 0 | 0 | 0 | 29.7717 | 0 | 0 | 0 | See 'Measure Equipment Cost Source' | RTF measure workbook ThermostaticShowerRestrictionValve_v4_2, for the measure Thermostatic Restrictor Valve - Gas WH | AA | 100% | 94.05% | 100% | 1 | 0 | 0 | See source workbook for details. Includes PSE NEI data where applicable. | RTF measure workbook ThermostaticShowerRestrictionValve_v4_2, for the measure Thermostatic Restrictor Valve - Gas WH | System | System
Pierce County | Single Family | Water Heat GT 55 Gal | Existing | Thermostatic Restrictor Valve - Gas WH | Site hot water energy | 0 | 2024 | 2050 | 1.844 | per Home | 0 | 0 | 10 | RTF measure workbook ThermostaticShowerRestrictionValve_v4_2, for the measure Thermostatic Restrictor Valve - Gas WH | 2.2403 | 1.458% | RTF measure workbook ThermostaticShowerRestrictionValve_v4_2, for the measure Thermostatic Restrictor Valve - Gas WH | 1.5026 | RTF measure workbook ThermostaticShowerRestrictionValve_v4_2, for the measure Thermostatic Restrictor Valve - Gas WH | 0 | Full | 0 | 0 | 0 | 46.1509 | 0 | 0 | 0 | See 'Measure Equipment Cost Source' | RTF measure workbook ThermostaticShowerRestrictionValve_v4_2, for the measure Thermostatic Restrictor Valve - Gas WH | AA | 100% | 94.05% | 100% | 1 | 0 | 0 | See source workbook for details. Includes PSE NEI data where applicable. | RTF measure workbook ThermostaticShowerRestrictionValve_v4_2, for the measure Thermostatic Restrictor Valve - Gas WH | System | System
Pierce County | Single Family | Water Heat GT 55 Gal | New | Thermostatic Restrictor Valve - Gas WH | Site hot water energy | 0 | 2024 | 2050 | 1.844 | per Home | 0 | 0 | 10 | RTF measure workbook ThermostaticShowerRestrictionValve_v4_2, for the measure Thermostatic Restrictor Valve - Gas WH | 2.2403 | 1.458% | RTF measure workbook ThermostaticShowerRestrictionValve_v4_2, for the measure Thermostatic Restrictor Valve - Gas WH | 1.5026 | RTF measure workbook ThermostaticShowerRestrictionValve_v4_2, for the measure Thermostatic Restrictor Valve - Gas WH | 0 | Full | 0 | 0 | 0 | 46.1509 | 0 | 0 | 0 | See 'Measure Equipment Cost Source' | RTF measure workbook ThermostaticShowerRestrictionValve_v4_2, for the measure Thermostatic Restrictor Valve - Gas WH | AA | 100% | 94.05% | 100% | 1 | 0 | 0 | See source workbook for details. Includes PSE NEI data where applicable. | RTF measure workbook ThermostaticShowerRestrictionValve_v4_2, for the measure Thermostatic Restrictor Valve - Gas WH | System | System
Pierce County | Single Family - Highly Impacted | Water Heat GT 55 Gal | Existing | Thermostatic Restrictor Valve - Gas WH | Site hot water energy | 0 | 2024 | 2050 | 1.3265 | per Home | 0 | 0 | 10 | RTF measure workbook ThermostaticShowerRestrictionValve_v4_2, for the measure Thermostatic Restrictor Valve - Gas WH | 1.6115 | 1.201% | RTF measure workbook ThermostaticShowerRestrictionValve_v4_2, for the measure Thermostatic Restrictor Valve - Gas WH | 1.0809 | RTF measure workbook ThermostaticShowerRestrictionValve_v4_2, for the measure Thermostatic Restrictor Valve - Gas WH | 0 | Full | 0 | 0 | 0 | 33.1979 | 0 | 0 | 0 | See 'Measure Equipment Cost Source' | RTF measure workbook ThermostaticShowerRestrictionValve_v4_2, for the measure Thermostatic Restrictor Valve - Gas WH | AA | 100% | 94.05% | 100% | 1 | 0 | 0 | See source workbook for details. Includes PSE NEI data where applicable. | RTF measure workbook ThermostaticShowerRestrictionValve_v4_2, for the measure Thermostatic Restrictor Valve - Gas WH | System | System
Pierce County | Single Family - Highly Impacted | Water Heat GT 55 Gal | New | Thermostatic Restrictor Valve - Gas WH | Site hot water energy | 0 | 2024 | 2050 | 1.3265 | per Home | 0 | 0 | 10 | RTF measure workbook ThermostaticShowerRestrictionValve_v4_2, for the measure Thermostatic Restrictor Valve - Gas WH | 1.6115 | 1.201% | RTF measure workbook ThermostaticShowerRestrictionValve_v4_2, for the measure Thermostatic Restrictor Valve - Gas WH | 1.0809 | RTF measure workbook ThermostaticShowerRestrictionValve_v4_2, for the measure Thermostatic Restrictor Valve - Gas WH | 0 | Full | 0 | 0 | 0 | 33.1979 | 0 | 0 | 0 | See 'Measure Equipment Cost Source' | RTF measure workbook ThermostaticShowerRestrictionValve_v4_2, for the measure Thermostatic Restrictor Valve - Gas WH | AA | 100% | 94.05% | 100% | 1 | 0 | 0 | See source workbook for details. Includes PSE NEI data where applicable. | RTF measure workbook ThermostaticShowerRestrictionValve_v4_2, for the measure Thermostatic Restrictor Valve - Gas WH | System | System
Pierce County | Multifamily | Water Heat GT 55 Gal | Existing | Thermostatic Restrictor Valve - Gas WH | Site hot water energy | 0 | 2024 | 2050 | 1.2402 | per Home | 0 | 0 | 10 | RTF measure workbook ThermostaticShowerRestrictionValve_v4_2, for the measure Thermostatic Restrictor Valve - Gas WH | 1.5068 | 1.381% | RTF measure workbook ThermostaticShowerRestrictionValve_v4_2, for the measure Thermostatic Restrictor Valve - Gas WH | 1.0106 | RTF measure workbook ThermostaticShowerRestrictionValve_v4_2, for the measure Thermostatic Restrictor Valve - Gas WH | 0 | Full | 0 | 0 | 0 | 31.0397 | 0 | 0 | 0 | See 'Measure Equipment Cost Source' | RTF measure workbook ThermostaticShowerRestrictionValve_v4_2, for the measure Thermostatic Restrictor Valve - Gas WH | AA | 100% | 94.05% | 100% | 1 | 0 | 0 | See source workbook for details. Includes PSE NEI data where applicable. | RTF measure workbook ThermostaticShowerRestrictionValve_v4_2, for the measure Thermostatic Restrictor Valve - Gas WH | System | System
Pierce County | Multifamily | Water Heat GT 55 Gal | New | Thermostatic Restrictor Valve - Gas WH | Site hot water energy | 0 | 2024 | 2050 | 1.2402 | per Home | 0 | 0 | 10 | RTF measure workbook ThermostaticShowerRestrictionValve_v4_2, for the measure Thermostatic Restrictor Valve - Gas WH | 1.5068 | 1.381% | RTF measure workbook ThermostaticShowerRestrictionValve_v4_2, for the measure Thermostatic Restrictor Valve - Gas WH | 1.0106 | RTF measure workbook ThermostaticShowerRestrictionValve_v4_2, for the measure Thermostatic Restrictor Valve - Gas WH | 0 | Full | 0 | 0 | 0 | 31.0397 | 0 | 0 | 0 | See 'Measure Equipment Cost Source' | RTF measure workbook ThermostaticShowerRestrictionValve_v4_2, for the measure Thermostatic Restrictor Valve - Gas WH | AA | 100% | 94.05% | 100% | 1 | 0 | 0 | See source workbook for details. Includes PSE NEI data where applicable. | RTF measure workbook ThermostaticShowerRestrictionValve_v4_2, for the measure Thermostatic Restrictor Valve - Gas WH | System | System
Pierce County | Multifamily - Highly Impacted | Water Heat GT 55 Gal | Existing | Thermostatic Restrictor Valve - Gas WH | Site hot water energy | 0 | 2024 | 2050 | 1.0527 | per Home | 0 | 0 | 10 | RTF measure workbook ThermostaticShowerRestrictionValve_v4_2, for the measure Thermostatic Restrictor Valve - Gas WH | 1.2789 | 1.041% | RTF measure workbook ThermostaticShowerRestrictionValve_v4_2, for the measure Thermostatic Restrictor Valve - Gas WH | 0.85774 | RTF measure workbook ThermostaticShowerRestrictionValve_v4_2, for the measure Thermostatic Restrictor Valve - Gas WH | 0 | Full | 0 | 0 | 0 | 26.3451 | 0 | 0 | 0 | See 'Measure Equipment Cost Source' | RTF measure workbook ThermostaticShowerRestrictionValve_v4_2, for the measure Thermostatic Restrictor Valve - Gas WH | AA | 100% | 94.05% | 100% | 1 | 0 | 0 | See source workbook for details. Includes PSE NEI data where applicable. | RTF measure workbook ThermostaticShowerRestrictionValve_v4_2, for the measure Thermostatic Restrictor Valve - Gas WH | System | System
Pierce County | Multifamily - Highly Impacted | Water Heat GT 55 Gal | New | Thermostatic Restrictor Valve - Gas WH | Site hot water energy | 0 | 2024 | 2050 | 1.0527 | per Home | 0 | 0 | 10 | RTF measure workbook ThermostaticShowerRestrictionValve_v4_2, for the measure Thermostatic Restrictor Valve - Gas WH | 1.2789 | 1.041% | RTF measure workbook ThermostaticShowerRestrictionValve_v4_2, for the measure Thermostatic Restrictor Valve - Gas WH | 0.85774 | RTF measure workbook ThermostaticShowerRestrictionValve_v4_2, for the measure Thermostatic Restrictor Valve - Gas WH | 0 | Full | 0 | 0 | 0 | 26.3451 | 0 | 0 | 0 | See 'Measure Equipment Cost Source' | RTF measure workbook ThermostaticShowerRestrictionValve_v4_2, for the measure Thermostatic Restrictor Valve - Gas WH | AA | 100% | 94.05% | 100% | 1 | 0 | 0 | See source workbook for details. Includes PSE NEI data where applicable. | RTF measure workbook ThermostaticShowerRestrictionValve_v4_2, for the measure Thermostatic Restrictor Valve - Gas WH | System | System
Pierce County | Manufactured | Water Heat GT 55 Gal | Existing | Thermostatic Restrictor Valve - Gas WH | Site hot water energy | 0 | 2024 | 2050 | 1.5344 | per Home | 0 | 0 | 10 | RTF measure workbook ThermostaticShowerRestrictionValve_v4_2, for the measure Thermostatic Restrictor Valve - Gas WH | 1.8641 | 1.369% | RTF measure workbook ThermostaticShowerRestrictionValve_v4_2, for the measure Thermostatic Restrictor Valve - Gas WH | 1.2503 | RTF measure workbook ThermostaticShowerRestrictionValve_v4_2, for the measure Thermostatic Restrictor Valve - Gas WH | 0 | Full | 0 | 0 | 0 | 38.401 | 0 | 0 | 0 | See 'Measure Equipment Cost Source' | RTF measure workbook ThermostaticShowerRestrictionValve_v4_2, for the measure Thermostatic Restrictor Valve - Gas WH | AA | 100% | 94.05% | 100% | 1 | 0 | 0 | See source workbook for details. Includes PSE NEI data where applicable. | RTF measure workbook ThermostaticShowerRestrictionValve_v4_2, for the measure Thermostatic Restrictor Valve - Gas WH | System | System
Pierce County | Manufactured | Water Heat GT 55 Gal | New | Thermostatic Restrictor Valve - Gas WH | Site hot water energy | 0 | 2024 | 2050 | 1.5344 | per Home | 0 | 0 | 10 | RTF measure workbook ThermostaticShowerRestrictionValve_v4_2, for the measure Thermostatic Restrictor Valve - Gas WH | 1.8641 | 1.369% | RTF measure workbook ThermostaticShowerRestrictionValve_v4_2, for the measure Thermostatic Restrictor Valve - Gas WH | 1.2503 | RTF measure workbook ThermostaticShowerRestrictionValve_v4_2, for the measure Thermostatic Restrictor Valve - Gas WH | 0 | Full | 0 | 0 | 0 | 38.401 | 0 | 0 | 0 | See 'Measure Equipment Cost Source' | RTF measure workbook ThermostaticShowerRestrictionValve_v4_2, for the measure Thermostatic Restrictor Valve - Gas WH | AA | 100% | 94.05% | 100% | 1 | 0 | 0 | See source workbook for details. Includes PSE NEI data where applicable. | RTF measure workbook ThermostaticShowerRestrictionValve_v4_2, for the measure Thermostatic Restrictor Valve - Gas WH | System | System
Pierce County | Manufactured - Highly Impacted | Water Heat GT 55 Gal | Existing | Thermostatic Restrictor Valve - Gas WH | Site hot water energy | 0 | 2024 | 2050 | 1.1896 | per Home | 0 | 0 | 10 | RTF measure workbook ThermostaticShowerRestrictionValve_v4_2, for the measure Thermostatic Restrictor Valve - Gas WH | 1.4452 | 1.245% | RTF measure workbook ThermostaticShowerRestrictionValve_v4_2, for the measure Thermostatic Restrictor Valve - Gas WH | 0.9693 | RTF measure workbook ThermostaticShowerRestrictionValve_v4_2, for the measure Thermostatic Restrictor Valve - Gas WH | 0 | Full | 0 | 0 | 0 | 29.7717 | 0 | 0 | 0 | See 'Measure Equipment Cost Source' | RTF measure workbook ThermostaticShowerRestrictionValve_v4_2, for the measure Thermostatic Restrictor Valve - Gas WH | AA | 100% | 94.05% | 100% | 1 | 0 | 0 | See source workbook for details. Includes PSE NEI data where applicable. | RTF measure workbook ThermostaticShowerRestrictionValve_v4_2, for the measure Thermostatic Restrictor Valve - Gas WH | System | System
Pierce County | Manufactured - Highly Impacted | Water Heat GT 55 Gal | New | Thermostatic Restrictor Valve - Gas WH | Site hot water energy | 0 | 2024 | 2050 | 1.1896 | per Home | 0 | 0 | 10 | RTF measure workbook ThermostaticShowerRestrictionValve_v4_2, for the measure Thermostatic Restrictor Valve - Gas WH | 1.4452 | 1.245% | RTF measure workbook ThermostaticShowerRestrictionValve_v4_2, for the measure Thermostatic Restrictor Valve - Gas WH | 0.9693 | RTF measure workbook ThermostaticShowerRestrictionValve_v4_2, for the measure Thermostatic Restrictor Valve - Gas WH | 0 | Full | 0 | 0 | 0 | 29.7717 | 0 | 0 | 0 | See 'Measure Equipment Cost Source' | RTF measure workbook ThermostaticShowerRestrictionValve_v4_2, for the measure Thermostatic Restrictor Valve - Gas WH | AA | 100% | 94.05% | 100% | 1 | 0 | 0 | See source workbook for details. Includes PSE NEI data where applicable. | RTF measure workbook ThermostaticShowerRestrictionValve_v4_2, for the measure Thermostatic Restrictor Valve - Gas WH | System | System
Pierce County | Single Family | Water Heat LE 55 Gal | Existing | Top Load_ENERGY STAR but not CEE+Gas DHW_Electric Dryer | Washer Savings | 0 | 2024 | 2050 | 0.92861 | per Home | 0 | 0 | 14 | NWPPC 2021 Plan measure workbook Res-ClothesWasher-2021P_v2, for the measure Top Load_ENERGY STAR but not CEE+Gas DHW_Electric Dryer | 0.65008 | 0.3593% | NWPPC 2021 Plan measure workbook Res-ClothesWasher-2021P_v2, for the measure Top Load_ENERGY STAR but not CEE+Gas DHW_Electric Dryer | 24.4437 | NWPPC 2021 Plan measure workbook Res-ClothesWasher-2021P_v2, for the measure Top Load_ENERGY STAR but not CEE+Gas DHW_Electric Dryer | 0 | Incremental | 0 | 0 | 0 | 0.010194 | 0 | 0 | 0 | See 'Measure Equipment Cost Source' | NWPPC 2021 Plan measure workbook Res-ClothesWasher-2021P_v2, for the measure Top Load_ENERGY STAR but not CEE+Gas DHW_Electric Dryer |  | 100% | 99% | 23.65% | 1 | 0 | 8.5519 | See source workbook for details. Includes PSE NEI data where applicable. | NWPPC 2021 Plan measure workbook Res-ClothesWasher-2021P_v2, for the measure Top Load_ENERGY STAR but not CEE+Gas DHW_Electric Dryer | System | System
Pierce County | Single Family | Water Heat LE 55 Gal | New | Top Load_ENERGY STAR but not CEE+Gas DHW_Electric Dryer | Washer Savings | 0 | 2024 | 2050 | 0.92861 | per Home | 0 | 0 | 14 | NWPPC 2021 Plan measure workbook Res-ClothesWasher-2021P_v2, for the measure Top Load_ENERGY STAR but not CEE+Gas DHW_Electric Dryer | 0.62671 | 0.3593% | NWPPC 2021 Plan measure workbook Res-ClothesWasher-2021P_v2, for the measure Top Load_ENERGY STAR but not CEE+Gas DHW_Electric Dryer | 24.4437 | NWPPC 2021 Plan measure workbook Res-ClothesWasher-2021P_v2, for the measure Top Load_ENERGY STAR but not CEE+Gas DHW_Electric Dryer | 0 | Incremental | 0 | 0 | 0 | 0.010194 | 0 | 0 | 0 | See 'Measure Equipment Cost Source' | NWPPC 2021 Plan measure workbook Res-ClothesWasher-2021P_v2, for the measure Top Load_ENERGY STAR but not CEE+Gas DHW_Electric Dryer |  | 100% | 99% | 23.65% | 1 | 0 | 8.5519 | See source workbook for details. Includes PSE NEI data where applicable. | NWPPC 2021 Plan measure workbook Res-ClothesWasher-2021P_v2, for the measure Top Load_ENERGY STAR but not CEE+Gas DHW_Electric Dryer | System | System
Pierce County | Single Family - Highly Impacted | Water Heat LE 55 Gal | Existing | Top Load_ENERGY STAR but not CEE+Gas DHW_Electric Dryer | Washer Savings | 0 | 2024 | 2050 | 0.66799 | per Home | 0 | 0 | 14 | NWPPC 2021 Plan measure workbook Res-ClothesWasher-2021P_v2, for the measure Top Load_ENERGY STAR but not CEE+Gas DHW_Electric Dryer | 0.46763 | 0.2958% | NWPPC 2021 Plan measure workbook Res-ClothesWasher-2021P_v2, for the measure Top Load_ENERGY STAR but not CEE+Gas DHW_Electric Dryer | 17.5832 | NWPPC 2021 Plan measure workbook Res-ClothesWasher-2021P_v2, for the measure Top Load_ENERGY STAR but not CEE+Gas DHW_Electric Dryer | 0 | Incremental | 0 | 0 | 0 | 0.0073331 | 0 | 0 | 0 | See 'Measure Equipment Cost Source' | NWPPC 2021 Plan measure workbook Res-ClothesWasher-2021P_v2, for the measure Top Load_ENERGY STAR but not CEE+Gas DHW_Electric Dryer |  | 100% | 99% | 18.14% | 1 | 0 | 6.1517 | See source workbook for details. Includes PSE NEI data where applicable. | NWPPC 2021 Plan measure workbook Res-ClothesWasher-2021P_v2, for the measure Top Load_ENERGY STAR but not CEE+Gas DHW_Electric Dryer | System | System
Pierce County | Single Family - Highly Impacted | Water Heat LE 55 Gal | New | Top Load_ENERGY STAR but not CEE+Gas DHW_Electric Dryer | Washer Savings | 0 | 2024 | 2050 | 0.66799 | per Home | 0 | 0 | 14 | NWPPC 2021 Plan measure workbook Res-ClothesWasher-2021P_v2, for the measure Top Load_ENERGY STAR but not CEE+Gas DHW_Electric Dryer | 0.45081 | 0.2958% | NWPPC 2021 Plan measure workbook Res-ClothesWasher-2021P_v2, for the measure Top Load_ENERGY STAR but not CEE+Gas DHW_Electric Dryer | 17.5832 | NWPPC 2021 Plan measure workbook Res-ClothesWasher-2021P_v2, for the measure Top Load_ENERGY STAR but not CEE+Gas DHW_Electric Dryer | 0 | Incremental | 0 | 0 | 0 | 0.0073331 | 0 | 0 | 0 | See 'Measure Equipment Cost Source' | NWPPC 2021 Plan measure workbook Res-ClothesWasher-2021P_v2, for the measure Top Load_ENERGY STAR but not CEE+Gas DHW_Electric Dryer |  | 100% | 99% | 18.14% | 1 | 0 | 6.1517 | See source workbook for details. Includes PSE NEI data where applicable. | NWPPC 2021 Plan measure workbook Res-ClothesWasher-2021P_v2, for the measure Top Load_ENERGY STAR but not CEE+Gas DHW_Electric Dryer | System | System
Pierce County | Multifamily | Water Heat LE 55 Gal | Existing | Top Load_ENERGY STAR but not CEE+Gas DHW_Electric Dryer | Washer Savings | 0 | 2024 | 2050 | 0.6367 | per Home | 0 | 0 | 14 | NWPPC 2021 Plan measure workbook Res-ClothesWasher-2021P_v2, for the measure Top Load_ENERGY STAR but not CEE+Gas DHW_Electric Dryer | 0.44573 | 0.3468% | NWPPC 2021 Plan measure workbook Res-ClothesWasher-2021P_v2, for the measure Top Load_ENERGY STAR but not CEE+Gas DHW_Electric Dryer | 16.7598 | NWPPC 2021 Plan measure workbook Res-ClothesWasher-2021P_v2, for the measure Top Load_ENERGY STAR but not CEE+Gas DHW_Electric Dryer | 0 | Incremental | 0 | 0 | 0 | 0.0069897 | 0 | 0 | 0 | See 'Measure Equipment Cost Source' | NWPPC 2021 Plan measure workbook Res-ClothesWasher-2021P_v2, for the measure Top Load_ENERGY STAR but not CEE+Gas DHW_Electric Dryer |  | 100% | 99% | 5.408% | 1 | 0 | 5.8636 | See source workbook for details. Includes PSE NEI data where applicable. | NWPPC 2021 Plan measure workbook Res-ClothesWasher-2021P_v2, for the measure Top Load_ENERGY STAR but not CEE+Gas DHW_Electric Dryer | System | System
Pierce County | Multifamily | Water Heat LE 55 Gal | New | Top Load_ENERGY STAR but not CEE+Gas DHW_Electric Dryer | Washer Savings | 0 | 2024 | 2050 | 0.6367 | per Home | 0 | 0 | 14 | NWPPC 2021 Plan measure workbook Res-ClothesWasher-2021P_v2, for the measure Top Load_ENERGY STAR but not CEE+Gas DHW_Electric Dryer | 0.4297 | 0.3468% | NWPPC 2021 Plan measure workbook Res-ClothesWasher-2021P_v2, for the measure Top Load_ENERGY STAR but not CEE+Gas DHW_Electric Dryer | 16.7598 | NWPPC 2021 Plan measure workbook Res-ClothesWasher-2021P_v2, for the measure Top Load_ENERGY STAR but not CEE+Gas DHW_Electric Dryer | 0 | Incremental | 0 | 0 | 0 | 0.0069897 | 0 | 0 | 0 | See 'Measure Equipment Cost Source' | NWPPC 2021 Plan measure workbook Res-ClothesWasher-2021P_v2, for the measure Top Load_ENERGY STAR but not CEE+Gas DHW_Electric Dryer |  | 100% | 99% | 5.408% | 1 | 0 | 5.8636 | See source workbook for details. Includes PSE NEI data where applicable. | NWPPC 2021 Plan measure workbook Res-ClothesWasher-2021P_v2, for the measure Top Load_ENERGY STAR but not CEE+Gas DHW_Electric Dryer | System | System
Pierce County | Multifamily - Highly Impacted | Water Heat LE 55 Gal | Existing | Top Load_ENERGY STAR but not CEE+Gas DHW_Electric Dryer | Washer Savings | 0 | 2024 | 2050 | 0.5404 | per Home | 0 | 0 | 14 | NWPPC 2021 Plan measure workbook Res-ClothesWasher-2021P_v2, for the measure Top Load_ENERGY STAR but not CEE+Gas DHW_Electric Dryer | 0.37831 | 0.2615% | NWPPC 2021 Plan measure workbook Res-ClothesWasher-2021P_v2, for the measure Top Load_ENERGY STAR but not CEE+Gas DHW_Electric Dryer | 14.2249 | NWPPC 2021 Plan measure workbook Res-ClothesWasher-2021P_v2, for the measure Top Load_ENERGY STAR but not CEE+Gas DHW_Electric Dryer | 0 | Incremental | 0 | 0 | 0 | 0.0059325 | 0 | 0 | 0 | See 'Measure Equipment Cost Source' | NWPPC 2021 Plan measure workbook Res-ClothesWasher-2021P_v2, for the measure Top Load_ENERGY STAR but not CEE+Gas DHW_Electric Dryer |  | 100% | 99% | 4.076% | 1 | 0 | 4.9767 | See source workbook for details. Includes PSE NEI data where applicable. | NWPPC 2021 Plan measure workbook Res-ClothesWasher-2021P_v2, for the measure Top Load_ENERGY STAR but not CEE+Gas DHW_Electric Dryer | System | System
Pierce County | Multifamily - Highly Impacted | Water Heat LE 55 Gal | New | Top Load_ENERGY STAR but not CEE+Gas DHW_Electric Dryer | Washer Savings | 0 | 2024 | 2050 | 0.5404 | per Home | 0 | 0 | 14 | NWPPC 2021 Plan measure workbook Res-ClothesWasher-2021P_v2, for the measure Top Load_ENERGY STAR but not CEE+Gas DHW_Electric Dryer | 0.36471 | 0.2615% | NWPPC 2021 Plan measure workbook Res-ClothesWasher-2021P_v2, for the measure Top Load_ENERGY STAR but not CEE+Gas DHW_Electric Dryer | 14.2249 | NWPPC 2021 Plan measure workbook Res-ClothesWasher-2021P_v2, for the measure Top Load_ENERGY STAR but not CEE+Gas DHW_Electric Dryer | 0 | Incremental | 0 | 0 | 0 | 0.0059325 | 0 | 0 | 0 | See 'Measure Equipment Cost Source' | NWPPC 2021 Plan measure workbook Res-ClothesWasher-2021P_v2, for the measure Top Load_ENERGY STAR but not CEE+Gas DHW_Electric Dryer |  | 100% | 99% | 4.076% | 1 | 0 | 4.9767 | See source workbook for details. Includes PSE NEI data where applicable. | NWPPC 2021 Plan measure workbook Res-ClothesWasher-2021P_v2, for the measure Top Load_ENERGY STAR but not CEE+Gas DHW_Electric Dryer | System | System
Pierce County | Manufactured | Water Heat LE 55 Gal | Existing | Top Load_ENERGY STAR but not CEE+Gas DHW_Electric Dryer | Washer Savings | 0 | 2024 | 2050 | 0.87443 | per Home | 0 | 0 | 14 | NWPPC 2021 Plan measure workbook Res-ClothesWasher-2021P_v2, for the measure Top Load_ENERGY STAR but not CEE+Gas DHW_Electric Dryer | 0.61215 | 0.3817% | NWPPC 2021 Plan measure workbook Res-ClothesWasher-2021P_v2, for the measure Top Load_ENERGY STAR but not CEE+Gas DHW_Electric Dryer | 23.0175 | NWPPC 2021 Plan measure workbook Res-ClothesWasher-2021P_v2, for the measure Top Load_ENERGY STAR but not CEE+Gas DHW_Electric Dryer | 0 | Incremental | 0 | 0 | 0 | 0.0095994 | 0 | 0 | 0 | See 'Measure Equipment Cost Source' | NWPPC 2021 Plan measure workbook Res-ClothesWasher-2021P_v2, for the measure Top Load_ENERGY STAR but not CEE+Gas DHW_Electric Dryer |  | 100% | 99% | 6.608% | 1 | 0 | 8.0529 | See source workbook for details. Includes PSE NEI data where applicable. | NWPPC 2021 Plan measure workbook Res-ClothesWasher-2021P_v2, for the measure Top Load_ENERGY STAR but not CEE+Gas DHW_Electric Dryer | System | System
Pierce County | Manufactured | Water Heat LE 55 Gal | New | Top Load_ENERGY STAR but not CEE+Gas DHW_Electric Dryer | Washer Savings | 0 | 2024 | 2050 | 0.87443 | per Home | 0 | 0 | 14 | NWPPC 2021 Plan measure workbook Res-ClothesWasher-2021P_v2, for the measure Top Load_ENERGY STAR but not CEE+Gas DHW_Electric Dryer | 0.59014 | 0.3817% | NWPPC 2021 Plan measure workbook Res-ClothesWasher-2021P_v2, for the measure Top Load_ENERGY STAR but not CEE+Gas DHW_Electric Dryer | 23.0175 | NWPPC 2021 Plan measure workbook Res-ClothesWasher-2021P_v2, for the measure Top Load_ENERGY STAR but not CEE+Gas DHW_Electric Dryer | 0 | Incremental | 0 | 0 | 0 | 0.0095994 | 0 | 0 | 0 | See 'Measure Equipment Cost Source' | NWPPC 2021 Plan measure workbook Res-ClothesWasher-2021P_v2, for the measure Top Load_ENERGY STAR but not CEE+Gas DHW_Electric Dryer |  | 100% | 99% | 6.608% | 1 | 0 | 8.0529 | See source workbook for details. Includes PSE NEI data where applicable. | NWPPC 2021 Plan measure workbook Res-ClothesWasher-2021P_v2, for the measure Top Load_ENERGY STAR but not CEE+Gas DHW_Electric Dryer | System | System
Pierce County | Manufactured - Highly Impacted | Water Heat LE 55 Gal | Existing | Top Load_ENERGY STAR but not CEE+Gas DHW_Electric Dryer | Washer Savings | 0 | 2024 | 2050 | 0.67793 | per Home | 0 | 0 | 14 | NWPPC 2021 Plan measure workbook Res-ClothesWasher-2021P_v2, for the measure Top Load_ENERGY STAR but not CEE+Gas DHW_Electric Dryer | 0.47459 | 0.347% | NWPPC 2021 Plan measure workbook Res-ClothesWasher-2021P_v2, for the measure Top Load_ENERGY STAR but not CEE+Gas DHW_Electric Dryer | 17.8451 | NWPPC 2021 Plan measure workbook Res-ClothesWasher-2021P_v2, for the measure Top Load_ENERGY STAR but not CEE+Gas DHW_Electric Dryer | 0 | Incremental | 0 | 0 | 0 | 0.0074423 | 0 | 0 | 0 | See 'Measure Equipment Cost Source' | NWPPC 2021 Plan measure workbook Res-ClothesWasher-2021P_v2, for the measure Top Load_ENERGY STAR but not CEE+Gas DHW_Electric Dryer |  | 100% | 99% | 2.595% | 1 | 0 | 6.2433 | See source workbook for details. Includes PSE NEI data where applicable. | NWPPC 2021 Plan measure workbook Res-ClothesWasher-2021P_v2, for the measure Top Load_ENERGY STAR but not CEE+Gas DHW_Electric Dryer | System | System
Pierce County | Manufactured - Highly Impacted | Water Heat LE 55 Gal | New | Top Load_ENERGY STAR but not CEE+Gas DHW_Electric Dryer | Washer Savings | 0 | 2024 | 2050 | 0.67793 | per Home | 0 | 0 | 14 | NWPPC 2021 Plan measure workbook Res-ClothesWasher-2021P_v2, for the measure Top Load_ENERGY STAR but not CEE+Gas DHW_Electric Dryer | 0.45753 | 0.347% | NWPPC 2021 Plan measure workbook Res-ClothesWasher-2021P_v2, for the measure Top Load_ENERGY STAR but not CEE+Gas DHW_Electric Dryer | 17.8451 | NWPPC 2021 Plan measure workbook Res-ClothesWasher-2021P_v2, for the measure Top Load_ENERGY STAR but not CEE+Gas DHW_Electric Dryer | 0 | Incremental | 0 | 0 | 0 | 0.0074423 | 0 | 0 | 0 | See 'Measure Equipment Cost Source' | NWPPC 2021 Plan measure workbook Res-ClothesWasher-2021P_v2, for the measure Top Load_ENERGY STAR but not CEE+Gas DHW_Electric Dryer |  | 100% | 99% | 2.595% | 1 | 0 | 6.2433 | See source workbook for details. Includes PSE NEI data where applicable. | NWPPC 2021 Plan measure workbook Res-ClothesWasher-2021P_v2, for the measure Top Load_ENERGY STAR but not CEE+Gas DHW_Electric Dryer | System | System
Pierce County | Single Family | Water Heat GT 55 Gal | Existing | Top Load_ENERGY STAR but not CEE+Gas DHW_Electric Dryer | Washer Savings | 0 | 2024 | 2050 | 0.92861 | per Home | 0 | 0 | 14 | NWPPC 2021 Plan measure workbook Res-ClothesWasher-2021P_v2, for the measure Top Load_ENERGY STAR but not CEE+Gas DHW_Electric Dryer | 0.552 | 0.3593% | NWPPC 2021 Plan measure workbook Res-ClothesWasher-2021P_v2, for the measure Top Load_ENERGY STAR but not CEE+Gas DHW_Electric Dryer | 24.4437 | NWPPC 2021 Plan measure workbook Res-ClothesWasher-2021P_v2, for the measure Top Load_ENERGY STAR but not CEE+Gas DHW_Electric Dryer | 0 | Incremental | 0 | 0 | 0 | 0.010194 | 0 | 0 | 0 | See 'Measure Equipment Cost Source' | NWPPC 2021 Plan measure workbook Res-ClothesWasher-2021P_v2, for the measure Top Load_ENERGY STAR but not CEE+Gas DHW_Electric Dryer |  | 100% | 99% | 23.65% | 1 | 0 | 8.5519 | See source workbook for details. Includes PSE NEI data where applicable. | NWPPC 2021 Plan measure workbook Res-ClothesWasher-2021P_v2, for the measure Top Load_ENERGY STAR but not CEE+Gas DHW_Electric Dryer | System | System
Pierce County | Single Family | Water Heat GT 55 Gal | New | Top Load_ENERGY STAR but not CEE+Gas DHW_Electric Dryer | Washer Savings | 0 | 2024 | 2050 | 0.92861 | per Home | 0 | 0 | 14 | NWPPC 2021 Plan measure workbook Res-ClothesWasher-2021P_v2, for the measure Top Load_ENERGY STAR but not CEE+Gas DHW_Electric Dryer | 0.552 | 0.3593% | NWPPC 2021 Plan measure workbook Res-ClothesWasher-2021P_v2, for the measure Top Load_ENERGY STAR but not CEE+Gas DHW_Electric Dryer | 24.4437 | NWPPC 2021 Plan measure workbook Res-ClothesWasher-2021P_v2, for the measure Top Load_ENERGY STAR but not CEE+Gas DHW_Electric Dryer | 0 | Incremental | 0 | 0 | 0 | 0.010194 | 0 | 0 | 0 | See 'Measure Equipment Cost Source' | NWPPC 2021 Plan measure workbook Res-ClothesWasher-2021P_v2, for the measure Top Load_ENERGY STAR but not CEE+Gas DHW_Electric Dryer |  | 100% | 99% | 23.65% | 1 | 0 | 8.5519 | See source workbook for details. Includes PSE NEI data where applicable. | NWPPC 2021 Plan measure workbook Res-ClothesWasher-2021P_v2, for the measure Top Load_ENERGY STAR but not CEE+Gas DHW_Electric Dryer | System | System
Pierce County | Single Family - Highly Impacted | Water Heat GT 55 Gal | Existing | Top Load_ENERGY STAR but not CEE+Gas DHW_Electric Dryer | Washer Savings | 0 | 2024 | 2050 | 0.66799 | per Home | 0 | 0 | 14 | NWPPC 2021 Plan measure workbook Res-ClothesWasher-2021P_v2, for the measure Top Load_ENERGY STAR but not CEE+Gas DHW_Electric Dryer | 0.39708 | 0.2958% | NWPPC 2021 Plan measure workbook Res-ClothesWasher-2021P_v2, for the measure Top Load_ENERGY STAR but not CEE+Gas DHW_Electric Dryer | 17.5832 | NWPPC 2021 Plan measure workbook Res-ClothesWasher-2021P_v2, for the measure Top Load_ENERGY STAR but not CEE+Gas DHW_Electric Dryer | 0 | Incremental | 0 | 0 | 0 | 0.0073331 | 0 | 0 | 0 | See 'Measure Equipment Cost Source' | NWPPC 2021 Plan measure workbook Res-ClothesWasher-2021P_v2, for the measure Top Load_ENERGY STAR but not CEE+Gas DHW_Electric Dryer |  | 100% | 99% | 18.14% | 1 | 0 | 6.1517 | See source workbook for details. Includes PSE NEI data where applicable. | NWPPC 2021 Plan measure workbook Res-ClothesWasher-2021P_v2, for the measure Top Load_ENERGY STAR but not CEE+Gas DHW_Electric Dryer | System | System
Pierce County | Single Family - Highly Impacted | Water Heat GT 55 Gal | New | Top Load_ENERGY STAR but not CEE+Gas DHW_Electric Dryer | Washer Savings | 0 | 2024 | 2050 | 0.66799 | per Home | 0 | 0 | 14 | NWPPC 2021 Plan measure workbook Res-ClothesWasher-2021P_v2, for the measure Top Load_ENERGY STAR but not CEE+Gas DHW_Electric Dryer | 0.39708 | 0.2958% | NWPPC 2021 Plan measure workbook Res-ClothesWasher-2021P_v2, for the measure Top Load_ENERGY STAR but not CEE+Gas DHW_Electric Dryer | 17.5832 | NWPPC 2021 Plan measure workbook Res-ClothesWasher-2021P_v2, for the measure Top Load_ENERGY STAR but not CEE+Gas DHW_Electric Dryer | 0 | Incremental | 0 | 0 | 0 | 0.0073331 | 0 | 0 | 0 | See 'Measure Equipment Cost Source' | NWPPC 2021 Plan measure workbook Res-ClothesWasher-2021P_v2, for the measure Top Load_ENERGY STAR but not CEE+Gas DHW_Electric Dryer |  | 100% | 99% | 18.14% | 1 | 0 | 6.1517 | See source workbook for details. Includes PSE NEI data where applicable. | NWPPC 2021 Plan measure workbook Res-ClothesWasher-2021P_v2, for the measure Top Load_ENERGY STAR but not CEE+Gas DHW_Electric Dryer | System | System
Pierce County | Multifamily | Water Heat GT 55 Gal | Existing | Top Load_ENERGY STAR but not CEE+Gas DHW_Electric Dryer | Washer Savings | 0 | 2024 | 2050 | 0.6367 | per Home | 0 | 0 | 14 | NWPPC 2021 Plan measure workbook Res-ClothesWasher-2021P_v2, for the measure Top Load_ENERGY STAR but not CEE+Gas DHW_Electric Dryer | 0.37848 | 0.3468% | NWPPC 2021 Plan measure workbook Res-ClothesWasher-2021P_v2, for the measure Top Load_ENERGY STAR but not CEE+Gas DHW_Electric Dryer | 16.7598 | NWPPC 2021 Plan measure workbook Res-ClothesWasher-2021P_v2, for the measure Top Load_ENERGY STAR but not CEE+Gas DHW_Electric Dryer | 0 | Incremental | 0 | 0 | 0 | 0.0069897 | 0 | 0 | 0 | See 'Measure Equipment Cost Source' | NWPPC 2021 Plan measure workbook Res-ClothesWasher-2021P_v2, for the measure Top Load_ENERGY STAR but not CEE+Gas DHW_Electric Dryer |  | 100% | 99% | 5.408% | 1 | 0 | 5.8636 | See source workbook for details. Includes PSE NEI data where applicable. | NWPPC 2021 Plan measure workbook Res-ClothesWasher-2021P_v2, for the measure Top Load_ENERGY STAR but not CEE+Gas DHW_Electric Dryer | System | System
Pierce County | Multifamily | Water Heat GT 55 Gal | New | Top Load_ENERGY STAR but not CEE+Gas DHW_Electric Dryer | Washer Savings | 0 | 2024 | 2050 | 0.6367 | per Home | 0 | 0 | 14 | NWPPC 2021 Plan measure workbook Res-ClothesWasher-2021P_v2, for the measure Top Load_ENERGY STAR but not CEE+Gas DHW_Electric Dryer | 0.37848 | 0.3468% | NWPPC 2021 Plan measure workbook Res-ClothesWasher-2021P_v2, for the measure Top Load_ENERGY STAR but not CEE+Gas DHW_Electric Dryer | 16.7598 | NWPPC 2021 Plan measure workbook Res-ClothesWasher-2021P_v2, for the measure Top Load_ENERGY STAR but not CEE+Gas DHW_Electric Dryer | 0 | Incremental | 0 | 0 | 0 | 0.0069897 | 0 | 0 | 0 | See 'Measure Equipment Cost Source' | NWPPC 2021 Plan measure workbook Res-ClothesWasher-2021P_v2, for the measure Top Load_ENERGY STAR but not CEE+Gas DHW_Electric Dryer |  | 100% | 99% | 5.408% | 1 | 0 | 5.8636 | See source workbook for details. Includes PSE NEI data where applicable. | NWPPC 2021 Plan measure workbook Res-ClothesWasher-2021P_v2, for the measure Top Load_ENERGY STAR but not CEE+Gas DHW_Electric Dryer | System | System
Pierce County | Multifamily - Highly Impacted | Water Heat GT 55 Gal | Existing | Top Load_ENERGY STAR but not CEE+Gas DHW_Electric Dryer | Washer Savings | 0 | 2024 | 2050 | 0.5404 | per Home | 0 | 0 | 14 | NWPPC 2021 Plan measure workbook Res-ClothesWasher-2021P_v2, for the measure Top Load_ENERGY STAR but not CEE+Gas DHW_Electric Dryer | 0.32124 | 0.2615% | NWPPC 2021 Plan measure workbook Res-ClothesWasher-2021P_v2, for the measure Top Load_ENERGY STAR but not CEE+Gas DHW_Electric Dryer | 14.2249 | NWPPC 2021 Plan measure workbook Res-ClothesWasher-2021P_v2, for the measure Top Load_ENERGY STAR but not CEE+Gas DHW_Electric Dryer | 0 | Incremental | 0 | 0 | 0 | 0.0059325 | 0 | 0 | 0 | See 'Measure Equipment Cost Source' | NWPPC 2021 Plan measure workbook Res-ClothesWasher-2021P_v2, for the measure Top Load_ENERGY STAR but not CEE+Gas DHW_Electric Dryer |  | 100% | 99% | 4.076% | 1 | 0 | 4.9767 | See source workbook for details. Includes PSE NEI data where applicable. | NWPPC 2021 Plan measure workbook Res-ClothesWasher-2021P_v2, for the measure Top Load_ENERGY STAR but not CEE+Gas DHW_Electric Dryer | System | System
Pierce County | Multifamily - Highly Impacted | Water Heat GT 55 Gal | New | Top Load_ENERGY STAR but not CEE+Gas DHW_Electric Dryer | Washer Savings | 0 | 2024 | 2050 | 0.5404 | per Home | 0 | 0 | 14 | NWPPC 2021 Plan measure workbook Res-ClothesWasher-2021P_v2, for the measure Top Load_ENERGY STAR but not CEE+Gas DHW_Electric Dryer | 0.32124 | 0.2615% | NWPPC 2021 Plan measure workbook Res-ClothesWasher-2021P_v2, for the measure Top Load_ENERGY STAR but not CEE+Gas DHW_Electric Dryer | 14.2249 | NWPPC 2021 Plan measure workbook Res-ClothesWasher-2021P_v2, for the measure Top Load_ENERGY STAR but not CEE+Gas DHW_Electric Dryer | 0 | Incremental | 0 | 0 | 0 | 0.0059325 | 0 | 0 | 0 | See 'Measure Equipment Cost Source' | NWPPC 2021 Plan measure workbook Res-ClothesWasher-2021P_v2, for the measure Top Load_ENERGY STAR but not CEE+Gas DHW_Electric Dryer |  | 100% | 99% | 4.076% | 1 | 0 | 4.9767 | See source workbook for details. Includes PSE NEI data where applicable. | NWPPC 2021 Plan measure workbook Res-ClothesWasher-2021P_v2, for the measure Top Load_ENERGY STAR but not CEE+Gas DHW_Electric Dryer | System | System
Pierce County | Manufactured | Water Heat GT 55 Gal | Existing | Top Load_ENERGY STAR but not CEE+Gas DHW_Electric Dryer | Washer Savings | 0 | 2024 | 2050 | 0.87443 | per Home | 0 | 0 | 14 | NWPPC 2021 Plan measure workbook Res-ClothesWasher-2021P_v2, for the measure Top Load_ENERGY STAR but not CEE+Gas DHW_Electric Dryer | 0.5198 | 0.3817% | NWPPC 2021 Plan measure workbook Res-ClothesWasher-2021P_v2, for the measure Top Load_ENERGY STAR but not CEE+Gas DHW_Electric Dryer | 23.0175 | NWPPC 2021 Plan measure workbook Res-ClothesWasher-2021P_v2, for the measure Top Load_ENERGY STAR but not CEE+Gas DHW_Electric Dryer | 0 | Incremental | 0 | 0 | 0 | 0.0095994 | 0 | 0 | 0 | See 'Measure Equipment Cost Source' | NWPPC 2021 Plan measure workbook Res-ClothesWasher-2021P_v2, for the measure Top Load_ENERGY STAR but not CEE+Gas DHW_Electric Dryer |  | 100% | 99% | 6.608% | 1 | 0 | 8.0529 | See source workbook for details. Includes PSE NEI data where applicable. | NWPPC 2021 Plan measure workbook Res-ClothesWasher-2021P_v2, for the measure Top Load_ENERGY STAR but not CEE+Gas DHW_Electric Dryer | System | System
Pierce County | Manufactured | Water Heat GT 55 Gal | New | Top Load_ENERGY STAR but not CEE+Gas DHW_Electric Dryer | Washer Savings | 0 | 2024 | 2050 | 0.87443 | per Home | 0 | 0 | 14 | NWPPC 2021 Plan measure workbook Res-ClothesWasher-2021P_v2, for the measure Top Load_ENERGY STAR but not CEE+Gas DHW_Electric Dryer | 0.5198 | 0.3817% | NWPPC 2021 Plan measure workbook Res-ClothesWasher-2021P_v2, for the measure Top Load_ENERGY STAR but not CEE+Gas DHW_Electric Dryer | 23.0175 | NWPPC 2021 Plan measure workbook Res-ClothesWasher-2021P_v2, for the measure Top Load_ENERGY STAR but not CEE+Gas DHW_Electric Dryer | 0 | Incremental | 0 | 0 | 0 | 0.0095994 | 0 | 0 | 0 | See 'Measure Equipment Cost Source' | NWPPC 2021 Plan measure workbook Res-ClothesWasher-2021P_v2, for the measure Top Load_ENERGY STAR but not CEE+Gas DHW_Electric Dryer |  | 100% | 99% | 6.608% | 1 | 0 | 8.0529 | See source workbook for details. Includes PSE NEI data where applicable. | NWPPC 2021 Plan measure workbook Res-ClothesWasher-2021P_v2, for the measure Top Load_ENERGY STAR but not CEE+Gas DHW_Electric Dryer | System | System
Pierce County | Manufactured - Highly Impacted | Water Heat GT 55 Gal | Existing | Top Load_ENERGY STAR but not CEE+Gas DHW_Electric Dryer | Washer Savings | 0 | 2024 | 2050 | 0.67793 | per Home | 0 | 0 | 14 | NWPPC 2021 Plan measure workbook Res-ClothesWasher-2021P_v2, for the measure Top Load_ENERGY STAR but not CEE+Gas DHW_Electric Dryer | 0.40299 | 0.347% | NWPPC 2021 Plan measure workbook Res-ClothesWasher-2021P_v2, for the measure Top Load_ENERGY STAR but not CEE+Gas DHW_Electric Dryer | 17.8451 | NWPPC 2021 Plan measure workbook Res-ClothesWasher-2021P_v2, for the measure Top Load_ENERGY STAR but not CEE+Gas DHW_Electric Dryer | 0 | Incremental | 0 | 0 | 0 | 0.0074423 | 0 | 0 | 0 | See 'Measure Equipment Cost Source' | NWPPC 2021 Plan measure workbook Res-ClothesWasher-2021P_v2, for the measure Top Load_ENERGY STAR but not CEE+Gas DHW_Electric Dryer |  | 100% | 99% | 2.595% | 1 | 0 | 6.2433 | See source workbook for details. Includes PSE NEI data where applicable. | NWPPC 2021 Plan measure workbook Res-ClothesWasher-2021P_v2, for the measure Top Load_ENERGY STAR but not CEE+Gas DHW_Electric Dryer | System | System
Pierce County | Manufactured - Highly Impacted | Water Heat GT 55 Gal | New | Top Load_ENERGY STAR but not CEE+Gas DHW_Electric Dryer | Washer Savings | 0 | 2024 | 2050 | 0.67793 | per Home | 0 | 0 | 14 | NWPPC 2021 Plan measure workbook Res-ClothesWasher-2021P_v2, for the measure Top Load_ENERGY STAR but not CEE+Gas DHW_Electric Dryer | 0.40299 | 0.347% | NWPPC 2021 Plan measure workbook Res-ClothesWasher-2021P_v2, for the measure Top Load_ENERGY STAR but not CEE+Gas DHW_Electric Dryer | 17.8451 | NWPPC 2021 Plan measure workbook Res-ClothesWasher-2021P_v2, for the measure Top Load_ENERGY STAR but not CEE+Gas DHW_Electric Dryer | 0 | Incremental | 0 | 0 | 0 | 0.0074423 | 0 | 0 | 0 | See 'Measure Equipment Cost Source' | NWPPC 2021 Plan measure workbook Res-ClothesWasher-2021P_v2, for the measure Top Load_ENERGY STAR but not CEE+Gas DHW_Electric Dryer |  | 100% | 99% | 2.595% | 1 | 0 | 6.2433 | See source workbook for details. Includes PSE NEI data where applicable. | NWPPC 2021 Plan measure workbook Res-ClothesWasher-2021P_v2, for the measure Top Load_ENERGY STAR but not CEE+Gas DHW_Electric Dryer | System | System
Pierce County | Single Family | Water Heat LE 55 Gal | Existing | Top Load_ENERGY STAR but not CEE+Gas DHW_Gas Dryer | Washer Savings | 0 | 2024 | 2050 | 0.92861 | per Home | 0 | 0 | 14 | NWPPC 2021 Plan measure workbook Res-ClothesWasher-2021P_v2, for the measure Top Load_ENERGY STAR but not CEE+Gas DHW_Gas Dryer | 1.27 | 0.7019% | NWPPC 2021 Plan measure workbook Res-ClothesWasher-2021P_v2, for the measure Top Load_ENERGY STAR but not CEE+Gas DHW_Gas Dryer | 8.2329 | NWPPC 2021 Plan measure workbook Res-ClothesWasher-2021P_v2, for the measure Top Load_ENERGY STAR but not CEE+Gas DHW_Gas Dryer | 0 | Incremental | 0 | 0 | 0 | 0.010194 | 0 | 0 | 0 | See 'Measure Equipment Cost Source' | NWPPC 2021 Plan measure workbook Res-ClothesWasher-2021P_v2, for the measure Top Load_ENERGY STAR but not CEE+Gas DHW_Gas Dryer |  | 100% | 99% | 3.773% | 1 | 0 | 8.5519 | See source workbook for details. Includes PSE NEI data where applicable. | NWPPC 2021 Plan measure workbook Res-ClothesWasher-2021P_v2, for the measure Top Load_ENERGY STAR but not CEE+Gas DHW_Gas Dryer | System | System
Pierce County | Single Family | Water Heat LE 55 Gal | New | Top Load_ENERGY STAR but not CEE+Gas DHW_Gas Dryer | Washer Savings | 0 | 2024 | 2050 | 0.92861 | per Home | 0 | 0 | 14 | NWPPC 2021 Plan measure workbook Res-ClothesWasher-2021P_v2, for the measure Top Load_ENERGY STAR but not CEE+Gas DHW_Gas Dryer | 1.2243 | 0.7019% | NWPPC 2021 Plan measure workbook Res-ClothesWasher-2021P_v2, for the measure Top Load_ENERGY STAR but not CEE+Gas DHW_Gas Dryer | 8.2329 | NWPPC 2021 Plan measure workbook Res-ClothesWasher-2021P_v2, for the measure Top Load_ENERGY STAR but not CEE+Gas DHW_Gas Dryer | 0 | Incremental | 0 | 0 | 0 | 0.010194 | 0 | 0 | 0 | See 'Measure Equipment Cost Source' | NWPPC 2021 Plan measure workbook Res-ClothesWasher-2021P_v2, for the measure Top Load_ENERGY STAR but not CEE+Gas DHW_Gas Dryer |  | 100% | 99% | 3.773% | 1 | 0 | 8.5519 | See source workbook for details. Includes PSE NEI data where applicable. | NWPPC 2021 Plan measure workbook Res-ClothesWasher-2021P_v2, for the measure Top Load_ENERGY STAR but not CEE+Gas DHW_Gas Dryer | System | System
Pierce County | Single Family - Highly Impacted | Water Heat LE 55 Gal | Existing | Top Load_ENERGY STAR but not CEE+Gas DHW_Gas Dryer | Washer Savings | 0 | 2024 | 2050 | 0.66799 | per Home | 0 | 0 | 14 | NWPPC 2021 Plan measure workbook Res-ClothesWasher-2021P_v2, for the measure Top Load_ENERGY STAR but not CEE+Gas DHW_Gas Dryer | 0.91356 | 0.5779% | NWPPC 2021 Plan measure workbook Res-ClothesWasher-2021P_v2, for the measure Top Load_ENERGY STAR but not CEE+Gas DHW_Gas Dryer | 5.9222 | NWPPC 2021 Plan measure workbook Res-ClothesWasher-2021P_v2, for the measure Top Load_ENERGY STAR but not CEE+Gas DHW_Gas Dryer | 0 | Incremental | 0 | 0 | 0 | 0.0073331 | 0 | 0 | 0 | See 'Measure Equipment Cost Source' | NWPPC 2021 Plan measure workbook Res-ClothesWasher-2021P_v2, for the measure Top Load_ENERGY STAR but not CEE+Gas DHW_Gas Dryer |  | 100% | 99% | 2.329% | 1 | 0 | 6.1517 | See source workbook for details. Includes PSE NEI data where applicable. | NWPPC 2021 Plan measure workbook Res-ClothesWasher-2021P_v2, for the measure Top Load_ENERGY STAR but not CEE+Gas DHW_Gas Dryer | System | System
Pierce County | Single Family - Highly Impacted | Water Heat LE 55 Gal | New | Top Load_ENERGY STAR but not CEE+Gas DHW_Gas Dryer | Washer Savings | 0 | 2024 | 2050 | 0.66799 | per Home | 0 | 0 | 14 | NWPPC 2021 Plan measure workbook Res-ClothesWasher-2021P_v2, for the measure Top Load_ENERGY STAR but not CEE+Gas DHW_Gas Dryer | 0.88072 | 0.5779% | NWPPC 2021 Plan measure workbook Res-ClothesWasher-2021P_v2, for the measure Top Load_ENERGY STAR but not CEE+Gas DHW_Gas Dryer | 5.9222 | NWPPC 2021 Plan measure workbook Res-ClothesWasher-2021P_v2, for the measure Top Load_ENERGY STAR but not CEE+Gas DHW_Gas Dryer | 0 | Incremental | 0 | 0 | 0 | 0.0073331 | 0 | 0 | 0 | See 'Measure Equipment Cost Source' | NWPPC 2021 Plan measure workbook Res-ClothesWasher-2021P_v2, for the measure Top Load_ENERGY STAR but not CEE+Gas DHW_Gas Dryer |  | 100% | 99% | 2.329% | 1 | 0 | 6.1517 | See source workbook for details. Includes PSE NEI data where applicable. | NWPPC 2021 Plan measure workbook Res-ClothesWasher-2021P_v2, for the measure Top Load_ENERGY STAR but not CEE+Gas DHW_Gas Dryer | System | System
Pierce County | Multifamily | Water Heat LE 55 Gal | Existing | Top Load_ENERGY STAR but not CEE+Gas DHW_Gas Dryer | Washer Savings | 0 | 2024 | 2050 | 0.6367 | per Home | 0 | 0 | 14 | NWPPC 2021 Plan measure workbook Res-ClothesWasher-2021P_v2, for the measure Top Load_ENERGY STAR but not CEE+Gas DHW_Gas Dryer | 0.87078 | 0.6776% | NWPPC 2021 Plan measure workbook Res-ClothesWasher-2021P_v2, for the measure Top Load_ENERGY STAR but not CEE+Gas DHW_Gas Dryer | 5.6449 | NWPPC 2021 Plan measure workbook Res-ClothesWasher-2021P_v2, for the measure Top Load_ENERGY STAR but not CEE+Gas DHW_Gas Dryer | 0 | Incremental | 0 | 0 | 0 | 0.0069897 | 0 | 0 | 0 | See 'Measure Equipment Cost Source' | NWPPC 2021 Plan measure workbook Res-ClothesWasher-2021P_v2, for the measure Top Load_ENERGY STAR but not CEE+Gas DHW_Gas Dryer |  | 100% | 99% | 0.1057% | 1 | 0 | 5.8636 | See source workbook for details. Includes PSE NEI data where applicable. | NWPPC 2021 Plan measure workbook Res-ClothesWasher-2021P_v2, for the measure Top Load_ENERGY STAR but not CEE+Gas DHW_Gas Dryer | System | System
Pierce County | Multifamily | Water Heat LE 55 Gal | New | Top Load_ENERGY STAR but not CEE+Gas DHW_Gas Dryer | Washer Savings | 0 | 2024 | 2050 | 0.6367 | per Home | 0 | 0 | 14 | NWPPC 2021 Plan measure workbook Res-ClothesWasher-2021P_v2, for the measure Top Load_ENERGY STAR but not CEE+Gas DHW_Gas Dryer | 0.83947 | 0.6776% | NWPPC 2021 Plan measure workbook Res-ClothesWasher-2021P_v2, for the measure Top Load_ENERGY STAR but not CEE+Gas DHW_Gas Dryer | 5.6449 | NWPPC 2021 Plan measure workbook Res-ClothesWasher-2021P_v2, for the measure Top Load_ENERGY STAR but not CEE+Gas DHW_Gas Dryer | 0 | Incremental | 0 | 0 | 0 | 0.0069897 | 0 | 0 | 0 | See 'Measure Equipment Cost Source' | NWPPC 2021 Plan measure workbook Res-ClothesWasher-2021P_v2, for the measure Top Load_ENERGY STAR but not CEE+Gas DHW_Gas Dryer |  | 100% | 99% | 0.1057% | 1 | 0 | 5.8636 | See source workbook for details. Includes PSE NEI data where applicable. | NWPPC 2021 Plan measure workbook Res-ClothesWasher-2021P_v2, for the measure Top Load_ENERGY STAR but not CEE+Gas DHW_Gas Dryer | System | System
Pierce County | Multifamily - Highly Impacted | Water Heat LE 55 Gal | Existing | Top Load_ENERGY STAR but not CEE+Gas DHW_Gas Dryer | Washer Savings | 0 | 2024 | 2050 | 0.5404 | per Home | 0 | 0 | 14 | NWPPC 2021 Plan measure workbook Res-ClothesWasher-2021P_v2, for the measure Top Load_ENERGY STAR but not CEE+Gas DHW_Gas Dryer | 0.73907 | 0.5109% | NWPPC 2021 Plan measure workbook Res-ClothesWasher-2021P_v2, for the measure Top Load_ENERGY STAR but not CEE+Gas DHW_Gas Dryer | 4.7911 | NWPPC 2021 Plan measure workbook Res-ClothesWasher-2021P_v2, for the measure Top Load_ENERGY STAR but not CEE+Gas DHW_Gas Dryer | 0 | Incremental | 0 | 0 | 0 | 0.0059325 | 0 | 0 | 0 | See 'Measure Equipment Cost Source' | NWPPC 2021 Plan measure workbook Res-ClothesWasher-2021P_v2, for the measure Top Load_ENERGY STAR but not CEE+Gas DHW_Gas Dryer |  | 100% | 99% | 0.05979% | 1 | 0 | 4.9767 | See source workbook for details. Includes PSE NEI data where applicable. | NWPPC 2021 Plan measure workbook Res-ClothesWasher-2021P_v2, for the measure Top Load_ENERGY STAR but not CEE+Gas DHW_Gas Dryer | System | System
Pierce County | Multifamily - Highly Impacted | Water Heat LE 55 Gal | New | Top Load_ENERGY STAR but not CEE+Gas DHW_Gas Dryer | Washer Savings | 0 | 2024 | 2050 | 0.5404 | per Home | 0 | 0 | 14 | NWPPC 2021 Plan measure workbook Res-ClothesWasher-2021P_v2, for the measure Top Load_ENERGY STAR but not CEE+Gas DHW_Gas Dryer | 0.7125 | 0.5109% | NWPPC 2021 Plan measure workbook Res-ClothesWasher-2021P_v2, for the measure Top Load_ENERGY STAR but not CEE+Gas DHW_Gas Dryer | 4.7911 | NWPPC 2021 Plan measure workbook Res-ClothesWasher-2021P_v2, for the measure Top Load_ENERGY STAR but not CEE+Gas DHW_Gas Dryer | 0 | Incremental | 0 | 0 | 0 | 0.0059325 | 0 | 0 | 0 | See 'Measure Equipment Cost Source' | NWPPC 2021 Plan measure workbook Res-ClothesWasher-2021P_v2, for the measure Top Load_ENERGY STAR but not CEE+Gas DHW_Gas Dryer |  | 100% | 99% | 0.05979% | 1 | 0 | 4.9767 | See source workbook for details. Includes PSE NEI data where applicable. | NWPPC 2021 Plan measure workbook Res-ClothesWasher-2021P_v2, for the measure Top Load_ENERGY STAR but not CEE+Gas DHW_Gas Dryer | System | System
Pierce County | Manufactured | Water Heat LE 55 Gal | Existing | Top Load_ENERGY STAR but not CEE+Gas DHW_Gas Dryer | Washer Savings | 0 | 2024 | 2050 | 0.87443 | per Home | 0 | 0 | 14 | NWPPC 2021 Plan measure workbook Res-ClothesWasher-2021P_v2, for the measure Top Load_ENERGY STAR but not CEE+Gas DHW_Gas Dryer | 1.1959 | 0.7456% | NWPPC 2021 Plan measure workbook Res-ClothesWasher-2021P_v2, for the measure Top Load_ENERGY STAR but not CEE+Gas DHW_Gas Dryer | 7.7526 | NWPPC 2021 Plan measure workbook Res-ClothesWasher-2021P_v2, for the measure Top Load_ENERGY STAR but not CEE+Gas DHW_Gas Dryer | 0 | Incremental | 0 | 0 | 0 | 0.0095994 | 0 | 0 | 0 | See 'Measure Equipment Cost Source' | NWPPC 2021 Plan measure workbook Res-ClothesWasher-2021P_v2, for the measure Top Load_ENERGY STAR but not CEE+Gas DHW_Gas Dryer |  | 100% | 99% | 0.5436% | 1 | 0 | 8.0529 | See source workbook for details. Includes PSE NEI data where applicable. | NWPPC 2021 Plan measure workbook Res-ClothesWasher-2021P_v2, for the measure Top Load_ENERGY STAR but not CEE+Gas DHW_Gas Dryer | System | System
Pierce County | Manufactured | Water Heat LE 55 Gal | New | Top Load_ENERGY STAR but not CEE+Gas DHW_Gas Dryer | Washer Savings | 0 | 2024 | 2050 | 0.87443 | per Home | 0 | 0 | 14 | NWPPC 2021 Plan measure workbook Res-ClothesWasher-2021P_v2, for the measure Top Load_ENERGY STAR but not CEE+Gas DHW_Gas Dryer | 1.1529 | 0.7456% | NWPPC 2021 Plan measure workbook Res-ClothesWasher-2021P_v2, for the measure Top Load_ENERGY STAR but not CEE+Gas DHW_Gas Dryer | 7.7526 | NWPPC 2021 Plan measure workbook Res-ClothesWasher-2021P_v2, for the measure Top Load_ENERGY STAR but not CEE+Gas DHW_Gas Dryer | 0 | Incremental | 0 | 0 | 0 | 0.0095994 | 0 | 0 | 0 | See 'Measure Equipment Cost Source' | NWPPC 2021 Plan measure workbook Res-ClothesWasher-2021P_v2, for the measure Top Load_ENERGY STAR but not CEE+Gas DHW_Gas Dryer |  | 100% | 99% | 0.5436% | 1 | 0 | 8.0529 | See source workbook for details. Includes PSE NEI data where applicable. | NWPPC 2021 Plan measure workbook Res-ClothesWasher-2021P_v2, for the measure Top Load_ENERGY STAR but not CEE+Gas DHW_Gas Dryer | System | System
Pierce County | Manufactured - Highly Impacted | Water Heat LE 55 Gal | Existing | Top Load_ENERGY STAR but not CEE+Gas DHW_Gas Dryer | Washer Savings | 0 | 2024 | 2050 | 0.67793 | per Home | 0 | 0 | 14 | NWPPC 2021 Plan measure workbook Res-ClothesWasher-2021P_v2, for the measure Top Load_ENERGY STAR but not CEE+Gas DHW_Gas Dryer | 0.92717 | 0.678% | NWPPC 2021 Plan measure workbook Res-ClothesWasher-2021P_v2, for the measure Top Load_ENERGY STAR but not CEE+Gas DHW_Gas Dryer | 6.0104 | NWPPC 2021 Plan measure workbook Res-ClothesWasher-2021P_v2, for the measure Top Load_ENERGY STAR but not CEE+Gas DHW_Gas Dryer | 0 | Incremental | 0 | 0 | 0 | 0.0074423 | 0 | 0 | 0 | See 'Measure Equipment Cost Source' | NWPPC 2021 Plan measure workbook Res-ClothesWasher-2021P_v2, for the measure Top Load_ENERGY STAR but not CEE+Gas DHW_Gas Dryer |  | 100% | 99% | 0.02805% | 1 | 0 | 6.2433 | See source workbook for details. Includes PSE NEI data where applicable. | NWPPC 2021 Plan measure workbook Res-ClothesWasher-2021P_v2, for the measure Top Load_ENERGY STAR but not CEE+Gas DHW_Gas Dryer | System | System
Pierce County | Manufactured - Highly Impacted | Water Heat LE 55 Gal | New | Top Load_ENERGY STAR but not CEE+Gas DHW_Gas Dryer | Washer Savings | 0 | 2024 | 2050 | 0.67793 | per Home | 0 | 0 | 14 | NWPPC 2021 Plan measure workbook Res-ClothesWasher-2021P_v2, for the measure Top Load_ENERGY STAR but not CEE+Gas DHW_Gas Dryer | 0.89384 | 0.678% | NWPPC 2021 Plan measure workbook Res-ClothesWasher-2021P_v2, for the measure Top Load_ENERGY STAR but not CEE+Gas DHW_Gas Dryer | 6.0104 | NWPPC 2021 Plan measure workbook Res-ClothesWasher-2021P_v2, for the measure Top Load_ENERGY STAR but not CEE+Gas DHW_Gas Dryer | 0 | Incremental | 0 | 0 | 0 | 0.0074423 | 0 | 0 | 0 | See 'Measure Equipment Cost Source' | NWPPC 2021 Plan measure workbook Res-ClothesWasher-2021P_v2, for the measure Top Load_ENERGY STAR but not CEE+Gas DHW_Gas Dryer |  | 100% | 99% | 0.02805% | 1 | 0 | 6.2433 | See source workbook for details. Includes PSE NEI data where applicable. | NWPPC 2021 Plan measure workbook Res-ClothesWasher-2021P_v2, for the measure Top Load_ENERGY STAR but not CEE+Gas DHW_Gas Dryer | System | System
Pierce County | Single Family | Water Heat GT 55 Gal | Existing | Top Load_ENERGY STAR but not CEE+Gas DHW_Gas Dryer | Washer Savings | 0 | 2024 | 2050 | 0.92861 | per Home | 0 | 0 | 14 | NWPPC 2021 Plan measure workbook Res-ClothesWasher-2021P_v2, for the measure Top Load_ENERGY STAR but not CEE+Gas DHW_Gas Dryer | 1.0784 | 0.7019% | NWPPC 2021 Plan measure workbook Res-ClothesWasher-2021P_v2, for the measure Top Load_ENERGY STAR but not CEE+Gas DHW_Gas Dryer | 8.2329 | NWPPC 2021 Plan measure workbook Res-ClothesWasher-2021P_v2, for the measure Top Load_ENERGY STAR but not CEE+Gas DHW_Gas Dryer | 0 | Incremental | 0 | 0 | 0 | 0.010194 | 0 | 0 | 0 | See 'Measure Equipment Cost Source' | NWPPC 2021 Plan measure workbook Res-ClothesWasher-2021P_v2, for the measure Top Load_ENERGY STAR but not CEE+Gas DHW_Gas Dryer |  | 100% | 99% | 3.773% | 1 | 0 | 8.5519 | See source workbook for details. Includes PSE NEI data where applicable. | NWPPC 2021 Plan measure workbook Res-ClothesWasher-2021P_v2, for the measure Top Load_ENERGY STAR but not CEE+Gas DHW_Gas Dryer | System | System
Pierce County | Single Family | Water Heat GT 55 Gal | New | Top Load_ENERGY STAR but not CEE+Gas DHW_Gas Dryer | Washer Savings | 0 | 2024 | 2050 | 0.92861 | per Home | 0 | 0 | 14 | NWPPC 2021 Plan measure workbook Res-ClothesWasher-2021P_v2, for the measure Top Load_ENERGY STAR but not CEE+Gas DHW_Gas Dryer | 1.0784 | 0.7019% | NWPPC 2021 Plan measure workbook Res-ClothesWasher-2021P_v2, for the measure Top Load_ENERGY STAR but not CEE+Gas DHW_Gas Dryer | 8.2329 | NWPPC 2021 Plan measure workbook Res-ClothesWasher-2021P_v2, for the measure Top Load_ENERGY STAR but not CEE+Gas DHW_Gas Dryer | 0 | Incremental | 0 | 0 | 0 | 0.010194 | 0 | 0 | 0 | See 'Measure Equipment Cost Source' | NWPPC 2021 Plan measure workbook Res-ClothesWasher-2021P_v2, for the measure Top Load_ENERGY STAR but not CEE+Gas DHW_Gas Dryer |  | 100% | 99% | 3.773% | 1 | 0 | 8.5519 | See source workbook for details. Includes PSE NEI data where applicable. | NWPPC 2021 Plan measure workbook Res-ClothesWasher-2021P_v2, for the measure Top Load_ENERGY STAR but not CEE+Gas DHW_Gas Dryer | System | System
Pierce County | Single Family - Highly Impacted | Water Heat GT 55 Gal | Existing | Top Load_ENERGY STAR but not CEE+Gas DHW_Gas Dryer | Washer Savings | 0 | 2024 | 2050 | 0.66799 | per Home | 0 | 0 | 14 | NWPPC 2021 Plan measure workbook Res-ClothesWasher-2021P_v2, for the measure Top Load_ENERGY STAR but not CEE+Gas DHW_Gas Dryer | 0.77573 | 0.5779% | NWPPC 2021 Plan measure workbook Res-ClothesWasher-2021P_v2, for the measure Top Load_ENERGY STAR but not CEE+Gas DHW_Gas Dryer | 5.9222 | NWPPC 2021 Plan measure workbook Res-ClothesWasher-2021P_v2, for the measure Top Load_ENERGY STAR but not CEE+Gas DHW_Gas Dryer | 0 | Incremental | 0 | 0 | 0 | 0.0073331 | 0 | 0 | 0 | See 'Measure Equipment Cost Source' | NWPPC 2021 Plan measure workbook Res-ClothesWasher-2021P_v2, for the measure Top Load_ENERGY STAR but not CEE+Gas DHW_Gas Dryer |  | 100% | 99% | 2.329% | 1 | 0 | 6.1517 | See source workbook for details. Includes PSE NEI data where applicable. | NWPPC 2021 Plan measure workbook Res-ClothesWasher-2021P_v2, for the measure Top Load_ENERGY STAR but not CEE+Gas DHW_Gas Dryer | System | System
Pierce County | Single Family - Highly Impacted | Water Heat GT 55 Gal | New | Top Load_ENERGY STAR but not CEE+Gas DHW_Gas Dryer | Washer Savings | 0 | 2024 | 2050 | 0.66799 | per Home | 0 | 0 | 14 | NWPPC 2021 Plan measure workbook Res-ClothesWasher-2021P_v2, for the measure Top Load_ENERGY STAR but not CEE+Gas DHW_Gas Dryer | 0.77573 | 0.5779% | NWPPC 2021 Plan measure workbook Res-ClothesWasher-2021P_v2, for the measure Top Load_ENERGY STAR but not CEE+Gas DHW_Gas Dryer | 5.9222 | NWPPC 2021 Plan measure workbook Res-ClothesWasher-2021P_v2, for the measure Top Load_ENERGY STAR but not CEE+Gas DHW_Gas Dryer | 0 | Incremental | 0 | 0 | 0 | 0.0073331 | 0 | 0 | 0 | See 'Measure Equipment Cost Source' | NWPPC 2021 Plan measure workbook Res-ClothesWasher-2021P_v2, for the measure Top Load_ENERGY STAR but not CEE+Gas DHW_Gas Dryer |  | 100% | 99% | 2.329% | 1 | 0 | 6.1517 | See source workbook for details. Includes PSE NEI data where applicable. | NWPPC 2021 Plan measure workbook Res-ClothesWasher-2021P_v2, for the measure Top Load_ENERGY STAR but not CEE+Gas DHW_Gas Dryer | System | System
Pierce County | Multifamily | Water Heat GT 55 Gal | Existing | Top Load_ENERGY STAR but not CEE+Gas DHW_Gas Dryer | Washer Savings | 0 | 2024 | 2050 | 0.6367 | per Home | 0 | 0 | 14 | NWPPC 2021 Plan measure workbook Res-ClothesWasher-2021P_v2, for the measure Top Load_ENERGY STAR but not CEE+Gas DHW_Gas Dryer | 0.7394 | 0.6776% | NWPPC 2021 Plan measure workbook Res-ClothesWasher-2021P_v2, for the measure Top Load_ENERGY STAR but not CEE+Gas DHW_Gas Dryer | 5.6449 | NWPPC 2021 Plan measure workbook Res-ClothesWasher-2021P_v2, for the measure Top Load_ENERGY STAR but not CEE+Gas DHW_Gas Dryer | 0 | Incremental | 0 | 0 | 0 | 0.0069897 | 0 | 0 | 0 | See 'Measure Equipment Cost Source' | NWPPC 2021 Plan measure workbook Res-ClothesWasher-2021P_v2, for the measure Top Load_ENERGY STAR but not CEE+Gas DHW_Gas Dryer |  | 100% | 99% | 0.1057% | 1 | 0 | 5.8636 | See source workbook for details. Includes PSE NEI data where applicable. | NWPPC 2021 Plan measure workbook Res-ClothesWasher-2021P_v2, for the measure Top Load_ENERGY STAR but not CEE+Gas DHW_Gas Dryer | System | System
Pierce County | Multifamily | Water Heat GT 55 Gal | New | Top Load_ENERGY STAR but not CEE+Gas DHW_Gas Dryer | Washer Savings | 0 | 2024 | 2050 | 0.6367 | per Home | 0 | 0 | 14 | NWPPC 2021 Plan measure workbook Res-ClothesWasher-2021P_v2, for the measure Top Load_ENERGY STAR but not CEE+Gas DHW_Gas Dryer | 0.7394 | 0.6776% | NWPPC 2021 Plan measure workbook Res-ClothesWasher-2021P_v2, for the measure Top Load_ENERGY STAR but not CEE+Gas DHW_Gas Dryer | 5.6449 | NWPPC 2021 Plan measure workbook Res-ClothesWasher-2021P_v2, for the measure Top Load_ENERGY STAR but not CEE+Gas DHW_Gas Dryer | 0 | Incremental | 0 | 0 | 0 | 0.0069897 | 0 | 0 | 0 | See 'Measure Equipment Cost Source' | NWPPC 2021 Plan measure workbook Res-ClothesWasher-2021P_v2, for the measure Top Load_ENERGY STAR but not CEE+Gas DHW_Gas Dryer |  | 100% | 99% | 0.1057% | 1 | 0 | 5.8636 | See source workbook for details. Includes PSE NEI data where applicable. | NWPPC 2021 Plan measure workbook Res-ClothesWasher-2021P_v2, for the measure Top Load_ENERGY STAR but not CEE+Gas DHW_Gas Dryer | System | System
Pierce County | Multifamily - Highly Impacted | Water Heat GT 55 Gal | Existing | Top Load_ENERGY STAR but not CEE+Gas DHW_Gas Dryer | Washer Savings | 0 | 2024 | 2050 | 0.5404 | per Home | 0 | 0 | 14 | NWPPC 2021 Plan measure workbook Res-ClothesWasher-2021P_v2, for the measure Top Load_ENERGY STAR but not CEE+Gas DHW_Gas Dryer | 0.62757 | 0.5109% | NWPPC 2021 Plan measure workbook Res-ClothesWasher-2021P_v2, for the measure Top Load_ENERGY STAR but not CEE+Gas DHW_Gas Dryer | 4.7911 | NWPPC 2021 Plan measure workbook Res-ClothesWasher-2021P_v2, for the measure Top Load_ENERGY STAR but not CEE+Gas DHW_Gas Dryer | 0 | Incremental | 0 | 0 | 0 | 0.0059325 | 0 | 0 | 0 | See 'Measure Equipment Cost Source' | NWPPC 2021 Plan measure workbook Res-ClothesWasher-2021P_v2, for the measure Top Load_ENERGY STAR but not CEE+Gas DHW_Gas Dryer |  | 100% | 99% | 0.05979% | 1 | 0 | 4.9767 | See source workbook for details. Includes PSE NEI data where applicable. | NWPPC 2021 Plan measure workbook Res-ClothesWasher-2021P_v2, for the measure Top Load_ENERGY STAR but not CEE+Gas DHW_Gas Dryer | System | System
Pierce County | Multifamily - Highly Impacted | Water Heat GT 55 Gal | New | Top Load_ENERGY STAR but not CEE+Gas DHW_Gas Dryer | Washer Savings | 0 | 2024 | 2050 | 0.5404 | per Home | 0 | 0 | 14 | NWPPC 2021 Plan measure workbook Res-ClothesWasher-2021P_v2, for the measure Top Load_ENERGY STAR but not CEE+Gas DHW_Gas Dryer | 0.62757 | 0.5109% | NWPPC 2021 Plan measure workbook Res-ClothesWasher-2021P_v2, for the measure Top Load_ENERGY STAR but not CEE+Gas DHW_Gas Dryer | 4.7911 | NWPPC 2021 Plan measure workbook Res-ClothesWasher-2021P_v2, for the measure Top Load_ENERGY STAR but not CEE+Gas DHW_Gas Dryer | 0 | Incremental | 0 | 0 | 0 | 0.0059325 | 0 | 0 | 0 | See 'Measure Equipment Cost Source' | NWPPC 2021 Plan measure workbook Res-ClothesWasher-2021P_v2, for the measure Top Load_ENERGY STAR but not CEE+Gas DHW_Gas Dryer |  | 100% | 99% | 0.05979% | 1 | 0 | 4.9767 | See source workbook for details. Includes PSE NEI data where applicable. | NWPPC 2021 Plan measure workbook Res-ClothesWasher-2021P_v2, for the measure Top Load_ENERGY STAR but not CEE+Gas DHW_Gas Dryer | System | System
Pierce County | Manufactured | Water Heat GT 55 Gal | Existing | Top Load_ENERGY STAR but not CEE+Gas DHW_Gas Dryer | Washer Savings | 0 | 2024 | 2050 | 0.87443 | per Home | 0 | 0 | 14 | NWPPC 2021 Plan measure workbook Res-ClothesWasher-2021P_v2, for the measure Top Load_ENERGY STAR but not CEE+Gas DHW_Gas Dryer | 1.0155 | 0.7456% | NWPPC 2021 Plan measure workbook Res-ClothesWasher-2021P_v2, for the measure Top Load_ENERGY STAR but not CEE+Gas DHW_Gas Dryer | 7.7526 | NWPPC 2021 Plan measure workbook Res-ClothesWasher-2021P_v2, for the measure Top Load_ENERGY STAR but not CEE+Gas DHW_Gas Dryer | 0 | Incremental | 0 | 0 | 0 | 0.0095994 | 0 | 0 | 0 | See 'Measure Equipment Cost Source' | NWPPC 2021 Plan measure workbook Res-ClothesWasher-2021P_v2, for the measure Top Load_ENERGY STAR but not CEE+Gas DHW_Gas Dryer |  | 100% | 99% | 0.5436% | 1 | 0 | 8.0529 | See source workbook for details. Includes PSE NEI data where applicable. | NWPPC 2021 Plan measure workbook Res-ClothesWasher-2021P_v2, for the measure Top Load_ENERGY STAR but not CEE+Gas DHW_Gas Dryer | System | System
Pierce County | Manufactured | Water Heat GT 55 Gal | New | Top Load_ENERGY STAR but not CEE+Gas DHW_Gas Dryer | Washer Savings | 0 | 2024 | 2050 | 0.87443 | per Home | 0 | 0 | 14 | NWPPC 2021 Plan measure workbook Res-ClothesWasher-2021P_v2, for the measure Top Load_ENERGY STAR but not CEE+Gas DHW_Gas Dryer | 1.0155 | 0.7456% | NWPPC 2021 Plan measure workbook Res-ClothesWasher-2021P_v2, for the measure Top Load_ENERGY STAR but not CEE+Gas DHW_Gas Dryer | 7.7526 | NWPPC 2021 Plan measure workbook Res-ClothesWasher-2021P_v2, for the measure Top Load_ENERGY STAR but not CEE+Gas DHW_Gas Dryer | 0 | Incremental | 0 | 0 | 0 | 0.0095994 | 0 | 0 | 0 | See 'Measure Equipment Cost Source' | NWPPC 2021 Plan measure workbook Res-ClothesWasher-2021P_v2, for the measure Top Load_ENERGY STAR but not CEE+Gas DHW_Gas Dryer |  | 100% | 99% | 0.5436% | 1 | 0 | 8.0529 | See source workbook for details. Includes PSE NEI data where applicable. | NWPPC 2021 Plan measure workbook Res-ClothesWasher-2021P_v2, for the measure Top Load_ENERGY STAR but not CEE+Gas DHW_Gas Dryer | System | System
Pierce County | Manufactured - Highly Impacted | Water Heat GT 55 Gal | Existing | Top Load_ENERGY STAR but not CEE+Gas DHW_Gas Dryer | Washer Savings | 0 | 2024 | 2050 | 0.67793 | per Home | 0 | 0 | 14 | NWPPC 2021 Plan measure workbook Res-ClothesWasher-2021P_v2, for the measure Top Load_ENERGY STAR but not CEE+Gas DHW_Gas Dryer | 0.78729 | 0.678% | NWPPC 2021 Plan measure workbook Res-ClothesWasher-2021P_v2, for the measure Top Load_ENERGY STAR but not CEE+Gas DHW_Gas Dryer | 6.0104 | NWPPC 2021 Plan measure workbook Res-ClothesWasher-2021P_v2, for the measure Top Load_ENERGY STAR but not CEE+Gas DHW_Gas Dryer | 0 | Incremental | 0 | 0 | 0 | 0.0074423 | 0 | 0 | 0 | See 'Measure Equipment Cost Source' | NWPPC 2021 Plan measure workbook Res-ClothesWasher-2021P_v2, for the measure Top Load_ENERGY STAR but not CEE+Gas DHW_Gas Dryer |  | 100% | 99% | 0.02805% | 1 | 0 | 6.2433 | See source workbook for details. Includes PSE NEI data where applicable. | NWPPC 2021 Plan measure workbook Res-ClothesWasher-2021P_v2, for the measure Top Load_ENERGY STAR but not CEE+Gas DHW_Gas Dryer | System | System
Pierce County | Manufactured - Highly Impacted | Water Heat GT 55 Gal | New | Top Load_ENERGY STAR but not CEE+Gas DHW_Gas Dryer | Washer Savings | 0 | 2024 | 2050 | 0.67793 | per Home | 0 | 0 | 14 | NWPPC 2021 Plan measure workbook Res-ClothesWasher-2021P_v2, for the measure Top Load_ENERGY STAR but not CEE+Gas DHW_Gas Dryer | 0.78729 | 0.678% | NWPPC 2021 Plan measure workbook Res-ClothesWasher-2021P_v2, for the measure Top Load_ENERGY STAR but not CEE+Gas DHW_Gas Dryer | 6.0104 | NWPPC 2021 Plan measure workbook Res-ClothesWasher-2021P_v2, for the measure Top Load_ENERGY STAR but not CEE+Gas DHW_Gas Dryer | 0 | Incremental | 0 | 0 | 0 | 0.0074423 | 0 | 0 | 0 | See 'Measure Equipment Cost Source' | NWPPC 2021 Plan measure workbook Res-ClothesWasher-2021P_v2, for the measure Top Load_ENERGY STAR but not CEE+Gas DHW_Gas Dryer |  | 100% | 99% | 0.02805% | 1 | 0 | 6.2433 | See source workbook for details. Includes PSE NEI data where applicable. | NWPPC 2021 Plan measure workbook Res-ClothesWasher-2021P_v2, for the measure Top Load_ENERGY STAR but not CEE+Gas DHW_Gas Dryer | System | System
Pierce County | Single Family | Water Heat LE 55 Gal | Existing | Front Load_CEE Tier 1+Gas DHW_Electric Dryer | Washer Savings | 0 | 2024 | 2050 | 0.92861 | per Home | 0 | 0 | 14 | NWPPC 2021 Plan measure workbook Res-ClothesWasher-2021P_v2, for the measure Front Load_CEE Tier 1+Gas DHW_Electric Dryer | 2.9878 | 1.651% | NWPPC 2021 Plan measure workbook Res-ClothesWasher-2021P_v2, for the measure Front Load_CEE Tier 1+Gas DHW_Electric Dryer | 117.1317 | NWPPC 2021 Plan measure workbook Res-ClothesWasher-2021P_v2, for the measure Front Load_CEE Tier 1+Gas DHW_Electric Dryer | 0 | Incremental | 0 | 0 | 0 | 56.1652 | 0 | 0.010194 | 0 | See 'Measure Equipment Cost Source' | NWPPC 2021 Plan measure workbook Res-ClothesWasher-2021P_v2, for the measure Front Load_CEE Tier 1+Gas DHW_Electric Dryer | U | 100% | 99% | 30.62% | 1 | 0 | 18.3357 | See source workbook for details. Includes PSE NEI data where applicable. | NWPPC 2021 Plan measure workbook Res-ClothesWasher-2021P_v2, for the measure Front Load_CEE Tier 1+Gas DHW_Electric Dryer | System | System
Pierce County | Single Family | Water Heat LE 55 Gal | New | Front Load_CEE Tier 1+Gas DHW_Electric Dryer | Washer Savings | 0 | 2024 | 2050 | 0.92861 | per Home | 0 | 0 | 14 | NWPPC 2021 Plan measure workbook Res-ClothesWasher-2021P_v2, for the measure Front Load_CEE Tier 1+Gas DHW_Electric Dryer | 2.8803 | 1.651% | NWPPC 2021 Plan measure workbook Res-ClothesWasher-2021P_v2, for the measure Front Load_CEE Tier 1+Gas DHW_Electric Dryer | 117.1317 | NWPPC 2021 Plan measure workbook Res-ClothesWasher-2021P_v2, for the measure Front Load_CEE Tier 1+Gas DHW_Electric Dryer | 0 | Incremental | 0 | 0 | 0 | 56.1652 | 0 | 0.010194 | 0 | See 'Measure Equipment Cost Source' | NWPPC 2021 Plan measure workbook Res-ClothesWasher-2021P_v2, for the measure Front Load_CEE Tier 1+Gas DHW_Electric Dryer | U | 100% | 99% | 30.62% | 1 | 0 | 18.3357 | See source workbook for details. Includes PSE NEI data where applicable. | NWPPC 2021 Plan measure workbook Res-ClothesWasher-2021P_v2, for the measure Front Load_CEE Tier 1+Gas DHW_Electric Dryer | System | System
Pierce County | Single Family - Highly Impacted | Water Heat LE 55 Gal | Existing | Front Load_CEE Tier 1+Gas DHW_Electric Dryer | Washer Savings | 0 | 2024 | 2050 | 0.66799 | per Home | 0 | 0 | 14 | NWPPC 2021 Plan measure workbook Res-ClothesWasher-2021P_v2, for the measure Front Load_CEE Tier 1+Gas DHW_Electric Dryer | 2.1492 | 1.36% | NWPPC 2021 Plan measure workbook Res-ClothesWasher-2021P_v2, for the measure Front Load_CEE Tier 1+Gas DHW_Electric Dryer | 84.257 | NWPPC 2021 Plan measure workbook Res-ClothesWasher-2021P_v2, for the measure Front Load_CEE Tier 1+Gas DHW_Electric Dryer | 0 | Incremental | 0 | 0 | 0 | 40.4016 | 0 | 0.0073331 | 0 | See 'Measure Equipment Cost Source' | NWPPC 2021 Plan measure workbook Res-ClothesWasher-2021P_v2, for the measure Front Load_CEE Tier 1+Gas DHW_Electric Dryer | U | 100% | 99% | 23.49% | 1 | 0 | 13.1895 | See source workbook for details. Includes PSE NEI data where applicable. | NWPPC 2021 Plan measure workbook Res-ClothesWasher-2021P_v2, for the measure Front Load_CEE Tier 1+Gas DHW_Electric Dryer | System | System
Pierce County | Single Family - Highly Impacted | Water Heat LE 55 Gal | New | Front Load_CEE Tier 1+Gas DHW_Electric Dryer | Washer Savings | 0 | 2024 | 2050 | 0.66799 | per Home | 0 | 0 | 14 | NWPPC 2021 Plan measure workbook Res-ClothesWasher-2021P_v2, for the measure Front Load_CEE Tier 1+Gas DHW_Electric Dryer | 2.0719 | 1.36% | NWPPC 2021 Plan measure workbook Res-ClothesWasher-2021P_v2, for the measure Front Load_CEE Tier 1+Gas DHW_Electric Dryer | 84.257 | NWPPC 2021 Plan measure workbook Res-ClothesWasher-2021P_v2, for the measure Front Load_CEE Tier 1+Gas DHW_Electric Dryer | 0 | Incremental | 0 | 0 | 0 | 40.4016 | 0 | 0.0073331 | 0 | See 'Measure Equipment Cost Source' | NWPPC 2021 Plan measure workbook Res-ClothesWasher-2021P_v2, for the measure Front Load_CEE Tier 1+Gas DHW_Electric Dryer | U | 100% | 99% | 23.49% | 1 | 0 | 13.1895 | See source workbook for details. Includes PSE NEI data where applicable. | NWPPC 2021 Plan measure workbook Res-ClothesWasher-2021P_v2, for the measure Front Load_CEE Tier 1+Gas DHW_Electric Dryer | System | System
Pierce County | Multifamily | Water Heat LE 55 Gal | Existing | Front Load_CEE Tier 1+Gas DHW_Electric Dryer | Washer Savings | 0 | 2024 | 2050 | 0.6367 | per Home | 0 | 0 | 14 | NWPPC 2021 Plan measure workbook Res-ClothesWasher-2021P_v2, for the measure Front Load_CEE Tier 1+Gas DHW_Electric Dryer | 2.0485 | 1.594% | NWPPC 2021 Plan measure workbook Res-ClothesWasher-2021P_v2, for the measure Front Load_CEE Tier 1+Gas DHW_Electric Dryer | 80.311 | NWPPC 2021 Plan measure workbook Res-ClothesWasher-2021P_v2, for the measure Front Load_CEE Tier 1+Gas DHW_Electric Dryer | 0 | Incremental | 0 | 0 | 0 | 38.5095 | 0 | 0.0069897 | 0 | See 'Measure Equipment Cost Source' | NWPPC 2021 Plan measure workbook Res-ClothesWasher-2021P_v2, for the measure Front Load_CEE Tier 1+Gas DHW_Electric Dryer | U | 100% | 99% | 7.004% | 1 | 0 | 12.5718 | See source workbook for details. Includes PSE NEI data where applicable. | NWPPC 2021 Plan measure workbook Res-ClothesWasher-2021P_v2, for the measure Front Load_CEE Tier 1+Gas DHW_Electric Dryer | System | System
Pierce County | Multifamily | Water Heat LE 55 Gal | New | Front Load_CEE Tier 1+Gas DHW_Electric Dryer | Washer Savings | 0 | 2024 | 2050 | 0.6367 | per Home | 0 | 0 | 14 | NWPPC 2021 Plan measure workbook Res-ClothesWasher-2021P_v2, for the measure Front Load_CEE Tier 1+Gas DHW_Electric Dryer | 1.9749 | 1.594% | NWPPC 2021 Plan measure workbook Res-ClothesWasher-2021P_v2, for the measure Front Load_CEE Tier 1+Gas DHW_Electric Dryer | 80.311 | NWPPC 2021 Plan measure workbook Res-ClothesWasher-2021P_v2, for the measure Front Load_CEE Tier 1+Gas DHW_Electric Dryer | 0 | Incremental | 0 | 0 | 0 | 38.5095 | 0 | 0.0069897 | 0 | See 'Measure Equipment Cost Source' | NWPPC 2021 Plan measure workbook Res-ClothesWasher-2021P_v2, for the measure Front Load_CEE Tier 1+Gas DHW_Electric Dryer | U | 100% | 99% | 7.004% | 1 | 0 | 12.5718 | See source workbook for details. Includes PSE NEI data where applicable. | NWPPC 2021 Plan measure workbook Res-ClothesWasher-2021P_v2, for the measure Front Load_CEE Tier 1+Gas DHW_Electric Dryer | System | System
Pierce County | Multifamily - Highly Impacted | Water Heat LE 55 Gal | Existing | Front Load_CEE Tier 1+Gas DHW_Electric Dryer | Washer Savings | 0 | 2024 | 2050 | 0.5404 | per Home | 0 | 0 | 14 | NWPPC 2021 Plan measure workbook Res-ClothesWasher-2021P_v2, for the measure Front Load_CEE Tier 1+Gas DHW_Electric Dryer | 1.7387 | 1.202% | NWPPC 2021 Plan measure workbook Res-ClothesWasher-2021P_v2, for the measure Front Load_CEE Tier 1+Gas DHW_Electric Dryer | 68.1641 | NWPPC 2021 Plan measure workbook Res-ClothesWasher-2021P_v2, for the measure Front Load_CEE Tier 1+Gas DHW_Electric Dryer | 0 | Incremental | 0 | 0 | 0 | 32.685 | 0 | 0.0059325 | 0 | See 'Measure Equipment Cost Source' | NWPPC 2021 Plan measure workbook Res-ClothesWasher-2021P_v2, for the measure Front Load_CEE Tier 1+Gas DHW_Electric Dryer | U | 100% | 99% | 5.279% | 1 | 0 | 10.6704 | See source workbook for details. Includes PSE NEI data where applicable. | NWPPC 2021 Plan measure workbook Res-ClothesWasher-2021P_v2, for the measure Front Load_CEE Tier 1+Gas DHW_Electric Dryer | System | System
Pierce County | Multifamily - Highly Impacted | Water Heat LE 55 Gal | New | Front Load_CEE Tier 1+Gas DHW_Electric Dryer | Washer Savings | 0 | 2024 | 2050 | 0.5404 | per Home | 0 | 0 | 14 | NWPPC 2021 Plan measure workbook Res-ClothesWasher-2021P_v2, for the measure Front Load_CEE Tier 1+Gas DHW_Electric Dryer | 1.6762 | 1.202% | NWPPC 2021 Plan measure workbook Res-ClothesWasher-2021P_v2, for the measure Front Load_CEE Tier 1+Gas DHW_Electric Dryer | 68.1641 | NWPPC 2021 Plan measure workbook Res-ClothesWasher-2021P_v2, for the measure Front Load_CEE Tier 1+Gas DHW_Electric Dryer | 0 | Incremental | 0 | 0 | 0 | 32.685 | 0 | 0.0059325 | 0 | See 'Measure Equipment Cost Source' | NWPPC 2021 Plan measure workbook Res-ClothesWasher-2021P_v2, for the measure Front Load_CEE Tier 1+Gas DHW_Electric Dryer | U | 100% | 99% | 5.279% | 1 | 0 | 10.6704 | See source workbook for details. Includes PSE NEI data where applicable. | NWPPC 2021 Plan measure workbook Res-ClothesWasher-2021P_v2, for the measure Front Load_CEE Tier 1+Gas DHW_Electric Dryer | System | System
Pierce County | Manufactured | Water Heat LE 55 Gal | Existing | Front Load_CEE Tier 1+Gas DHW_Electric Dryer | Washer Savings | 0 | 2024 | 2050 | 0.87443 | per Home | 0 | 0 | 14 | NWPPC 2021 Plan measure workbook Res-ClothesWasher-2021P_v2, for the measure Front Load_CEE Tier 1+Gas DHW_Electric Dryer | 2.8134 | 1.754% | NWPPC 2021 Plan measure workbook Res-ClothesWasher-2021P_v2, for the measure Front Load_CEE Tier 1+Gas DHW_Electric Dryer | 110.2974 | NWPPC 2021 Plan measure workbook Res-ClothesWasher-2021P_v2, for the measure Front Load_CEE Tier 1+Gas DHW_Electric Dryer | 0 | Incremental | 0 | 0 | 0 | 52.8881 | 0 | 0.0095994 | 0 | See 'Measure Equipment Cost Source' | NWPPC 2021 Plan measure workbook Res-ClothesWasher-2021P_v2, for the measure Front Load_CEE Tier 1+Gas DHW_Electric Dryer | U | 100% | 99% | 8.558% | 1 | 0 | 17.2659 | See source workbook for details. Includes PSE NEI data where applicable. | NWPPC 2021 Plan measure workbook Res-ClothesWasher-2021P_v2, for the measure Front Load_CEE Tier 1+Gas DHW_Electric Dryer | System | System
Pierce County | Manufactured | Water Heat LE 55 Gal | New | Front Load_CEE Tier 1+Gas DHW_Electric Dryer | Washer Savings | 0 | 2024 | 2050 | 0.87443 | per Home | 0 | 0 | 14 | NWPPC 2021 Plan measure workbook Res-ClothesWasher-2021P_v2, for the measure Front Load_CEE Tier 1+Gas DHW_Electric Dryer | 2.7123 | 1.754% | NWPPC 2021 Plan measure workbook Res-ClothesWasher-2021P_v2, for the measure Front Load_CEE Tier 1+Gas DHW_Electric Dryer | 110.2974 | NWPPC 2021 Plan measure workbook Res-ClothesWasher-2021P_v2, for the measure Front Load_CEE Tier 1+Gas DHW_Electric Dryer | 0 | Incremental | 0 | 0 | 0 | 52.8881 | 0 | 0.0095994 | 0 | See 'Measure Equipment Cost Source' | NWPPC 2021 Plan measure workbook Res-ClothesWasher-2021P_v2, for the measure Front Load_CEE Tier 1+Gas DHW_Electric Dryer | U | 100% | 99% | 8.558% | 1 | 0 | 17.2659 | See source workbook for details. Includes PSE NEI data where applicable. | NWPPC 2021 Plan measure workbook Res-ClothesWasher-2021P_v2, for the measure Front Load_CEE Tier 1+Gas DHW_Electric Dryer | System | System
Pierce County | Manufactured - Highly Impacted | Water Heat LE 55 Gal | Existing | Front Load_CEE Tier 1+Gas DHW_Electric Dryer | Washer Savings | 0 | 2024 | 2050 | 0.67793 | per Home | 0 | 0 | 14 | NWPPC 2021 Plan measure workbook Res-ClothesWasher-2021P_v2, for the measure Front Load_CEE Tier 1+Gas DHW_Electric Dryer | 2.1812 | 1.595% | NWPPC 2021 Plan measure workbook Res-ClothesWasher-2021P_v2, for the measure Front Load_CEE Tier 1+Gas DHW_Electric Dryer | 85.5119 | NWPPC 2021 Plan measure workbook Res-ClothesWasher-2021P_v2, for the measure Front Load_CEE Tier 1+Gas DHW_Electric Dryer | 0 | Incremental | 0 | 0 | 0 | 41.0033 | 0 | 0.0074423 | 0 | See 'Measure Equipment Cost Source' | NWPPC 2021 Plan measure workbook Res-ClothesWasher-2021P_v2, for the measure Front Load_CEE Tier 1+Gas DHW_Electric Dryer | U | 100% | 99% | 3.361% | 1 | 0 | 13.386 | See source workbook for details. Includes PSE NEI data where applicable. | NWPPC 2021 Plan measure workbook Res-ClothesWasher-2021P_v2, for the measure Front Load_CEE Tier 1+Gas DHW_Electric Dryer | System | System
Pierce County | Manufactured - Highly Impacted | Water Heat LE 55 Gal | New | Front Load_CEE Tier 1+Gas DHW_Electric Dryer | Washer Savings | 0 | 2024 | 2050 | 0.67793 | per Home | 0 | 0 | 14 | NWPPC 2021 Plan measure workbook Res-ClothesWasher-2021P_v2, for the measure Front Load_CEE Tier 1+Gas DHW_Electric Dryer | 2.1028 | 1.595% | NWPPC 2021 Plan measure workbook Res-ClothesWasher-2021P_v2, for the measure Front Load_CEE Tier 1+Gas DHW_Electric Dryer | 85.5119 | NWPPC 2021 Plan measure workbook Res-ClothesWasher-2021P_v2, for the measure Front Load_CEE Tier 1+Gas DHW_Electric Dryer | 0 | Incremental | 0 | 0 | 0 | 41.0033 | 0 | 0.0074423 | 0 | See 'Measure Equipment Cost Source' | NWPPC 2021 Plan measure workbook Res-ClothesWasher-2021P_v2, for the measure Front Load_CEE Tier 1+Gas DHW_Electric Dryer | U | 100% | 99% | 3.361% | 1 | 0 | 13.386 | See source workbook for details. Includes PSE NEI data where applicable. | NWPPC 2021 Plan measure workbook Res-ClothesWasher-2021P_v2, for the measure Front Load_CEE Tier 1+Gas DHW_Electric Dryer | System | System
Pierce County | Single Family | Water Heat GT 55 Gal | Existing | Front Load_CEE Tier 1+Gas DHW_Electric Dryer | Washer Savings | 0 | 2024 | 2050 | 0.92861 | per Home | 0 | 0 | 14 | NWPPC 2021 Plan measure workbook Res-ClothesWasher-2021P_v2, for the measure Front Load_CEE Tier 1+Gas DHW_Electric Dryer | 2.537 | 1.651% | NWPPC 2021 Plan measure workbook Res-ClothesWasher-2021P_v2, for the measure Front Load_CEE Tier 1+Gas DHW_Electric Dryer | 117.1317 | NWPPC 2021 Plan measure workbook Res-ClothesWasher-2021P_v2, for the measure Front Load_CEE Tier 1+Gas DHW_Electric Dryer | 0 | Incremental | 0 | 0 | 0 | 56.1652 | 0 | 0.010194 | 0 | See 'Measure Equipment Cost Source' | NWPPC 2021 Plan measure workbook Res-ClothesWasher-2021P_v2, for the measure Front Load_CEE Tier 1+Gas DHW_Electric Dryer | U | 100% | 99% | 30.62% | 1 | 0 | 18.3357 | See source workbook for details. Includes PSE NEI data where applicable. | NWPPC 2021 Plan measure workbook Res-ClothesWasher-2021P_v2, for the measure Front Load_CEE Tier 1+Gas DHW_Electric Dryer | System | System
Pierce County | Single Family | Water Heat GT 55 Gal | New | Front Load_CEE Tier 1+Gas DHW_Electric Dryer | Washer Savings | 0 | 2024 | 2050 | 0.92861 | per Home | 0 | 0 | 14 | NWPPC 2021 Plan measure workbook Res-ClothesWasher-2021P_v2, for the measure Front Load_CEE Tier 1+Gas DHW_Electric Dryer | 2.537 | 1.651% | NWPPC 2021 Plan measure workbook Res-ClothesWasher-2021P_v2, for the measure Front Load_CEE Tier 1+Gas DHW_Electric Dryer | 117.1317 | NWPPC 2021 Plan measure workbook Res-ClothesWasher-2021P_v2, for the measure Front Load_CEE Tier 1+Gas DHW_Electric Dryer | 0 | Incremental | 0 | 0 | 0 | 56.1652 | 0 | 0.010194 | 0 | See 'Measure Equipment Cost Source' | NWPPC 2021 Plan measure workbook Res-ClothesWasher-2021P_v2, for the measure Front Load_CEE Tier 1+Gas DHW_Electric Dryer | U | 100% | 99% | 30.62% | 1 | 0 | 18.3357 | See source workbook for details. Includes PSE NEI data where applicable. | NWPPC 2021 Plan measure workbook Res-ClothesWasher-2021P_v2, for the measure Front Load_CEE Tier 1+Gas DHW_Electric Dryer | System | System
Pierce County | Single Family - Highly Impacted | Water Heat GT 55 Gal | Existing | Front Load_CEE Tier 1+Gas DHW_Electric Dryer | Washer Savings | 0 | 2024 | 2050 | 0.66799 | per Home | 0 | 0 | 14 | NWPPC 2021 Plan measure workbook Res-ClothesWasher-2021P_v2, for the measure Front Load_CEE Tier 1+Gas DHW_Electric Dryer | 1.825 | 1.36% | NWPPC 2021 Plan measure workbook Res-ClothesWasher-2021P_v2, for the measure Front Load_CEE Tier 1+Gas DHW_Electric Dryer | 84.257 | NWPPC 2021 Plan measure workbook Res-ClothesWasher-2021P_v2, for the measure Front Load_CEE Tier 1+Gas DHW_Electric Dryer | 0 | Incremental | 0 | 0 | 0 | 40.4016 | 0 | 0.0073331 | 0 | See 'Measure Equipment Cost Source' | NWPPC 2021 Plan measure workbook Res-ClothesWasher-2021P_v2, for the measure Front Load_CEE Tier 1+Gas DHW_Electric Dryer | U | 100% | 99% | 23.49% | 1 | 0 | 13.1895 | See source workbook for details. Includes PSE NEI data where applicable. | NWPPC 2021 Plan measure workbook Res-ClothesWasher-2021P_v2, for the measure Front Load_CEE Tier 1+Gas DHW_Electric Dryer | System | System
Pierce County | Single Family - Highly Impacted | Water Heat GT 55 Gal | New | Front Load_CEE Tier 1+Gas DHW_Electric Dryer | Washer Savings | 0 | 2024 | 2050 | 0.66799 | per Home | 0 | 0 | 14 | NWPPC 2021 Plan measure workbook Res-ClothesWasher-2021P_v2, for the measure Front Load_CEE Tier 1+Gas DHW_Electric Dryer | 1.825 | 1.36% | NWPPC 2021 Plan measure workbook Res-ClothesWasher-2021P_v2, for the measure Front Load_CEE Tier 1+Gas DHW_Electric Dryer | 84.257 | NWPPC 2021 Plan measure workbook Res-ClothesWasher-2021P_v2, for the measure Front Load_CEE Tier 1+Gas DHW_Electric Dryer | 0 | Incremental | 0 | 0 | 0 | 40.4016 | 0 | 0.0073331 | 0 | See 'Measure Equipment Cost Source' | NWPPC 2021 Plan measure workbook Res-ClothesWasher-2021P_v2, for the measure Front Load_CEE Tier 1+Gas DHW_Electric Dryer | U | 100% | 99% | 23.49% | 1 | 0 | 13.1895 | See source workbook for details. Includes PSE NEI data where applicable. | NWPPC 2021 Plan measure workbook Res-ClothesWasher-2021P_v2, for the measure Front Load_CEE Tier 1+Gas DHW_Electric Dryer | System | System
Pierce County | Multifamily | Water Heat GT 55 Gal | Existing | Front Load_CEE Tier 1+Gas DHW_Electric Dryer | Washer Savings | 0 | 2024 | 2050 | 0.6367 | per Home | 0 | 0 | 14 | NWPPC 2021 Plan measure workbook Res-ClothesWasher-2021P_v2, for the measure Front Load_CEE Tier 1+Gas DHW_Electric Dryer | 1.7395 | 1.594% | NWPPC 2021 Plan measure workbook Res-ClothesWasher-2021P_v2, for the measure Front Load_CEE Tier 1+Gas DHW_Electric Dryer | 80.311 | NWPPC 2021 Plan measure workbook Res-ClothesWasher-2021P_v2, for the measure Front Load_CEE Tier 1+Gas DHW_Electric Dryer | 0 | Incremental | 0 | 0 | 0 | 38.5095 | 0 | 0.0069897 | 0 | See 'Measure Equipment Cost Source' | NWPPC 2021 Plan measure workbook Res-ClothesWasher-2021P_v2, for the measure Front Load_CEE Tier 1+Gas DHW_Electric Dryer | U | 100% | 99% | 7.004% | 1 | 0 | 12.5718 | See source workbook for details. Includes PSE NEI data where applicable. | NWPPC 2021 Plan measure workbook Res-ClothesWasher-2021P_v2, for the measure Front Load_CEE Tier 1+Gas DHW_Electric Dryer | System | System
Pierce County | Multifamily | Water Heat GT 55 Gal | New | Front Load_CEE Tier 1+Gas DHW_Electric Dryer | Washer Savings | 0 | 2024 | 2050 | 0.6367 | per Home | 0 | 0 | 14 | NWPPC 2021 Plan measure workbook Res-ClothesWasher-2021P_v2, for the measure Front Load_CEE Tier 1+Gas DHW_Electric Dryer | 1.7395 | 1.594% | NWPPC 2021 Plan measure workbook Res-ClothesWasher-2021P_v2, for the measure Front Load_CEE Tier 1+Gas DHW_Electric Dryer | 80.311 | NWPPC 2021 Plan measure workbook Res-ClothesWasher-2021P_v2, for the measure Front Load_CEE Tier 1+Gas DHW_Electric Dryer | 0 | Incremental | 0 | 0 | 0 | 38.5095 | 0 | 0.0069897 | 0 | See 'Measure Equipment Cost Source' | NWPPC 2021 Plan measure workbook Res-ClothesWasher-2021P_v2, for the measure Front Load_CEE Tier 1+Gas DHW_Electric Dryer | U | 100% | 99% | 7.004% | 1 | 0 | 12.5718 | See source workbook for details. Includes PSE NEI data where applicable. | NWPPC 2021 Plan measure workbook Res-ClothesWasher-2021P_v2, for the measure Front Load_CEE Tier 1+Gas DHW_Electric Dryer | System | System
Pierce County | Multifamily - Highly Impacted | Water Heat GT 55 Gal | Existing | Front Load_CEE Tier 1+Gas DHW_Electric Dryer | Washer Savings | 0 | 2024 | 2050 | 0.5404 | per Home | 0 | 0 | 14 | NWPPC 2021 Plan measure workbook Res-ClothesWasher-2021P_v2, for the measure Front Load_CEE Tier 1+Gas DHW_Electric Dryer | 1.4764 | 1.202% | NWPPC 2021 Plan measure workbook Res-ClothesWasher-2021P_v2, for the measure Front Load_CEE Tier 1+Gas DHW_Electric Dryer | 68.1641 | NWPPC 2021 Plan measure workbook Res-ClothesWasher-2021P_v2, for the measure Front Load_CEE Tier 1+Gas DHW_Electric Dryer | 0 | Incremental | 0 | 0 | 0 | 32.685 | 0 | 0.0059325 | 0 | See 'Measure Equipment Cost Source' | NWPPC 2021 Plan measure workbook Res-ClothesWasher-2021P_v2, for the measure Front Load_CEE Tier 1+Gas DHW_Electric Dryer | U | 100% | 99% | 5.279% | 1 | 0 | 10.6704 | See source workbook for details. Includes PSE NEI data where applicable. | NWPPC 2021 Plan measure workbook Res-ClothesWasher-2021P_v2, for the measure Front Load_CEE Tier 1+Gas DHW_Electric Dryer | System | System
Pierce County | Multifamily - Highly Impacted | Water Heat GT 55 Gal | New | Front Load_CEE Tier 1+Gas DHW_Electric Dryer | Washer Savings | 0 | 2024 | 2050 | 0.5404 | per Home | 0 | 0 | 14 | NWPPC 2021 Plan measure workbook Res-ClothesWasher-2021P_v2, for the measure Front Load_CEE Tier 1+Gas DHW_Electric Dryer | 1.4764 | 1.202% | NWPPC 2021 Plan measure workbook Res-ClothesWasher-2021P_v2, for the measure Front Load_CEE Tier 1+Gas DHW_Electric Dryer | 68.1641 | NWPPC 2021 Plan measure workbook Res-ClothesWasher-2021P_v2, for the measure Front Load_CEE Tier 1+Gas DHW_Electric Dryer | 0 | Incremental | 0 | 0 | 0 | 32.685 | 0 | 0.0059325 | 0 | See 'Measure Equipment Cost Source' | NWPPC 2021 Plan measure workbook Res-ClothesWasher-2021P_v2, for the measure Front Load_CEE Tier 1+Gas DHW_Electric Dryer | U | 100% | 99% | 5.279% | 1 | 0 | 10.6704 | See source workbook for details. Includes PSE NEI data where applicable. | NWPPC 2021 Plan measure workbook Res-ClothesWasher-2021P_v2, for the measure Front Load_CEE Tier 1+Gas DHW_Electric Dryer | System | System
Pierce County | Manufactured | Water Heat GT 55 Gal | Existing | Front Load_CEE Tier 1+Gas DHW_Electric Dryer | Washer Savings | 0 | 2024 | 2050 | 0.87443 | per Home | 0 | 0 | 14 | NWPPC 2021 Plan measure workbook Res-ClothesWasher-2021P_v2, for the measure Front Load_CEE Tier 1+Gas DHW_Electric Dryer | 2.389 | 1.754% | NWPPC 2021 Plan measure workbook Res-ClothesWasher-2021P_v2, for the measure Front Load_CEE Tier 1+Gas DHW_Electric Dryer | 110.2974 | NWPPC 2021 Plan measure workbook Res-ClothesWasher-2021P_v2, for the measure Front Load_CEE Tier 1+Gas DHW_Electric Dryer | 0 | Incremental | 0 | 0 | 0 | 52.8881 | 0 | 0.0095994 | 0 | See 'Measure Equipment Cost Source' | NWPPC 2021 Plan measure workbook Res-ClothesWasher-2021P_v2, for the measure Front Load_CEE Tier 1+Gas DHW_Electric Dryer | U | 100% | 99% | 8.558% | 1 | 0 | 17.2659 | See source workbook for details. Includes PSE NEI data where applicable. | NWPPC 2021 Plan measure workbook Res-ClothesWasher-2021P_v2, for the measure Front Load_CEE Tier 1+Gas DHW_Electric Dryer | System | System
Pierce County | Manufactured | Water Heat GT 55 Gal | New | Front Load_CEE Tier 1+Gas DHW_Electric Dryer | Washer Savings | 0 | 2024 | 2050 | 0.87443 | per Home | 0 | 0 | 14 | NWPPC 2021 Plan measure workbook Res-ClothesWasher-2021P_v2, for the measure Front Load_CEE Tier 1+Gas DHW_Electric Dryer | 2.389 | 1.754% | NWPPC 2021 Plan measure workbook Res-ClothesWasher-2021P_v2, for the measure Front Load_CEE Tier 1+Gas DHW_Electric Dryer | 110.2974 | NWPPC 2021 Plan measure workbook Res-ClothesWasher-2021P_v2, for the measure Front Load_CEE Tier 1+Gas DHW_Electric Dryer | 0 | Incremental | 0 | 0 | 0 | 52.8881 | 0 | 0.0095994 | 0 | See 'Measure Equipment Cost Source' | NWPPC 2021 Plan measure workbook Res-ClothesWasher-2021P_v2, for the measure Front Load_CEE Tier 1+Gas DHW_Electric Dryer | U | 100% | 99% | 8.558% | 1 | 0 | 17.2659 | See source workbook for details. Includes PSE NEI data where applicable. | NWPPC 2021 Plan measure workbook Res-ClothesWasher-2021P_v2, for the measure Front Load_CEE Tier 1+Gas DHW_Electric Dryer | System | System
Pierce County | Manufactured - Highly Impacted | Water Heat GT 55 Gal | Existing | Front Load_CEE Tier 1+Gas DHW_Electric Dryer | Washer Savings | 0 | 2024 | 2050 | 0.67793 | per Home | 0 | 0 | 14 | NWPPC 2021 Plan measure workbook Res-ClothesWasher-2021P_v2, for the measure Front Load_CEE Tier 1+Gas DHW_Electric Dryer | 1.8521 | 1.595% | NWPPC 2021 Plan measure workbook Res-ClothesWasher-2021P_v2, for the measure Front Load_CEE Tier 1+Gas DHW_Electric Dryer | 85.5119 | NWPPC 2021 Plan measure workbook Res-ClothesWasher-2021P_v2, for the measure Front Load_CEE Tier 1+Gas DHW_Electric Dryer | 0 | Incremental | 0 | 0 | 0 | 41.0033 | 0 | 0.0074423 | 0 | See 'Measure Equipment Cost Source' | NWPPC 2021 Plan measure workbook Res-ClothesWasher-2021P_v2, for the measure Front Load_CEE Tier 1+Gas DHW_Electric Dryer | U | 100% | 99% | 3.361% | 1 | 0 | 13.386 | See source workbook for details. Includes PSE NEI data where applicable. | NWPPC 2021 Plan measure workbook Res-ClothesWasher-2021P_v2, for the measure Front Load_CEE Tier 1+Gas DHW_Electric Dryer | System | System
Pierce County | Manufactured - Highly Impacted | Water Heat GT 55 Gal | New | Front Load_CEE Tier 1+Gas DHW_Electric Dryer | Washer Savings | 0 | 2024 | 2050 | 0.67793 | per Home | 0 | 0 | 14 | NWPPC 2021 Plan measure workbook Res-ClothesWasher-2021P_v2, for the measure Front Load_CEE Tier 1+Gas DHW_Electric Dryer | 1.8521 | 1.595% | NWPPC 2021 Plan measure workbook Res-ClothesWasher-2021P_v2, for the measure Front Load_CEE Tier 1+Gas DHW_Electric Dryer | 85.5119 | NWPPC 2021 Plan measure workbook Res-ClothesWasher-2021P_v2, for the measure Front Load_CEE Tier 1+Gas DHW_Electric Dryer | 0 | Incremental | 0 | 0 | 0 | 41.0033 | 0 | 0.0074423 | 0 | See 'Measure Equipment Cost Source' | NWPPC 2021 Plan measure workbook Res-ClothesWasher-2021P_v2, for the measure Front Load_CEE Tier 1+Gas DHW_Electric Dryer | U | 100% | 99% | 3.361% | 1 | 0 | 13.386 | See source workbook for details. Includes PSE NEI data where applicable. | NWPPC 2021 Plan measure workbook Res-ClothesWasher-2021P_v2, for the measure Front Load_CEE Tier 1+Gas DHW_Electric Dryer | System | System
Pierce County | Single Family | Water Heat LE 55 Gal | Existing | Front Load_CEE Tier 1+Gas DHW_Gas Dryer | Washer Savings | 0 | 2024 | 2050 | 0.92861 | per Home | 0 | 0 | 14 | NWPPC 2021 Plan measure workbook Res-ClothesWasher-2021P_v2, for the measure Front Load_CEE Tier 1+Gas DHW_Gas Dryer | 7.947 | 4.392% | NWPPC 2021 Plan measure workbook Res-ClothesWasher-2021P_v2, for the measure Front Load_CEE Tier 1+Gas DHW_Gas Dryer | -12.5512 | NWPPC 2021 Plan measure workbook Res-ClothesWasher-2021P_v2, for the measure Front Load_CEE Tier 1+Gas DHW_Gas Dryer | 0 | Incremental | 0 | 0 | 0 | 56.1652 | 0 | 0.010194 | 0 | See 'Measure Equipment Cost Source' | NWPPC 2021 Plan measure workbook Res-ClothesWasher-2021P_v2, for the measure Front Load_CEE Tier 1+Gas DHW_Gas Dryer | V | 100% | 99% | 4.886% | 1 | 0 | 18.3357 | See source workbook for details. Includes PSE NEI data where applicable. | NWPPC 2021 Plan measure workbook Res-ClothesWasher-2021P_v2, for the measure Front Load_CEE Tier 1+Gas DHW_Gas Dryer | System | System
Pierce County | Single Family | Water Heat LE 55 Gal | New | Front Load_CEE Tier 1+Gas DHW_Gas Dryer | Washer Savings | 0 | 2024 | 2050 | 0.92861 | per Home | 0 | 0 | 14 | NWPPC 2021 Plan measure workbook Res-ClothesWasher-2021P_v2, for the measure Front Load_CEE Tier 1+Gas DHW_Gas Dryer | 7.6613 | 4.392% | NWPPC 2021 Plan measure workbook Res-ClothesWasher-2021P_v2, for the measure Front Load_CEE Tier 1+Gas DHW_Gas Dryer | -12.5512 | NWPPC 2021 Plan measure workbook Res-ClothesWasher-2021P_v2, for the measure Front Load_CEE Tier 1+Gas DHW_Gas Dryer | 0 | Incremental | 0 | 0 | 0 | 56.1652 | 0 | 0.010194 | 0 | See 'Measure Equipment Cost Source' | NWPPC 2021 Plan measure workbook Res-ClothesWasher-2021P_v2, for the measure Front Load_CEE Tier 1+Gas DHW_Gas Dryer | V | 100% | 99% | 4.886% | 1 | 0 | 18.3357 | See source workbook for details. Includes PSE NEI data where applicable. | NWPPC 2021 Plan measure workbook Res-ClothesWasher-2021P_v2, for the measure Front Load_CEE Tier 1+Gas DHW_Gas Dryer | System | System
Pierce County | Single Family - Highly Impacted | Water Heat LE 55 Gal | Existing | Front Load_CEE Tier 1+Gas DHW_Gas Dryer | Washer Savings | 0 | 2024 | 2050 | 0.66799 | per Home | 0 | 0 | 14 | NWPPC 2021 Plan measure workbook Res-ClothesWasher-2021P_v2, for the measure Front Load_CEE Tier 1+Gas DHW_Gas Dryer | 5.7166 | 3.616% | NWPPC 2021 Plan measure workbook Res-ClothesWasher-2021P_v2, for the measure Front Load_CEE Tier 1+Gas DHW_Gas Dryer | -9.0285 | NWPPC 2021 Plan measure workbook Res-ClothesWasher-2021P_v2, for the measure Front Load_CEE Tier 1+Gas DHW_Gas Dryer | 0 | Incremental | 0 | 0 | 0 | 40.4016 | 0 | 0.0073331 | 0 | See 'Measure Equipment Cost Source' | NWPPC 2021 Plan measure workbook Res-ClothesWasher-2021P_v2, for the measure Front Load_CEE Tier 1+Gas DHW_Gas Dryer | V | 100% | 99% | 3.016% | 1 | 0 | 13.1895 | See source workbook for details. Includes PSE NEI data where applicable. | NWPPC 2021 Plan measure workbook Res-ClothesWasher-2021P_v2, for the measure Front Load_CEE Tier 1+Gas DHW_Gas Dryer | System | System
Pierce County | Single Family - Highly Impacted | Water Heat LE 55 Gal | New | Front Load_CEE Tier 1+Gas DHW_Gas Dryer | Washer Savings | 0 | 2024 | 2050 | 0.66799 | per Home | 0 | 0 | 14 | NWPPC 2021 Plan measure workbook Res-ClothesWasher-2021P_v2, for the measure Front Load_CEE Tier 1+Gas DHW_Gas Dryer | 5.5111 | 3.616% | NWPPC 2021 Plan measure workbook Res-ClothesWasher-2021P_v2, for the measure Front Load_CEE Tier 1+Gas DHW_Gas Dryer | -9.0285 | NWPPC 2021 Plan measure workbook Res-ClothesWasher-2021P_v2, for the measure Front Load_CEE Tier 1+Gas DHW_Gas Dryer | 0 | Incremental | 0 | 0 | 0 | 40.4016 | 0 | 0.0073331 | 0 | See 'Measure Equipment Cost Source' | NWPPC 2021 Plan measure workbook Res-ClothesWasher-2021P_v2, for the measure Front Load_CEE Tier 1+Gas DHW_Gas Dryer | V | 100% | 99% | 3.016% | 1 | 0 | 13.1895 | See source workbook for details. Includes PSE NEI data where applicable. | NWPPC 2021 Plan measure workbook Res-ClothesWasher-2021P_v2, for the measure Front Load_CEE Tier 1+Gas DHW_Gas Dryer | System | System
Pierce County | Multifamily | Water Heat LE 55 Gal | Existing | Front Load_CEE Tier 1+Gas DHW_Gas Dryer | Washer Savings | 0 | 2024 | 2050 | 0.6367 | per Home | 0 | 0 | 14 | NWPPC 2021 Plan measure workbook Res-ClothesWasher-2021P_v2, for the measure Front Load_CEE Tier 1+Gas DHW_Gas Dryer | 5.4489 | 4.24% | NWPPC 2021 Plan measure workbook Res-ClothesWasher-2021P_v2, for the measure Front Load_CEE Tier 1+Gas DHW_Gas Dryer | -8.6057 | NWPPC 2021 Plan measure workbook Res-ClothesWasher-2021P_v2, for the measure Front Load_CEE Tier 1+Gas DHW_Gas Dryer | 0 | Incremental | 0 | 0 | 0 | 38.5095 | 0 | 0.0069897 | 0 | See 'Measure Equipment Cost Source' | NWPPC 2021 Plan measure workbook Res-ClothesWasher-2021P_v2, for the measure Front Load_CEE Tier 1+Gas DHW_Gas Dryer | V | 100% | 99% | 0.1369% | 1 | 0 | 12.5718 | See source workbook for details. Includes PSE NEI data where applicable. | NWPPC 2021 Plan measure workbook Res-ClothesWasher-2021P_v2, for the measure Front Load_CEE Tier 1+Gas DHW_Gas Dryer | System | System
Pierce County | Multifamily | Water Heat LE 55 Gal | New | Front Load_CEE Tier 1+Gas DHW_Gas Dryer | Washer Savings | 0 | 2024 | 2050 | 0.6367 | per Home | 0 | 0 | 14 | NWPPC 2021 Plan measure workbook Res-ClothesWasher-2021P_v2, for the measure Front Load_CEE Tier 1+Gas DHW_Gas Dryer | 5.253 | 4.24% | NWPPC 2021 Plan measure workbook Res-ClothesWasher-2021P_v2, for the measure Front Load_CEE Tier 1+Gas DHW_Gas Dryer | -8.6057 | NWPPC 2021 Plan measure workbook Res-ClothesWasher-2021P_v2, for the measure Front Load_CEE Tier 1+Gas DHW_Gas Dryer | 0 | Incremental | 0 | 0 | 0 | 38.5095 | 0 | 0.0069897 | 0 | See 'Measure Equipment Cost Source' | NWPPC 2021 Plan measure workbook Res-ClothesWasher-2021P_v2, for the measure Front Load_CEE Tier 1+Gas DHW_Gas Dryer | V | 100% | 99% | 0.1369% | 1 | 0 | 12.5718 | See source workbook for details. Includes PSE NEI data where applicable. | NWPPC 2021 Plan measure workbook Res-ClothesWasher-2021P_v2, for the measure Front Load_CEE Tier 1+Gas DHW_Gas Dryer | System | System
Pierce County | Multifamily - Highly Impacted | Water Heat LE 55 Gal | Existing | Front Load_CEE Tier 1+Gas DHW_Gas Dryer | Washer Savings | 0 | 2024 | 2050 | 0.5404 | per Home | 0 | 0 | 14 | NWPPC 2021 Plan measure workbook Res-ClothesWasher-2021P_v2, for the measure Front Load_CEE Tier 1+Gas DHW_Gas Dryer | 4.6247 | 3.197% | NWPPC 2021 Plan measure workbook Res-ClothesWasher-2021P_v2, for the measure Front Load_CEE Tier 1+Gas DHW_Gas Dryer | -7.3041 | NWPPC 2021 Plan measure workbook Res-ClothesWasher-2021P_v2, for the measure Front Load_CEE Tier 1+Gas DHW_Gas Dryer | 0 | Incremental | 0 | 0 | 0 | 32.685 | 0 | 0.0059325 | 0 | See 'Measure Equipment Cost Source' | NWPPC 2021 Plan measure workbook Res-ClothesWasher-2021P_v2, for the measure Front Load_CEE Tier 1+Gas DHW_Gas Dryer | V | 100% | 99% | 0.07744% | 1 | 0 | 10.6704 | See source workbook for details. Includes PSE NEI data where applicable. | NWPPC 2021 Plan measure workbook Res-ClothesWasher-2021P_v2, for the measure Front Load_CEE Tier 1+Gas DHW_Gas Dryer | System | System
Pierce County | Multifamily - Highly Impacted | Water Heat LE 55 Gal | New | Front Load_CEE Tier 1+Gas DHW_Gas Dryer | Washer Savings | 0 | 2024 | 2050 | 0.5404 | per Home | 0 | 0 | 14 | NWPPC 2021 Plan measure workbook Res-ClothesWasher-2021P_v2, for the measure Front Load_CEE Tier 1+Gas DHW_Gas Dryer | 4.4585 | 3.197% | NWPPC 2021 Plan measure workbook Res-ClothesWasher-2021P_v2, for the measure Front Load_CEE Tier 1+Gas DHW_Gas Dryer | -7.3041 | NWPPC 2021 Plan measure workbook Res-ClothesWasher-2021P_v2, for the measure Front Load_CEE Tier 1+Gas DHW_Gas Dryer | 0 | Incremental | 0 | 0 | 0 | 32.685 | 0 | 0.0059325 | 0 | See 'Measure Equipment Cost Source' | NWPPC 2021 Plan measure workbook Res-ClothesWasher-2021P_v2, for the measure Front Load_CEE Tier 1+Gas DHW_Gas Dryer | V | 100% | 99% | 0.07744% | 1 | 0 | 10.6704 | See source workbook for details. Includes PSE NEI data where applicable. | NWPPC 2021 Plan measure workbook Res-ClothesWasher-2021P_v2, for the measure Front Load_CEE Tier 1+Gas DHW_Gas Dryer | System | System
Pierce County | Manufactured | Water Heat LE 55 Gal | Existing | Front Load_CEE Tier 1+Gas DHW_Gas Dryer | Washer Savings | 0 | 2024 | 2050 | 0.87443 | per Home | 0 | 0 | 14 | NWPPC 2021 Plan measure workbook Res-ClothesWasher-2021P_v2, for the measure Front Load_CEE Tier 1+Gas DHW_Gas Dryer | 7.4833 | 4.666% | NWPPC 2021 Plan measure workbook Res-ClothesWasher-2021P_v2, for the measure Front Load_CEE Tier 1+Gas DHW_Gas Dryer | -11.8189 | NWPPC 2021 Plan measure workbook Res-ClothesWasher-2021P_v2, for the measure Front Load_CEE Tier 1+Gas DHW_Gas Dryer | 0 | Incremental | 0 | 0 | 0 | 52.8881 | 0 | 0.0095994 | 0 | See 'Measure Equipment Cost Source' | NWPPC 2021 Plan measure workbook Res-ClothesWasher-2021P_v2, for the measure Front Load_CEE Tier 1+Gas DHW_Gas Dryer | V | 100% | 99% | 0.7039% | 1 | 0 | 17.2659 | See source workbook for details. Includes PSE NEI data where applicable. | NWPPC 2021 Plan measure workbook Res-ClothesWasher-2021P_v2, for the measure Front Load_CEE Tier 1+Gas DHW_Gas Dryer | System | System
Pierce County | Manufactured | Water Heat LE 55 Gal | New | Front Load_CEE Tier 1+Gas DHW_Gas Dryer | Washer Savings | 0 | 2024 | 2050 | 0.87443 | per Home | 0 | 0 | 14 | NWPPC 2021 Plan measure workbook Res-ClothesWasher-2021P_v2, for the measure Front Load_CEE Tier 1+Gas DHW_Gas Dryer | 7.2143 | 4.666% | NWPPC 2021 Plan measure workbook Res-ClothesWasher-2021P_v2, for the measure Front Load_CEE Tier 1+Gas DHW_Gas Dryer | -11.8189 | NWPPC 2021 Plan measure workbook Res-ClothesWasher-2021P_v2, for the measure Front Load_CEE Tier 1+Gas DHW_Gas Dryer | 0 | Incremental | 0 | 0 | 0 | 52.8881 | 0 | 0.0095994 | 0 | See 'Measure Equipment Cost Source' | NWPPC 2021 Plan measure workbook Res-ClothesWasher-2021P_v2, for the measure Front Load_CEE Tier 1+Gas DHW_Gas Dryer | V | 100% | 99% | 0.7039% | 1 | 0 | 17.2659 | See source workbook for details. Includes PSE NEI data where applicable. | NWPPC 2021 Plan measure workbook Res-ClothesWasher-2021P_v2, for the measure Front Load_CEE Tier 1+Gas DHW_Gas Dryer | System | System
Pierce County | Manufactured - Highly Impacted | Water Heat LE 55 Gal | Existing | Front Load_CEE Tier 1+Gas DHW_Gas Dryer | Washer Savings | 0 | 2024 | 2050 | 0.67793 | per Home | 0 | 0 | 14 | NWPPC 2021 Plan measure workbook Res-ClothesWasher-2021P_v2, for the measure Front Load_CEE Tier 1+Gas DHW_Gas Dryer | 5.8017 | 4.242% | NWPPC 2021 Plan measure workbook Res-ClothesWasher-2021P_v2, for the measure Front Load_CEE Tier 1+Gas DHW_Gas Dryer | -9.163 | NWPPC 2021 Plan measure workbook Res-ClothesWasher-2021P_v2, for the measure Front Load_CEE Tier 1+Gas DHW_Gas Dryer | 0 | Incremental | 0 | 0 | 0 | 41.0033 | 0 | 0.0074423 | 0 | See 'Measure Equipment Cost Source' | NWPPC 2021 Plan measure workbook Res-ClothesWasher-2021P_v2, for the measure Front Load_CEE Tier 1+Gas DHW_Gas Dryer | V | 100% | 99% | 0.03633% | 1 | 0 | 13.386 | See source workbook for details. Includes PSE NEI data where applicable. | NWPPC 2021 Plan measure workbook Res-ClothesWasher-2021P_v2, for the measure Front Load_CEE Tier 1+Gas DHW_Gas Dryer | System | System
Pierce County | Manufactured - Highly Impacted | Water Heat LE 55 Gal | New | Front Load_CEE Tier 1+Gas DHW_Gas Dryer | Washer Savings | 0 | 2024 | 2050 | 0.67793 | per Home | 0 | 0 | 14 | NWPPC 2021 Plan measure workbook Res-ClothesWasher-2021P_v2, for the measure Front Load_CEE Tier 1+Gas DHW_Gas Dryer | 5.5931 | 4.242% | NWPPC 2021 Plan measure workbook Res-ClothesWasher-2021P_v2, for the measure Front Load_CEE Tier 1+Gas DHW_Gas Dryer | -9.163 | NWPPC 2021 Plan measure workbook Res-ClothesWasher-2021P_v2, for the measure Front Load_CEE Tier 1+Gas DHW_Gas Dryer | 0 | Incremental | 0 | 0 | 0 | 41.0033 | 0 | 0.0074423 | 0 | See 'Measure Equipment Cost Source' | NWPPC 2021 Plan measure workbook Res-ClothesWasher-2021P_v2, for the measure Front Load_CEE Tier 1+Gas DHW_Gas Dryer | V | 100% | 99% | 0.03633% | 1 | 0 | 13.386 | See source workbook for details. Includes PSE NEI data where applicable. | NWPPC 2021 Plan measure workbook Res-ClothesWasher-2021P_v2, for the measure Front Load_CEE Tier 1+Gas DHW_Gas Dryer | System | System
Pierce County | Single Family | Water Heat GT 55 Gal | Existing | Front Load_CEE Tier 1+Gas DHW_Gas Dryer | Washer Savings | 0 | 2024 | 2050 | 0.92861 | per Home | 0 | 0 | 14 | NWPPC 2021 Plan measure workbook Res-ClothesWasher-2021P_v2, for the measure Front Load_CEE Tier 1+Gas DHW_Gas Dryer | 6.7481 | 4.392% | NWPPC 2021 Plan measure workbook Res-ClothesWasher-2021P_v2, for the measure Front Load_CEE Tier 1+Gas DHW_Gas Dryer | -12.5512 | NWPPC 2021 Plan measure workbook Res-ClothesWasher-2021P_v2, for the measure Front Load_CEE Tier 1+Gas DHW_Gas Dryer | 0 | Incremental | 0 | 0 | 0 | 56.1652 | 0 | 0.010194 | 0 | See 'Measure Equipment Cost Source' | NWPPC 2021 Plan measure workbook Res-ClothesWasher-2021P_v2, for the measure Front Load_CEE Tier 1+Gas DHW_Gas Dryer | V | 100% | 99% | 4.886% | 1 | 0 | 18.3357 | See source workbook for details. Includes PSE NEI data where applicable. | NWPPC 2021 Plan measure workbook Res-ClothesWasher-2021P_v2, for the measure Front Load_CEE Tier 1+Gas DHW_Gas Dryer | System | System
Pierce County | Single Family | Water Heat GT 55 Gal | New | Front Load_CEE Tier 1+Gas DHW_Gas Dryer | Washer Savings | 0 | 2024 | 2050 | 0.92861 | per Home | 0 | 0 | 14 | NWPPC 2021 Plan measure workbook Res-ClothesWasher-2021P_v2, for the measure Front Load_CEE Tier 1+Gas DHW_Gas Dryer | 6.7481 | 4.392% | NWPPC 2021 Plan measure workbook Res-ClothesWasher-2021P_v2, for the measure Front Load_CEE Tier 1+Gas DHW_Gas Dryer | -12.5512 | NWPPC 2021 Plan measure workbook Res-ClothesWasher-2021P_v2, for the measure Front Load_CEE Tier 1+Gas DHW_Gas Dryer | 0 | Incremental | 0 | 0 | 0 | 56.1652 | 0 | 0.010194 | 0 | See 'Measure Equipment Cost Source' | NWPPC 2021 Plan measure workbook Res-ClothesWasher-2021P_v2, for the measure Front Load_CEE Tier 1+Gas DHW_Gas Dryer | V | 100% | 99% | 4.886% | 1 | 0 | 18.3357 | See source workbook for details. Includes PSE NEI data where applicable. | NWPPC 2021 Plan measure workbook Res-ClothesWasher-2021P_v2, for the measure Front Load_CEE Tier 1+Gas DHW_Gas Dryer | System | System
Pierce County | Single Family - Highly Impacted | Water Heat GT 55 Gal | Existing | Front Load_CEE Tier 1+Gas DHW_Gas Dryer | Washer Savings | 0 | 2024 | 2050 | 0.66799 | per Home | 0 | 0 | 14 | NWPPC 2021 Plan measure workbook Res-ClothesWasher-2021P_v2, for the measure Front Load_CEE Tier 1+Gas DHW_Gas Dryer | 4.8541 | 3.616% | NWPPC 2021 Plan measure workbook Res-ClothesWasher-2021P_v2, for the measure Front Load_CEE Tier 1+Gas DHW_Gas Dryer | -9.0285 | NWPPC 2021 Plan measure workbook Res-ClothesWasher-2021P_v2, for the measure Front Load_CEE Tier 1+Gas DHW_Gas Dryer | 0 | Incremental | 0 | 0 | 0 | 40.4016 | 0 | 0.0073331 | 0 | See 'Measure Equipment Cost Source' | NWPPC 2021 Plan measure workbook Res-ClothesWasher-2021P_v2, for the measure Front Load_CEE Tier 1+Gas DHW_Gas Dryer | V | 100% | 99% | 3.016% | 1 | 0 | 13.1895 | See source workbook for details. Includes PSE NEI data where applicable. | NWPPC 2021 Plan measure workbook Res-ClothesWasher-2021P_v2, for the measure Front Load_CEE Tier 1+Gas DHW_Gas Dryer | System | System
Pierce County | Single Family - Highly Impacted | Water Heat GT 55 Gal | New | Front Load_CEE Tier 1+Gas DHW_Gas Dryer | Washer Savings | 0 | 2024 | 2050 | 0.66799 | per Home | 0 | 0 | 14 | NWPPC 2021 Plan measure workbook Res-ClothesWasher-2021P_v2, for the measure Front Load_CEE Tier 1+Gas DHW_Gas Dryer | 4.8541 | 3.616% | NWPPC 2021 Plan measure workbook Res-ClothesWasher-2021P_v2, for the measure Front Load_CEE Tier 1+Gas DHW_Gas Dryer | -9.0285 | NWPPC 2021 Plan measure workbook Res-ClothesWasher-2021P_v2, for the measure Front Load_CEE Tier 1+Gas DHW_Gas Dryer | 0 | Incremental | 0 | 0 | 0 | 40.4016 | 0 | 0.0073331 | 0 | See 'Measure Equipment Cost Source' | NWPPC 2021 Plan measure workbook Res-ClothesWasher-2021P_v2, for the measure Front Load_CEE Tier 1+Gas DHW_Gas Dryer | V | 100% | 99% | 3.016% | 1 | 0 | 13.1895 | See source workbook for details. Includes PSE NEI data where applicable. | NWPPC 2021 Plan measure workbook Res-ClothesWasher-2021P_v2, for the measure Front Load_CEE Tier 1+Gas DHW_Gas Dryer | System | System
Pierce County | Multifamily | Water Heat GT 55 Gal | Existing | Front Load_CEE Tier 1+Gas DHW_Gas Dryer | Washer Savings | 0 | 2024 | 2050 | 0.6367 | per Home | 0 | 0 | 14 | NWPPC 2021 Plan measure workbook Res-ClothesWasher-2021P_v2, for the measure Front Load_CEE Tier 1+Gas DHW_Gas Dryer | 4.6268 | 4.24% | NWPPC 2021 Plan measure workbook Res-ClothesWasher-2021P_v2, for the measure Front Load_CEE Tier 1+Gas DHW_Gas Dryer | -8.6057 | NWPPC 2021 Plan measure workbook Res-ClothesWasher-2021P_v2, for the measure Front Load_CEE Tier 1+Gas DHW_Gas Dryer | 0 | Incremental | 0 | 0 | 0 | 38.5095 | 0 | 0.0069897 | 0 | See 'Measure Equipment Cost Source' | NWPPC 2021 Plan measure workbook Res-ClothesWasher-2021P_v2, for the measure Front Load_CEE Tier 1+Gas DHW_Gas Dryer | V | 100% | 99% | 0.1369% | 1 | 0 | 12.5718 | See source workbook for details. Includes PSE NEI data where applicable. | NWPPC 2021 Plan measure workbook Res-ClothesWasher-2021P_v2, for the measure Front Load_CEE Tier 1+Gas DHW_Gas Dryer | System | System
Pierce County | Multifamily | Water Heat GT 55 Gal | New | Front Load_CEE Tier 1+Gas DHW_Gas Dryer | Washer Savings | 0 | 2024 | 2050 | 0.6367 | per Home | 0 | 0 | 14 | NWPPC 2021 Plan measure workbook Res-ClothesWasher-2021P_v2, for the measure Front Load_CEE Tier 1+Gas DHW_Gas Dryer | 4.6268 | 4.24% | NWPPC 2021 Plan measure workbook Res-ClothesWasher-2021P_v2, for the measure Front Load_CEE Tier 1+Gas DHW_Gas Dryer | -8.6057 | NWPPC 2021 Plan measure workbook Res-ClothesWasher-2021P_v2, for the measure Front Load_CEE Tier 1+Gas DHW_Gas Dryer | 0 | Incremental | 0 | 0 | 0 | 38.5095 | 0 | 0.0069897 | 0 | See 'Measure Equipment Cost Source' | NWPPC 2021 Plan measure workbook Res-ClothesWasher-2021P_v2, for the measure Front Load_CEE Tier 1+Gas DHW_Gas Dryer | V | 100% | 99% | 0.1369% | 1 | 0 | 12.5718 | See source workbook for details. Includes PSE NEI data where applicable. | NWPPC 2021 Plan measure workbook Res-ClothesWasher-2021P_v2, for the measure Front Load_CEE Tier 1+Gas DHW_Gas Dryer | System | System
Pierce County | Multifamily - Highly Impacted | Water Heat GT 55 Gal | Existing | Front Load_CEE Tier 1+Gas DHW_Gas Dryer | Washer Savings | 0 | 2024 | 2050 | 0.5404 | per Home | 0 | 0 | 14 | NWPPC 2021 Plan measure workbook Res-ClothesWasher-2021P_v2, for the measure Front Load_CEE Tier 1+Gas DHW_Gas Dryer | 3.927 | 3.197% | NWPPC 2021 Plan measure workbook Res-ClothesWasher-2021P_v2, for the measure Front Load_CEE Tier 1+Gas DHW_Gas Dryer | -7.3041 | NWPPC 2021 Plan measure workbook Res-ClothesWasher-2021P_v2, for the measure Front Load_CEE Tier 1+Gas DHW_Gas Dryer | 0 | Incremental | 0 | 0 | 0 | 32.685 | 0 | 0.0059325 | 0 | See 'Measure Equipment Cost Source' | NWPPC 2021 Plan measure workbook Res-ClothesWasher-2021P_v2, for the measure Front Load_CEE Tier 1+Gas DHW_Gas Dryer | V | 100% | 99% | 0.07744% | 1 | 0 | 10.6704 | See source workbook for details. Includes PSE NEI data where applicable. | NWPPC 2021 Plan measure workbook Res-ClothesWasher-2021P_v2, for the measure Front Load_CEE Tier 1+Gas DHW_Gas Dryer | System | System
Pierce County | Multifamily - Highly Impacted | Water Heat GT 55 Gal | New | Front Load_CEE Tier 1+Gas DHW_Gas Dryer | Washer Savings | 0 | 2024 | 2050 | 0.5404 | per Home | 0 | 0 | 14 | NWPPC 2021 Plan measure workbook Res-ClothesWasher-2021P_v2, for the measure Front Load_CEE Tier 1+Gas DHW_Gas Dryer | 3.927 | 3.197% | NWPPC 2021 Plan measure workbook Res-ClothesWasher-2021P_v2, for the measure Front Load_CEE Tier 1+Gas DHW_Gas Dryer | -7.3041 | NWPPC 2021 Plan measure workbook Res-ClothesWasher-2021P_v2, for the measure Front Load_CEE Tier 1+Gas DHW_Gas Dryer | 0 | Incremental | 0 | 0 | 0 | 32.685 | 0 | 0.0059325 | 0 | See 'Measure Equipment Cost Source' | NWPPC 2021 Plan measure workbook Res-ClothesWasher-2021P_v2, for the measure Front Load_CEE Tier 1+Gas DHW_Gas Dryer | V | 100% | 99% | 0.07744% | 1 | 0 | 10.6704 | See source workbook for details. Includes PSE NEI data where applicable. | NWPPC 2021 Plan measure workbook Res-ClothesWasher-2021P_v2, for the measure Front Load_CEE Tier 1+Gas DHW_Gas Dryer | System | System
Pierce County | Manufactured | Water Heat GT 55 Gal | Existing | Front Load_CEE Tier 1+Gas DHW_Gas Dryer | Washer Savings | 0 | 2024 | 2050 | 0.87443 | per Home | 0 | 0 | 14 | NWPPC 2021 Plan measure workbook Res-ClothesWasher-2021P_v2, for the measure Front Load_CEE Tier 1+Gas DHW_Gas Dryer | 6.3543 | 4.666% | NWPPC 2021 Plan measure workbook Res-ClothesWasher-2021P_v2, for the measure Front Load_CEE Tier 1+Gas DHW_Gas Dryer | -11.8189 | NWPPC 2021 Plan measure workbook Res-ClothesWasher-2021P_v2, for the measure Front Load_CEE Tier 1+Gas DHW_Gas Dryer | 0 | Incremental | 0 | 0 | 0 | 52.8881 | 0 | 0.0095994 | 0 | See 'Measure Equipment Cost Source' | NWPPC 2021 Plan measure workbook Res-ClothesWasher-2021P_v2, for the measure Front Load_CEE Tier 1+Gas DHW_Gas Dryer | V | 100% | 99% | 0.7039% | 1 | 0 | 17.2659 | See source workbook for details. Includes PSE NEI data where applicable. | NWPPC 2021 Plan measure workbook Res-ClothesWasher-2021P_v2, for the measure Front Load_CEE Tier 1+Gas DHW_Gas Dryer | System | System
Pierce County | Manufactured | Water Heat GT 55 Gal | New | Front Load_CEE Tier 1+Gas DHW_Gas Dryer | Washer Savings | 0 | 2024 | 2050 | 0.87443 | per Home | 0 | 0 | 14 | NWPPC 2021 Plan measure workbook Res-ClothesWasher-2021P_v2, for the measure Front Load_CEE Tier 1+Gas DHW_Gas Dryer | 6.3543 | 4.666% | NWPPC 2021 Plan measure workbook Res-ClothesWasher-2021P_v2, for the measure Front Load_CEE Tier 1+Gas DHW_Gas Dryer | -11.8189 | NWPPC 2021 Plan measure workbook Res-ClothesWasher-2021P_v2, for the measure Front Load_CEE Tier 1+Gas DHW_Gas Dryer | 0 | Incremental | 0 | 0 | 0 | 52.8881 | 0 | 0.0095994 | 0 | See 'Measure Equipment Cost Source' | NWPPC 2021 Plan measure workbook Res-ClothesWasher-2021P_v2, for the measure Front Load_CEE Tier 1+Gas DHW_Gas Dryer | V | 100% | 99% | 0.7039% | 1 | 0 | 17.2659 | See source workbook for details. Includes PSE NEI data where applicable. | NWPPC 2021 Plan measure workbook Res-ClothesWasher-2021P_v2, for the measure Front Load_CEE Tier 1+Gas DHW_Gas Dryer | System | System
Pierce County | Manufactured - Highly Impacted | Water Heat GT 55 Gal | Existing | Front Load_CEE Tier 1+Gas DHW_Gas Dryer | Washer Savings | 0 | 2024 | 2050 | 0.67793 | per Home | 0 | 0 | 14 | NWPPC 2021 Plan measure workbook Res-ClothesWasher-2021P_v2, for the measure Front Load_CEE Tier 1+Gas DHW_Gas Dryer | 4.9264 | 4.242% | NWPPC 2021 Plan measure workbook Res-ClothesWasher-2021P_v2, for the measure Front Load_CEE Tier 1+Gas DHW_Gas Dryer | -9.163 | NWPPC 2021 Plan measure workbook Res-ClothesWasher-2021P_v2, for the measure Front Load_CEE Tier 1+Gas DHW_Gas Dryer | 0 | Incremental | 0 | 0 | 0 | 41.0033 | 0 | 0.0074423 | 0 | See 'Measure Equipment Cost Source' | NWPPC 2021 Plan measure workbook Res-ClothesWasher-2021P_v2, for the measure Front Load_CEE Tier 1+Gas DHW_Gas Dryer | V | 100% | 99% | 0.03633% | 1 | 0 | 13.386 | See source workbook for details. Includes PSE NEI data where applicable. | NWPPC 2021 Plan measure workbook Res-ClothesWasher-2021P_v2, for the measure Front Load_CEE Tier 1+Gas DHW_Gas Dryer | System | System
Pierce County | Manufactured - Highly Impacted | Water Heat GT 55 Gal | New | Front Load_CEE Tier 1+Gas DHW_Gas Dryer | Washer Savings | 0 | 2024 | 2050 | 0.67793 | per Home | 0 | 0 | 14 | NWPPC 2021 Plan measure workbook Res-ClothesWasher-2021P_v2, for the measure Front Load_CEE Tier 1+Gas DHW_Gas Dryer | 4.9264 | 4.242% | NWPPC 2021 Plan measure workbook Res-ClothesWasher-2021P_v2, for the measure Front Load_CEE Tier 1+Gas DHW_Gas Dryer | -9.163 | NWPPC 2021 Plan measure workbook Res-ClothesWasher-2021P_v2, for the measure Front Load_CEE Tier 1+Gas DHW_Gas Dryer | 0 | Incremental | 0 | 0 | 0 | 41.0033 | 0 | 0.0074423 | 0 | See 'Measure Equipment Cost Source' | NWPPC 2021 Plan measure workbook Res-ClothesWasher-2021P_v2, for the measure Front Load_CEE Tier 1+Gas DHW_Gas Dryer | V | 100% | 99% | 0.03633% | 1 | 0 | 13.386 | See source workbook for details. Includes PSE NEI data where applicable. | NWPPC 2021 Plan measure workbook Res-ClothesWasher-2021P_v2, for the measure Front Load_CEE Tier 1+Gas DHW_Gas Dryer | System | System
Pierce County | Single Family | Water Heat LE 55 Gal | Existing | Front Load_CEE Tier 2+Gas DHW_Electric Dryer | Washer Savings | 0 | 2024 | 2050 | 0.92861 | per Home | 0 | 0 | 14 | NWPPC 2021 Plan measure workbook Res-ClothesWasher-2021P_v2, for the measure Front Load_CEE Tier 2+Gas DHW_Electric Dryer | 3.6191 | 2% | NWPPC 2021 Plan measure workbook Res-ClothesWasher-2021P_v2, for the measure Front Load_CEE Tier 2+Gas DHW_Electric Dryer | 145.7239 | NWPPC 2021 Plan measure workbook Res-ClothesWasher-2021P_v2, for the measure Front Load_CEE Tier 2+Gas DHW_Electric Dryer | 0 | Incremental | 0 | 0 | 0 | 81.1955 | 0 | 0.010194 | 0 | See 'Measure Equipment Cost Source' | NWPPC 2021 Plan measure workbook Res-ClothesWasher-2021P_v2, for the measure Front Load_CEE Tier 2+Gas DHW_Electric Dryer | U | 100% | 99% | 30.62% | 1 | 0 | 20.9505 | See source workbook for details. Includes PSE NEI data where applicable. | NWPPC 2021 Plan measure workbook Res-ClothesWasher-2021P_v2, for the measure Front Load_CEE Tier 2+Gas DHW_Electric Dryer | System | System
Pierce County | Single Family | Water Heat LE 55 Gal | New | Front Load_CEE Tier 2+Gas DHW_Electric Dryer | Washer Savings | 0 | 2024 | 2050 | 0.92861 | per Home | 0 | 0 | 14 | NWPPC 2021 Plan measure workbook Res-ClothesWasher-2021P_v2, for the measure Front Load_CEE Tier 2+Gas DHW_Electric Dryer | 3.489 | 2% | NWPPC 2021 Plan measure workbook Res-ClothesWasher-2021P_v2, for the measure Front Load_CEE Tier 2+Gas DHW_Electric Dryer | 145.7239 | NWPPC 2021 Plan measure workbook Res-ClothesWasher-2021P_v2, for the measure Front Load_CEE Tier 2+Gas DHW_Electric Dryer | 0 | Incremental | 0 | 0 | 0 | 81.1955 | 0 | 0.010194 | 0 | See 'Measure Equipment Cost Source' | NWPPC 2021 Plan measure workbook Res-ClothesWasher-2021P_v2, for the measure Front Load_CEE Tier 2+Gas DHW_Electric Dryer | U | 100% | 99% | 30.62% | 1 | 0 | 20.9505 | See source workbook for details. Includes PSE NEI data where applicable. | NWPPC 2021 Plan measure workbook Res-ClothesWasher-2021P_v2, for the measure Front Load_CEE Tier 2+Gas DHW_Electric Dryer | System | System
Pierce County | Single Family - Highly Impacted | Water Heat LE 55 Gal | Existing | Front Load_CEE Tier 2+Gas DHW_Electric Dryer | Washer Savings | 0 | 2024 | 2050 | 0.66799 | per Home | 0 | 0 | 14 | NWPPC 2021 Plan measure workbook Res-ClothesWasher-2021P_v2, for the measure Front Load_CEE Tier 2+Gas DHW_Electric Dryer | 2.6033 | 1.647% | NWPPC 2021 Plan measure workbook Res-ClothesWasher-2021P_v2, for the measure Front Load_CEE Tier 2+Gas DHW_Electric Dryer | 104.8244 | NWPPC 2021 Plan measure workbook Res-ClothesWasher-2021P_v2, for the measure Front Load_CEE Tier 2+Gas DHW_Electric Dryer | 0 | Incremental | 0 | 0 | 0 | 58.4068 | 0 | 0.0073331 | 0 | See 'Measure Equipment Cost Source' | NWPPC 2021 Plan measure workbook Res-ClothesWasher-2021P_v2, for the measure Front Load_CEE Tier 2+Gas DHW_Electric Dryer | U | 100% | 99% | 23.49% | 1 | 0 | 15.0704 | See source workbook for details. Includes PSE NEI data where applicable. | NWPPC 2021 Plan measure workbook Res-ClothesWasher-2021P_v2, for the measure Front Load_CEE Tier 2+Gas DHW_Electric Dryer | System | System
Pierce County | Single Family - Highly Impacted | Water Heat LE 55 Gal | New | Front Load_CEE Tier 2+Gas DHW_Electric Dryer | Washer Savings | 0 | 2024 | 2050 | 0.66799 | per Home | 0 | 0 | 14 | NWPPC 2021 Plan measure workbook Res-ClothesWasher-2021P_v2, for the measure Front Load_CEE Tier 2+Gas DHW_Electric Dryer | 2.5097 | 1.647% | NWPPC 2021 Plan measure workbook Res-ClothesWasher-2021P_v2, for the measure Front Load_CEE Tier 2+Gas DHW_Electric Dryer | 104.8244 | NWPPC 2021 Plan measure workbook Res-ClothesWasher-2021P_v2, for the measure Front Load_CEE Tier 2+Gas DHW_Electric Dryer | 0 | Incremental | 0 | 0 | 0 | 58.4068 | 0 | 0.0073331 | 0 | See 'Measure Equipment Cost Source' | NWPPC 2021 Plan measure workbook Res-ClothesWasher-2021P_v2, for the measure Front Load_CEE Tier 2+Gas DHW_Electric Dryer | U | 100% | 99% | 23.49% | 1 | 0 | 15.0704 | See source workbook for details. Includes PSE NEI data where applicable. | NWPPC 2021 Plan measure workbook Res-ClothesWasher-2021P_v2, for the measure Front Load_CEE Tier 2+Gas DHW_Electric Dryer | System | System
Pierce County | Multifamily | Water Heat LE 55 Gal | Existing | Front Load_CEE Tier 2+Gas DHW_Electric Dryer | Washer Savings | 0 | 2024 | 2050 | 0.6367 | per Home | 0 | 0 | 14 | NWPPC 2021 Plan measure workbook Res-ClothesWasher-2021P_v2, for the measure Front Load_CEE Tier 2+Gas DHW_Electric Dryer | 2.4814 | 1.931% | NWPPC 2021 Plan measure workbook Res-ClothesWasher-2021P_v2, for the measure Front Load_CEE Tier 2+Gas DHW_Electric Dryer | 99.9151 | NWPPC 2021 Plan measure workbook Res-ClothesWasher-2021P_v2, for the measure Front Load_CEE Tier 2+Gas DHW_Electric Dryer | 0 | Incremental | 0 | 0 | 0 | 55.6714 | 0 | 0.0069897 | 0 | See 'Measure Equipment Cost Source' | NWPPC 2021 Plan measure workbook Res-ClothesWasher-2021P_v2, for the measure Front Load_CEE Tier 2+Gas DHW_Electric Dryer | U | 100% | 99% | 7.004% | 1 | 0 | 14.3646 | See source workbook for details. Includes PSE NEI data where applicable. | NWPPC 2021 Plan measure workbook Res-ClothesWasher-2021P_v2, for the measure Front Load_CEE Tier 2+Gas DHW_Electric Dryer | System | System
Pierce County | Multifamily | Water Heat LE 55 Gal | New | Front Load_CEE Tier 2+Gas DHW_Electric Dryer | Washer Savings | 0 | 2024 | 2050 | 0.6367 | per Home | 0 | 0 | 14 | NWPPC 2021 Plan measure workbook Res-ClothesWasher-2021P_v2, for the measure Front Load_CEE Tier 2+Gas DHW_Electric Dryer | 2.3922 | 1.931% | NWPPC 2021 Plan measure workbook Res-ClothesWasher-2021P_v2, for the measure Front Load_CEE Tier 2+Gas DHW_Electric Dryer | 99.9151 | NWPPC 2021 Plan measure workbook Res-ClothesWasher-2021P_v2, for the measure Front Load_CEE Tier 2+Gas DHW_Electric Dryer | 0 | Incremental | 0 | 0 | 0 | 55.6714 | 0 | 0.0069897 | 0 | See 'Measure Equipment Cost Source' | NWPPC 2021 Plan measure workbook Res-ClothesWasher-2021P_v2, for the measure Front Load_CEE Tier 2+Gas DHW_Electric Dryer | U | 100% | 99% | 7.004% | 1 | 0 | 14.3646 | See source workbook for details. Includes PSE NEI data where applicable. | NWPPC 2021 Plan measure workbook Res-ClothesWasher-2021P_v2, for the measure Front Load_CEE Tier 2+Gas DHW_Electric Dryer | System | System
Pierce County | Multifamily - Highly Impacted | Water Heat LE 55 Gal | Existing | Front Load_CEE Tier 2+Gas DHW_Electric Dryer | Washer Savings | 0 | 2024 | 2050 | 0.5404 | per Home | 0 | 0 | 14 | NWPPC 2021 Plan measure workbook Res-ClothesWasher-2021P_v2, for the measure Front Load_CEE Tier 2+Gas DHW_Electric Dryer | 2.1061 | 1.456% | NWPPC 2021 Plan measure workbook Res-ClothesWasher-2021P_v2, for the measure Front Load_CEE Tier 2+Gas DHW_Electric Dryer | 84.8033 | NWPPC 2021 Plan measure workbook Res-ClothesWasher-2021P_v2, for the measure Front Load_CEE Tier 2+Gas DHW_Electric Dryer | 0 | Incremental | 0 | 0 | 0 | 47.2513 | 0 | 0.0059325 | 0 | See 'Measure Equipment Cost Source' | NWPPC 2021 Plan measure workbook Res-ClothesWasher-2021P_v2, for the measure Front Load_CEE Tier 2+Gas DHW_Electric Dryer | U | 100% | 99% | 5.279% | 1 | 0 | 12.192 | See source workbook for details. Includes PSE NEI data where applicable. | NWPPC 2021 Plan measure workbook Res-ClothesWasher-2021P_v2, for the measure Front Load_CEE Tier 2+Gas DHW_Electric Dryer | System | System
Pierce County | Multifamily - Highly Impacted | Water Heat LE 55 Gal | New | Front Load_CEE Tier 2+Gas DHW_Electric Dryer | Washer Savings | 0 | 2024 | 2050 | 0.5404 | per Home | 0 | 0 | 14 | NWPPC 2021 Plan measure workbook Res-ClothesWasher-2021P_v2, for the measure Front Load_CEE Tier 2+Gas DHW_Electric Dryer | 2.0304 | 1.456% | NWPPC 2021 Plan measure workbook Res-ClothesWasher-2021P_v2, for the measure Front Load_CEE Tier 2+Gas DHW_Electric Dryer | 84.8033 | NWPPC 2021 Plan measure workbook Res-ClothesWasher-2021P_v2, for the measure Front Load_CEE Tier 2+Gas DHW_Electric Dryer | 0 | Incremental | 0 | 0 | 0 | 47.2513 | 0 | 0.0059325 | 0 | See 'Measure Equipment Cost Source' | NWPPC 2021 Plan measure workbook Res-ClothesWasher-2021P_v2, for the measure Front Load_CEE Tier 2+Gas DHW_Electric Dryer | U | 100% | 99% | 5.279% | 1 | 0 | 12.192 | See source workbook for details. Includes PSE NEI data where applicable. | NWPPC 2021 Plan measure workbook Res-ClothesWasher-2021P_v2, for the measure Front Load_CEE Tier 2+Gas DHW_Electric Dryer | System | System
Pierce County | Manufactured | Water Heat LE 55 Gal | Existing | Front Load_CEE Tier 2+Gas DHW_Electric Dryer | Washer Savings | 0 | 2024 | 2050 | 0.87443 | per Home | 0 | 0 | 14 | NWPPC 2021 Plan measure workbook Res-ClothesWasher-2021P_v2, for the measure Front Load_CEE Tier 2+Gas DHW_Electric Dryer | 3.4079 | 2.125% | NWPPC 2021 Plan measure workbook Res-ClothesWasher-2021P_v2, for the measure Front Load_CEE Tier 2+Gas DHW_Electric Dryer | 137.2214 | NWPPC 2021 Plan measure workbook Res-ClothesWasher-2021P_v2, for the measure Front Load_CEE Tier 2+Gas DHW_Electric Dryer | 0 | Incremental | 0 | 0 | 0 | 76.458 | 0 | 0.0095994 | 0 | See 'Measure Equipment Cost Source' | NWPPC 2021 Plan measure workbook Res-ClothesWasher-2021P_v2, for the measure Front Load_CEE Tier 2+Gas DHW_Electric Dryer | U | 100% | 99% | 8.558% | 1 | 0 | 19.7281 | See source workbook for details. Includes PSE NEI data where applicable. | NWPPC 2021 Plan measure workbook Res-ClothesWasher-2021P_v2, for the measure Front Load_CEE Tier 2+Gas DHW_Electric Dryer | System | System
Pierce County | Manufactured | Water Heat LE 55 Gal | New | Front Load_CEE Tier 2+Gas DHW_Electric Dryer | Washer Savings | 0 | 2024 | 2050 | 0.87443 | per Home | 0 | 0 | 14 | NWPPC 2021 Plan measure workbook Res-ClothesWasher-2021P_v2, for the measure Front Load_CEE Tier 2+Gas DHW_Electric Dryer | 3.2854 | 2.125% | NWPPC 2021 Plan measure workbook Res-ClothesWasher-2021P_v2, for the measure Front Load_CEE Tier 2+Gas DHW_Electric Dryer | 137.2214 | NWPPC 2021 Plan measure workbook Res-ClothesWasher-2021P_v2, for the measure Front Load_CEE Tier 2+Gas DHW_Electric Dryer | 0 | Incremental | 0 | 0 | 0 | 76.458 | 0 | 0.0095994 | 0 | See 'Measure Equipment Cost Source' | NWPPC 2021 Plan measure workbook Res-ClothesWasher-2021P_v2, for the measure Front Load_CEE Tier 2+Gas DHW_Electric Dryer | U | 100% | 99% | 8.558% | 1 | 0 | 19.7281 | See source workbook for details. Includes PSE NEI data where applicable. | NWPPC 2021 Plan measure workbook Res-ClothesWasher-2021P_v2, for the measure Front Load_CEE Tier 2+Gas DHW_Electric Dryer | System | System
Pierce County | Manufactured - Highly Impacted | Water Heat LE 55 Gal | Existing | Front Load_CEE Tier 2+Gas DHW_Electric Dryer | Washer Savings | 0 | 2024 | 2050 | 0.67793 | per Home | 0 | 0 | 14 | NWPPC 2021 Plan measure workbook Res-ClothesWasher-2021P_v2, for the measure Front Load_CEE Tier 2+Gas DHW_Electric Dryer | 2.6421 | 1.932% | NWPPC 2021 Plan measure workbook Res-ClothesWasher-2021P_v2, for the measure Front Load_CEE Tier 2+Gas DHW_Electric Dryer | 106.3857 | NWPPC 2021 Plan measure workbook Res-ClothesWasher-2021P_v2, for the measure Front Load_CEE Tier 2+Gas DHW_Electric Dryer | 0 | Incremental | 0 | 0 | 0 | 59.2767 | 0 | 0.0074423 | 0 | See 'Measure Equipment Cost Source' | NWPPC 2021 Plan measure workbook Res-ClothesWasher-2021P_v2, for the measure Front Load_CEE Tier 2+Gas DHW_Electric Dryer | U | 100% | 99% | 3.361% | 1 | 0 | 15.2949 | See source workbook for details. Includes PSE NEI data where applicable. | NWPPC 2021 Plan measure workbook Res-ClothesWasher-2021P_v2, for the measure Front Load_CEE Tier 2+Gas DHW_Electric Dryer | System | System
Pierce County | Manufactured - Highly Impacted | Water Heat LE 55 Gal | New | Front Load_CEE Tier 2+Gas DHW_Electric Dryer | Washer Savings | 0 | 2024 | 2050 | 0.67793 | per Home | 0 | 0 | 14 | NWPPC 2021 Plan measure workbook Res-ClothesWasher-2021P_v2, for the measure Front Load_CEE Tier 2+Gas DHW_Electric Dryer | 2.5471 | 1.932% | NWPPC 2021 Plan measure workbook Res-ClothesWasher-2021P_v2, for the measure Front Load_CEE Tier 2+Gas DHW_Electric Dryer | 106.3857 | NWPPC 2021 Plan measure workbook Res-ClothesWasher-2021P_v2, for the measure Front Load_CEE Tier 2+Gas DHW_Electric Dryer | 0 | Incremental | 0 | 0 | 0 | 59.2767 | 0 | 0.0074423 | 0 | See 'Measure Equipment Cost Source' | NWPPC 2021 Plan measure workbook Res-ClothesWasher-2021P_v2, for the measure Front Load_CEE Tier 2+Gas DHW_Electric Dryer | U | 100% | 99% | 3.361% | 1 | 0 | 15.2949 | See source workbook for details. Includes PSE NEI data where applicable. | NWPPC 2021 Plan measure workbook Res-ClothesWasher-2021P_v2, for the measure Front Load_CEE Tier 2+Gas DHW_Electric Dryer | System | System
Pierce County | Single Family | Water Heat GT 55 Gal | Existing | Front Load_CEE Tier 2+Gas DHW_Electric Dryer | Washer Savings | 0 | 2024 | 2050 | 0.92861 | per Home | 0 | 0 | 14 | NWPPC 2021 Plan measure workbook Res-ClothesWasher-2021P_v2, for the measure Front Load_CEE Tier 2+Gas DHW_Electric Dryer | 3.0731 | 2% | NWPPC 2021 Plan measure workbook Res-ClothesWasher-2021P_v2, for the measure Front Load_CEE Tier 2+Gas DHW_Electric Dryer | 145.7239 | NWPPC 2021 Plan measure workbook Res-ClothesWasher-2021P_v2, for the measure Front Load_CEE Tier 2+Gas DHW_Electric Dryer | 0 | Incremental | 0 | 0 | 0 | 81.1955 | 0 | 0.010194 | 0 | See 'Measure Equipment Cost Source' | NWPPC 2021 Plan measure workbook Res-ClothesWasher-2021P_v2, for the measure Front Load_CEE Tier 2+Gas DHW_Electric Dryer | U | 100% | 99% | 30.62% | 1 | 0 | 20.9505 | See source workbook for details. Includes PSE NEI data where applicable. | NWPPC 2021 Plan measure workbook Res-ClothesWasher-2021P_v2, for the measure Front Load_CEE Tier 2+Gas DHW_Electric Dryer | System | System
Pierce County | Single Family | Water Heat GT 55 Gal | New | Front Load_CEE Tier 2+Gas DHW_Electric Dryer | Washer Savings | 0 | 2024 | 2050 | 0.92861 | per Home | 0 | 0 | 14 | NWPPC 2021 Plan measure workbook Res-ClothesWasher-2021P_v2, for the measure Front Load_CEE Tier 2+Gas DHW_Electric Dryer | 3.0731 | 2% | NWPPC 2021 Plan measure workbook Res-ClothesWasher-2021P_v2, for the measure Front Load_CEE Tier 2+Gas DHW_Electric Dryer | 145.7239 | NWPPC 2021 Plan measure workbook Res-ClothesWasher-2021P_v2, for the measure Front Load_CEE Tier 2+Gas DHW_Electric Dryer | 0 | Incremental | 0 | 0 | 0 | 81.1955 | 0 | 0.010194 | 0 | See 'Measure Equipment Cost Source' | NWPPC 2021 Plan measure workbook Res-ClothesWasher-2021P_v2, for the measure Front Load_CEE Tier 2+Gas DHW_Electric Dryer | U | 100% | 99% | 30.62% | 1 | 0 | 20.9505 | See source workbook for details. Includes PSE NEI data where applicable. | NWPPC 2021 Plan measure workbook Res-ClothesWasher-2021P_v2, for the measure Front Load_CEE Tier 2+Gas DHW_Electric Dryer | System | System
Pierce County | Single Family - Highly Impacted | Water Heat GT 55 Gal | Existing | Front Load_CEE Tier 2+Gas DHW_Electric Dryer | Washer Savings | 0 | 2024 | 2050 | 0.66799 | per Home | 0 | 0 | 14 | NWPPC 2021 Plan measure workbook Res-ClothesWasher-2021P_v2, for the measure Front Load_CEE Tier 2+Gas DHW_Electric Dryer | 2.2106 | 1.647% | NWPPC 2021 Plan measure workbook Res-ClothesWasher-2021P_v2, for the measure Front Load_CEE Tier 2+Gas DHW_Electric Dryer | 104.8244 | NWPPC 2021 Plan measure workbook Res-ClothesWasher-2021P_v2, for the measure Front Load_CEE Tier 2+Gas DHW_Electric Dryer | 0 | Incremental | 0 | 0 | 0 | 58.4068 | 0 | 0.0073331 | 0 | See 'Measure Equipment Cost Source' | NWPPC 2021 Plan measure workbook Res-ClothesWasher-2021P_v2, for the measure Front Load_CEE Tier 2+Gas DHW_Electric Dryer | U | 100% | 99% | 23.49% | 1 | 0 | 15.0704 | See source workbook for details. Includes PSE NEI data where applicable. | NWPPC 2021 Plan measure workbook Res-ClothesWasher-2021P_v2, for the measure Front Load_CEE Tier 2+Gas DHW_Electric Dryer | System | System
Pierce County | Single Family - Highly Impacted | Water Heat GT 55 Gal | New | Front Load_CEE Tier 2+Gas DHW_Electric Dryer | Washer Savings | 0 | 2024 | 2050 | 0.66799 | per Home | 0 | 0 | 14 | NWPPC 2021 Plan measure workbook Res-ClothesWasher-2021P_v2, for the measure Front Load_CEE Tier 2+Gas DHW_Electric Dryer | 2.2106 | 1.647% | NWPPC 2021 Plan measure workbook Res-ClothesWasher-2021P_v2, for the measure Front Load_CEE Tier 2+Gas DHW_Electric Dryer | 104.8244 | NWPPC 2021 Plan measure workbook Res-ClothesWasher-2021P_v2, for the measure Front Load_CEE Tier 2+Gas DHW_Electric Dryer | 0 | Incremental | 0 | 0 | 0 | 58.4068 | 0 | 0.0073331 | 0 | See 'Measure Equipment Cost Source' | NWPPC 2021 Plan measure workbook Res-ClothesWasher-2021P_v2, for the measure Front Load_CEE Tier 2+Gas DHW_Electric Dryer | U | 100% | 99% | 23.49% | 1 | 0 | 15.0704 | See source workbook for details. Includes PSE NEI data where applicable. | NWPPC 2021 Plan measure workbook Res-ClothesWasher-2021P_v2, for the measure Front Load_CEE Tier 2+Gas DHW_Electric Dryer | System | System
Pierce County | Multifamily | Water Heat GT 55 Gal | Existing | Front Load_CEE Tier 2+Gas DHW_Electric Dryer | Washer Savings | 0 | 2024 | 2050 | 0.6367 | per Home | 0 | 0 | 14 | NWPPC 2021 Plan measure workbook Res-ClothesWasher-2021P_v2, for the measure Front Load_CEE Tier 2+Gas DHW_Electric Dryer | 2.1071 | 1.931% | NWPPC 2021 Plan measure workbook Res-ClothesWasher-2021P_v2, for the measure Front Load_CEE Tier 2+Gas DHW_Electric Dryer | 99.9151 | NWPPC 2021 Plan measure workbook Res-ClothesWasher-2021P_v2, for the measure Front Load_CEE Tier 2+Gas DHW_Electric Dryer | 0 | Incremental | 0 | 0 | 0 | 55.6714 | 0 | 0.0069897 | 0 | See 'Measure Equipment Cost Source' | NWPPC 2021 Plan measure workbook Res-ClothesWasher-2021P_v2, for the measure Front Load_CEE Tier 2+Gas DHW_Electric Dryer | U | 100% | 99% | 7.004% | 1 | 0 | 14.3646 | See source workbook for details. Includes PSE NEI data where applicable. | NWPPC 2021 Plan measure workbook Res-ClothesWasher-2021P_v2, for the measure Front Load_CEE Tier 2+Gas DHW_Electric Dryer | System | System
Pierce County | Multifamily | Water Heat GT 55 Gal | New | Front Load_CEE Tier 2+Gas DHW_Electric Dryer | Washer Savings | 0 | 2024 | 2050 | 0.6367 | per Home | 0 | 0 | 14 | NWPPC 2021 Plan measure workbook Res-ClothesWasher-2021P_v2, for the measure Front Load_CEE Tier 2+Gas DHW_Electric Dryer | 2.1071 | 1.931% | NWPPC 2021 Plan measure workbook Res-ClothesWasher-2021P_v2, for the measure Front Load_CEE Tier 2+Gas DHW_Electric Dryer | 99.9151 | NWPPC 2021 Plan measure workbook Res-ClothesWasher-2021P_v2, for the measure Front Load_CEE Tier 2+Gas DHW_Electric Dryer | 0 | Incremental | 0 | 0 | 0 | 55.6714 | 0 | 0.0069897 | 0 | See 'Measure Equipment Cost Source' | NWPPC 2021 Plan measure workbook Res-ClothesWasher-2021P_v2, for the measure Front Load_CEE Tier 2+Gas DHW_Electric Dryer | U | 100% | 99% | 7.004% | 1 | 0 | 14.3646 | See source workbook for details. Includes PSE NEI data where applicable. | NWPPC 2021 Plan measure workbook Res-ClothesWasher-2021P_v2, for the measure Front Load_CEE Tier 2+Gas DHW_Electric Dryer | System | System
Pierce County | Multifamily - Highly Impacted | Water Heat GT 55 Gal | Existing | Front Load_CEE Tier 2+Gas DHW_Electric Dryer | Washer Savings | 0 | 2024 | 2050 | 0.5404 | per Home | 0 | 0 | 14 | NWPPC 2021 Plan measure workbook Res-ClothesWasher-2021P_v2, for the measure Front Load_CEE Tier 2+Gas DHW_Electric Dryer | 1.7884 | 1.456% | NWPPC 2021 Plan measure workbook Res-ClothesWasher-2021P_v2, for the measure Front Load_CEE Tier 2+Gas DHW_Electric Dryer | 84.8033 | NWPPC 2021 Plan measure workbook Res-ClothesWasher-2021P_v2, for the measure Front Load_CEE Tier 2+Gas DHW_Electric Dryer | 0 | Incremental | 0 | 0 | 0 | 47.2513 | 0 | 0.0059325 | 0 | See 'Measure Equipment Cost Source' | NWPPC 2021 Plan measure workbook Res-ClothesWasher-2021P_v2, for the measure Front Load_CEE Tier 2+Gas DHW_Electric Dryer | U | 100% | 99% | 5.279% | 1 | 0 | 12.192 | See source workbook for details. Includes PSE NEI data where applicable. | NWPPC 2021 Plan measure workbook Res-ClothesWasher-2021P_v2, for the measure Front Load_CEE Tier 2+Gas DHW_Electric Dryer | System | System
Pierce County | Multifamily - Highly Impacted | Water Heat GT 55 Gal | New | Front Load_CEE Tier 2+Gas DHW_Electric Dryer | Washer Savings | 0 | 2024 | 2050 | 0.5404 | per Home | 0 | 0 | 14 | NWPPC 2021 Plan measure workbook Res-ClothesWasher-2021P_v2, for the measure Front Load_CEE Tier 2+Gas DHW_Electric Dryer | 1.7884 | 1.456% | NWPPC 2021 Plan measure workbook Res-ClothesWasher-2021P_v2, for the measure Front Load_CEE Tier 2+Gas DHW_Electric Dryer | 84.8033 | NWPPC 2021 Plan measure workbook Res-ClothesWasher-2021P_v2, for the measure Front Load_CEE Tier 2+Gas DHW_Electric Dryer | 0 | Incremental | 0 | 0 | 0 | 47.2513 | 0 | 0.0059325 | 0 | See 'Measure Equipment Cost Source' | NWPPC 2021 Plan measure workbook Res-ClothesWasher-2021P_v2, for the measure Front Load_CEE Tier 2+Gas DHW_Electric Dryer | U | 100% | 99% | 5.279% | 1 | 0 | 12.192 | See source workbook for details. Includes PSE NEI data where applicable. | NWPPC 2021 Plan measure workbook Res-ClothesWasher-2021P_v2, for the measure Front Load_CEE Tier 2+Gas DHW_Electric Dryer | System | System
Pierce County | Manufactured | Water Heat GT 55 Gal | Existing | Front Load_CEE Tier 2+Gas DHW_Electric Dryer | Washer Savings | 0 | 2024 | 2050 | 0.87443 | per Home | 0 | 0 | 14 | NWPPC 2021 Plan measure workbook Res-ClothesWasher-2021P_v2, for the measure Front Load_CEE Tier 2+Gas DHW_Electric Dryer | 2.8938 | 2.125% | NWPPC 2021 Plan measure workbook Res-ClothesWasher-2021P_v2, for the measure Front Load_CEE Tier 2+Gas DHW_Electric Dryer | 137.2214 | NWPPC 2021 Plan measure workbook Res-ClothesWasher-2021P_v2, for the measure Front Load_CEE Tier 2+Gas DHW_Electric Dryer | 0 | Incremental | 0 | 0 | 0 | 76.458 | 0 | 0.0095994 | 0 | See 'Measure Equipment Cost Source' | NWPPC 2021 Plan measure workbook Res-ClothesWasher-2021P_v2, for the measure Front Load_CEE Tier 2+Gas DHW_Electric Dryer | U | 100% | 99% | 8.558% | 1 | 0 | 19.7281 | See source workbook for details. Includes PSE NEI data where applicable. | NWPPC 2021 Plan measure workbook Res-ClothesWasher-2021P_v2, for the measure Front Load_CEE Tier 2+Gas DHW_Electric Dryer | System | System
Pierce County | Manufactured | Water Heat GT 55 Gal | New | Front Load_CEE Tier 2+Gas DHW_Electric Dryer | Washer Savings | 0 | 2024 | 2050 | 0.87443 | per Home | 0 | 0 | 14 | NWPPC 2021 Plan measure workbook Res-ClothesWasher-2021P_v2, for the measure Front Load_CEE Tier 2+Gas DHW_Electric Dryer | 2.8938 | 2.125% | NWPPC 2021 Plan measure workbook Res-ClothesWasher-2021P_v2, for the measure Front Load_CEE Tier 2+Gas DHW_Electric Dryer | 137.2214 | NWPPC 2021 Plan measure workbook Res-ClothesWasher-2021P_v2, for the measure Front Load_CEE Tier 2+Gas DHW_Electric Dryer | 0 | Incremental | 0 | 0 | 0 | 76.458 | 0 | 0.0095994 | 0 | See 'Measure Equipment Cost Source' | NWPPC 2021 Plan measure workbook Res-ClothesWasher-2021P_v2, for the measure Front Load_CEE Tier 2+Gas DHW_Electric Dryer | U | 100% | 99% | 8.558% | 1 | 0 | 19.7281 | See source workbook for details. Includes PSE NEI data where applicable. | NWPPC 2021 Plan measure workbook Res-ClothesWasher-2021P_v2, for the measure Front Load_CEE Tier 2+Gas DHW_Electric Dryer | System | System
Pierce County | Manufactured - Highly Impacted | Water Heat GT 55 Gal | Existing | Front Load_CEE Tier 2+Gas DHW_Electric Dryer | Washer Savings | 0 | 2024 | 2050 | 0.67793 | per Home | 0 | 0 | 14 | NWPPC 2021 Plan measure workbook Res-ClothesWasher-2021P_v2, for the measure Front Load_CEE Tier 2+Gas DHW_Electric Dryer | 2.2435 | 1.932% | NWPPC 2021 Plan measure workbook Res-ClothesWasher-2021P_v2, for the measure Front Load_CEE Tier 2+Gas DHW_Electric Dryer | 106.3857 | NWPPC 2021 Plan measure workbook Res-ClothesWasher-2021P_v2, for the measure Front Load_CEE Tier 2+Gas DHW_Electric Dryer | 0 | Incremental | 0 | 0 | 0 | 59.2767 | 0 | 0.0074423 | 0 | See 'Measure Equipment Cost Source' | NWPPC 2021 Plan measure workbook Res-ClothesWasher-2021P_v2, for the measure Front Load_CEE Tier 2+Gas DHW_Electric Dryer | U | 100% | 99% | 3.361% | 1 | 0 | 15.2949 | See source workbook for details. Includes PSE NEI data where applicable. | NWPPC 2021 Plan measure workbook Res-ClothesWasher-2021P_v2, for the measure Front Load_CEE Tier 2+Gas DHW_Electric Dryer | System | System
Pierce County | Manufactured - Highly Impacted | Water Heat GT 55 Gal | New | Front Load_CEE Tier 2+Gas DHW_Electric Dryer | Washer Savings | 0 | 2024 | 2050 | 0.67793 | per Home | 0 | 0 | 14 | NWPPC 2021 Plan measure workbook Res-ClothesWasher-2021P_v2, for the measure Front Load_CEE Tier 2+Gas DHW_Electric Dryer | 2.2435 | 1.932% | NWPPC 2021 Plan measure workbook Res-ClothesWasher-2021P_v2, for the measure Front Load_CEE Tier 2+Gas DHW_Electric Dryer | 106.3857 | NWPPC 2021 Plan measure workbook Res-ClothesWasher-2021P_v2, for the measure Front Load_CEE Tier 2+Gas DHW_Electric Dryer | 0 | Incremental | 0 | 0 | 0 | 59.2767 | 0 | 0.0074423 | 0 | See 'Measure Equipment Cost Source' | NWPPC 2021 Plan measure workbook Res-ClothesWasher-2021P_v2, for the measure Front Load_CEE Tier 2+Gas DHW_Electric Dryer | U | 100% | 99% | 3.361% | 1 | 0 | 15.2949 | See source workbook for details. Includes PSE NEI data where applicable. | NWPPC 2021 Plan measure workbook Res-ClothesWasher-2021P_v2, for the measure Front Load_CEE Tier 2+Gas DHW_Electric Dryer | System | System
Pierce County | Single Family | Water Heat LE 55 Gal | Existing | Front Load_CEE Tier 2+Gas DHW_Gas Dryer | Washer Savings | 0 | 2024 | 2050 | 0.92861 | per Home | 0 | 0 | 14 | NWPPC 2021 Plan measure workbook Res-ClothesWasher-2021P_v2, for the measure Front Load_CEE Tier 2+Gas DHW_Gas Dryer | 9.6497 | 5.333% | NWPPC 2021 Plan measure workbook Res-ClothesWasher-2021P_v2, for the measure Front Load_CEE Tier 2+Gas DHW_Gas Dryer | -11.9744 | NWPPC 2021 Plan measure workbook Res-ClothesWasher-2021P_v2, for the measure Front Load_CEE Tier 2+Gas DHW_Gas Dryer | 0 | Incremental | 0 | 0 | 0 | 81.1955 | 0 | 0.010194 | 0 | See 'Measure Equipment Cost Source' | NWPPC 2021 Plan measure workbook Res-ClothesWasher-2021P_v2, for the measure Front Load_CEE Tier 2+Gas DHW_Gas Dryer | V | 100% | 99% | 4.886% | 1 | 0 | 20.9505 | See source workbook for details. Includes PSE NEI data where applicable. | NWPPC 2021 Plan measure workbook Res-ClothesWasher-2021P_v2, for the measure Front Load_CEE Tier 2+Gas DHW_Gas Dryer | System | System
Pierce County | Single Family | Water Heat LE 55 Gal | New | Front Load_CEE Tier 2+Gas DHW_Gas Dryer | Washer Savings | 0 | 2024 | 2050 | 0.92861 | per Home | 0 | 0 | 14 | NWPPC 2021 Plan measure workbook Res-ClothesWasher-2021P_v2, for the measure Front Load_CEE Tier 2+Gas DHW_Gas Dryer | 9.3028 | 5.333% | NWPPC 2021 Plan measure workbook Res-ClothesWasher-2021P_v2, for the measure Front Load_CEE Tier 2+Gas DHW_Gas Dryer | -11.9744 | NWPPC 2021 Plan measure workbook Res-ClothesWasher-2021P_v2, for the measure Front Load_CEE Tier 2+Gas DHW_Gas Dryer | 0 | Incremental | 0 | 0 | 0 | 81.1955 | 0 | 0.010194 | 0 | See 'Measure Equipment Cost Source' | NWPPC 2021 Plan measure workbook Res-ClothesWasher-2021P_v2, for the measure Front Load_CEE Tier 2+Gas DHW_Gas Dryer | V | 100% | 99% | 4.886% | 1 | 0 | 20.9505 | See source workbook for details. Includes PSE NEI data where applicable. | NWPPC 2021 Plan measure workbook Res-ClothesWasher-2021P_v2, for the measure Front Load_CEE Tier 2+Gas DHW_Gas Dryer | System | System
Pierce County | Single Family - Highly Impacted | Water Heat LE 55 Gal | Existing | Front Load_CEE Tier 2+Gas DHW_Gas Dryer | Washer Savings | 0 | 2024 | 2050 | 0.66799 | per Home | 0 | 0 | 14 | NWPPC 2021 Plan measure workbook Res-ClothesWasher-2021P_v2, for the measure Front Load_CEE Tier 2+Gas DHW_Gas Dryer | 6.9414 | 4.391% | NWPPC 2021 Plan measure workbook Res-ClothesWasher-2021P_v2, for the measure Front Load_CEE Tier 2+Gas DHW_Gas Dryer | -8.6136 | NWPPC 2021 Plan measure workbook Res-ClothesWasher-2021P_v2, for the measure Front Load_CEE Tier 2+Gas DHW_Gas Dryer | 0 | Incremental | 0 | 0 | 0 | 58.4068 | 0 | 0.0073331 | 0 | See 'Measure Equipment Cost Source' | NWPPC 2021 Plan measure workbook Res-ClothesWasher-2021P_v2, for the measure Front Load_CEE Tier 2+Gas DHW_Gas Dryer | V | 100% | 99% | 3.016% | 1 | 0 | 15.0704 | See source workbook for details. Includes PSE NEI data where applicable. | NWPPC 2021 Plan measure workbook Res-ClothesWasher-2021P_v2, for the measure Front Load_CEE Tier 2+Gas DHW_Gas Dryer | System | System
Pierce County | Single Family - Highly Impacted | Water Heat LE 55 Gal | New | Front Load_CEE Tier 2+Gas DHW_Gas Dryer | Washer Savings | 0 | 2024 | 2050 | 0.66799 | per Home | 0 | 0 | 14 | NWPPC 2021 Plan measure workbook Res-ClothesWasher-2021P_v2, for the measure Front Load_CEE Tier 2+Gas DHW_Gas Dryer | 6.6918 | 4.391% | NWPPC 2021 Plan measure workbook Res-ClothesWasher-2021P_v2, for the measure Front Load_CEE Tier 2+Gas DHW_Gas Dryer | -8.6136 | NWPPC 2021 Plan measure workbook Res-ClothesWasher-2021P_v2, for the measure Front Load_CEE Tier 2+Gas DHW_Gas Dryer | 0 | Incremental | 0 | 0 | 0 | 58.4068 | 0 | 0.0073331 | 0 | See 'Measure Equipment Cost Source' | NWPPC 2021 Plan measure workbook Res-ClothesWasher-2021P_v2, for the measure Front Load_CEE Tier 2+Gas DHW_Gas Dryer | V | 100% | 99% | 3.016% | 1 | 0 | 15.0704 | See source workbook for details. Includes PSE NEI data where applicable. | NWPPC 2021 Plan measure workbook Res-ClothesWasher-2021P_v2, for the measure Front Load_CEE Tier 2+Gas DHW_Gas Dryer | System | System
Pierce County | Multifamily | Water Heat LE 55 Gal | Existing | Front Load_CEE Tier 2+Gas DHW_Gas Dryer | Washer Savings | 0 | 2024 | 2050 | 0.6367 | per Home | 0 | 0 | 14 | NWPPC 2021 Plan measure workbook Res-ClothesWasher-2021P_v2, for the measure Front Load_CEE Tier 2+Gas DHW_Gas Dryer | 6.6163 | 5.149% | NWPPC 2021 Plan measure workbook Res-ClothesWasher-2021P_v2, for the measure Front Load_CEE Tier 2+Gas DHW_Gas Dryer | -8.2102 | NWPPC 2021 Plan measure workbook Res-ClothesWasher-2021P_v2, for the measure Front Load_CEE Tier 2+Gas DHW_Gas Dryer | 0 | Incremental | 0 | 0 | 0 | 55.6714 | 0 | 0.0069897 | 0 | See 'Measure Equipment Cost Source' | NWPPC 2021 Plan measure workbook Res-ClothesWasher-2021P_v2, for the measure Front Load_CEE Tier 2+Gas DHW_Gas Dryer | V | 100% | 99% | 0.1369% | 1 | 0 | 14.3646 | See source workbook for details. Includes PSE NEI data where applicable. | NWPPC 2021 Plan measure workbook Res-ClothesWasher-2021P_v2, for the measure Front Load_CEE Tier 2+Gas DHW_Gas Dryer | System | System
Pierce County | Multifamily | Water Heat LE 55 Gal | New | Front Load_CEE Tier 2+Gas DHW_Gas Dryer | Washer Savings | 0 | 2024 | 2050 | 0.6367 | per Home | 0 | 0 | 14 | NWPPC 2021 Plan measure workbook Res-ClothesWasher-2021P_v2, for the measure Front Load_CEE Tier 2+Gas DHW_Gas Dryer | 6.3784 | 5.149% | NWPPC 2021 Plan measure workbook Res-ClothesWasher-2021P_v2, for the measure Front Load_CEE Tier 2+Gas DHW_Gas Dryer | -8.2102 | NWPPC 2021 Plan measure workbook Res-ClothesWasher-2021P_v2, for the measure Front Load_CEE Tier 2+Gas DHW_Gas Dryer | 0 | Incremental | 0 | 0 | 0 | 55.6714 | 0 | 0.0069897 | 0 | See 'Measure Equipment Cost Source' | NWPPC 2021 Plan measure workbook Res-ClothesWasher-2021P_v2, for the measure Front Load_CEE Tier 2+Gas DHW_Gas Dryer | V | 100% | 99% | 0.1369% | 1 | 0 | 14.3646 | See source workbook for details. Includes PSE NEI data where applicable. | NWPPC 2021 Plan measure workbook Res-ClothesWasher-2021P_v2, for the measure Front Load_CEE Tier 2+Gas DHW_Gas Dryer | System | System
Pierce County | Multifamily - Highly Impacted | Water Heat LE 55 Gal | Existing | Front Load_CEE Tier 2+Gas DHW_Gas Dryer | Washer Savings | 0 | 2024 | 2050 | 0.5404 | per Home | 0 | 0 | 14 | NWPPC 2021 Plan measure workbook Res-ClothesWasher-2021P_v2, for the measure Front Load_CEE Tier 2+Gas DHW_Gas Dryer | 5.6156 | 3.882% | NWPPC 2021 Plan measure workbook Res-ClothesWasher-2021P_v2, for the measure Front Load_CEE Tier 2+Gas DHW_Gas Dryer | -6.9684 | NWPPC 2021 Plan measure workbook Res-ClothesWasher-2021P_v2, for the measure Front Load_CEE Tier 2+Gas DHW_Gas Dryer | 0 | Incremental | 0 | 0 | 0 | 47.2513 | 0 | 0.0059325 | 0 | See 'Measure Equipment Cost Source' | NWPPC 2021 Plan measure workbook Res-ClothesWasher-2021P_v2, for the measure Front Load_CEE Tier 2+Gas DHW_Gas Dryer | V | 100% | 99% | 0.07744% | 1 | 0 | 12.192 | See source workbook for details. Includes PSE NEI data where applicable. | NWPPC 2021 Plan measure workbook Res-ClothesWasher-2021P_v2, for the measure Front Load_CEE Tier 2+Gas DHW_Gas Dryer | System | System
Pierce County | Multifamily - Highly Impacted | Water Heat LE 55 Gal | New | Front Load_CEE Tier 2+Gas DHW_Gas Dryer | Washer Savings | 0 | 2024 | 2050 | 0.5404 | per Home | 0 | 0 | 14 | NWPPC 2021 Plan measure workbook Res-ClothesWasher-2021P_v2, for the measure Front Load_CEE Tier 2+Gas DHW_Gas Dryer | 5.4137 | 3.882% | NWPPC 2021 Plan measure workbook Res-ClothesWasher-2021P_v2, for the measure Front Load_CEE Tier 2+Gas DHW_Gas Dryer | -6.9684 | NWPPC 2021 Plan measure workbook Res-ClothesWasher-2021P_v2, for the measure Front Load_CEE Tier 2+Gas DHW_Gas Dryer | 0 | Incremental | 0 | 0 | 0 | 47.2513 | 0 | 0.0059325 | 0 | See 'Measure Equipment Cost Source' | NWPPC 2021 Plan measure workbook Res-ClothesWasher-2021P_v2, for the measure Front Load_CEE Tier 2+Gas DHW_Gas Dryer | V | 100% | 99% | 0.07744% | 1 | 0 | 12.192 | See source workbook for details. Includes PSE NEI data where applicable. | NWPPC 2021 Plan measure workbook Res-ClothesWasher-2021P_v2, for the measure Front Load_CEE Tier 2+Gas DHW_Gas Dryer | System | System
Pierce County | Manufactured | Water Heat LE 55 Gal | Existing | Front Load_CEE Tier 2+Gas DHW_Gas Dryer | Washer Savings | 0 | 2024 | 2050 | 0.87443 | per Home | 0 | 0 | 14 | NWPPC 2021 Plan measure workbook Res-ClothesWasher-2021P_v2, for the measure Front Load_CEE Tier 2+Gas DHW_Gas Dryer | 9.0867 | 5.665% | NWPPC 2021 Plan measure workbook Res-ClothesWasher-2021P_v2, for the measure Front Load_CEE Tier 2+Gas DHW_Gas Dryer | -11.2757 | NWPPC 2021 Plan measure workbook Res-ClothesWasher-2021P_v2, for the measure Front Load_CEE Tier 2+Gas DHW_Gas Dryer | 0 | Incremental | 0 | 0 | 0 | 76.458 | 0 | 0.0095994 | 0 | See 'Measure Equipment Cost Source' | NWPPC 2021 Plan measure workbook Res-ClothesWasher-2021P_v2, for the measure Front Load_CEE Tier 2+Gas DHW_Gas Dryer | V | 100% | 99% | 0.7039% | 1 | 0 | 19.7281 | See source workbook for details. Includes PSE NEI data where applicable. | NWPPC 2021 Plan measure workbook Res-ClothesWasher-2021P_v2, for the measure Front Load_CEE Tier 2+Gas DHW_Gas Dryer | System | System
Pierce County | Manufactured | Water Heat LE 55 Gal | New | Front Load_CEE Tier 2+Gas DHW_Gas Dryer | Washer Savings | 0 | 2024 | 2050 | 0.87443 | per Home | 0 | 0 | 14 | NWPPC 2021 Plan measure workbook Res-ClothesWasher-2021P_v2, for the measure Front Load_CEE Tier 2+Gas DHW_Gas Dryer | 8.76 | 5.665% | NWPPC 2021 Plan measure workbook Res-ClothesWasher-2021P_v2, for the measure Front Load_CEE Tier 2+Gas DHW_Gas Dryer | -11.2757 | NWPPC 2021 Plan measure workbook Res-ClothesWasher-2021P_v2, for the measure Front Load_CEE Tier 2+Gas DHW_Gas Dryer | 0 | Incremental | 0 | 0 | 0 | 76.458 | 0 | 0.0095994 | 0 | See 'Measure Equipment Cost Source' | NWPPC 2021 Plan measure workbook Res-ClothesWasher-2021P_v2, for the measure Front Load_CEE Tier 2+Gas DHW_Gas Dryer | V | 100% | 99% | 0.7039% | 1 | 0 | 19.7281 | See source workbook for details. Includes PSE NEI data where applicable. | NWPPC 2021 Plan measure workbook Res-ClothesWasher-2021P_v2, for the measure Front Load_CEE Tier 2+Gas DHW_Gas Dryer | System | System
Pierce County | Manufactured - Highly Impacted | Water Heat LE 55 Gal | Existing | Front Load_CEE Tier 2+Gas DHW_Gas Dryer | Washer Savings | 0 | 2024 | 2050 | 0.67793 | per Home | 0 | 0 | 14 | NWPPC 2021 Plan measure workbook Res-ClothesWasher-2021P_v2, for the measure Front Load_CEE Tier 2+Gas DHW_Gas Dryer | 7.0448 | 5.151% | NWPPC 2021 Plan measure workbook Res-ClothesWasher-2021P_v2, for the measure Front Load_CEE Tier 2+Gas DHW_Gas Dryer | -8.7419 | NWPPC 2021 Plan measure workbook Res-ClothesWasher-2021P_v2, for the measure Front Load_CEE Tier 2+Gas DHW_Gas Dryer | 0 | Incremental | 0 | 0 | 0 | 59.2767 | 0 | 0.0074423 | 0 | See 'Measure Equipment Cost Source' | NWPPC 2021 Plan measure workbook Res-ClothesWasher-2021P_v2, for the measure Front Load_CEE Tier 2+Gas DHW_Gas Dryer | V | 100% | 99% | 0.03633% | 1 | 0 | 15.2949 | See source workbook for details. Includes PSE NEI data where applicable. | NWPPC 2021 Plan measure workbook Res-ClothesWasher-2021P_v2, for the measure Front Load_CEE Tier 2+Gas DHW_Gas Dryer | System | System
Pierce County | Manufactured - Highly Impacted | Water Heat LE 55 Gal | New | Front Load_CEE Tier 2+Gas DHW_Gas Dryer | Washer Savings | 0 | 2024 | 2050 | 0.67793 | per Home | 0 | 0 | 14 | NWPPC 2021 Plan measure workbook Res-ClothesWasher-2021P_v2, for the measure Front Load_CEE Tier 2+Gas DHW_Gas Dryer | 6.7915 | 5.151% | NWPPC 2021 Plan measure workbook Res-ClothesWasher-2021P_v2, for the measure Front Load_CEE Tier 2+Gas DHW_Gas Dryer | -8.7419 | NWPPC 2021 Plan measure workbook Res-ClothesWasher-2021P_v2, for the measure Front Load_CEE Tier 2+Gas DHW_Gas Dryer | 0 | Incremental | 0 | 0 | 0 | 59.2767 | 0 | 0.0074423 | 0 | See 'Measure Equipment Cost Source' | NWPPC 2021 Plan measure workbook Res-ClothesWasher-2021P_v2, for the measure Front Load_CEE Tier 2+Gas DHW_Gas Dryer | V | 100% | 99% | 0.03633% | 1 | 0 | 15.2949 | See source workbook for details. Includes PSE NEI data where applicable. | NWPPC 2021 Plan measure workbook Res-ClothesWasher-2021P_v2, for the measure Front Load_CEE Tier 2+Gas DHW_Gas Dryer | System | System
Pierce County | Single Family | Water Heat GT 55 Gal | Existing | Front Load_CEE Tier 2+Gas DHW_Gas Dryer | Washer Savings | 0 | 2024 | 2050 | 0.92861 | per Home | 0 | 0 | 14 | NWPPC 2021 Plan measure workbook Res-ClothesWasher-2021P_v2, for the measure Front Load_CEE Tier 2+Gas DHW_Gas Dryer | 8.1939 | 5.333% | NWPPC 2021 Plan measure workbook Res-ClothesWasher-2021P_v2, for the measure Front Load_CEE Tier 2+Gas DHW_Gas Dryer | -11.9744 | NWPPC 2021 Plan measure workbook Res-ClothesWasher-2021P_v2, for the measure Front Load_CEE Tier 2+Gas DHW_Gas Dryer | 0 | Incremental | 0 | 0 | 0 | 81.1955 | 0 | 0.010194 | 0 | See 'Measure Equipment Cost Source' | NWPPC 2021 Plan measure workbook Res-ClothesWasher-2021P_v2, for the measure Front Load_CEE Tier 2+Gas DHW_Gas Dryer | V | 100% | 99% | 4.886% | 1 | 0 | 20.9505 | See source workbook for details. Includes PSE NEI data where applicable. | NWPPC 2021 Plan measure workbook Res-ClothesWasher-2021P_v2, for the measure Front Load_CEE Tier 2+Gas DHW_Gas Dryer | System | System
Pierce County | Single Family | Water Heat GT 55 Gal | New | Front Load_CEE Tier 2+Gas DHW_Gas Dryer | Washer Savings | 0 | 2024 | 2050 | 0.92861 | per Home | 0 | 0 | 14 | NWPPC 2021 Plan measure workbook Res-ClothesWasher-2021P_v2, for the measure Front Load_CEE Tier 2+Gas DHW_Gas Dryer | 8.1939 | 5.333% | NWPPC 2021 Plan measure workbook Res-ClothesWasher-2021P_v2, for the measure Front Load_CEE Tier 2+Gas DHW_Gas Dryer | -11.9744 | NWPPC 2021 Plan measure workbook Res-ClothesWasher-2021P_v2, for the measure Front Load_CEE Tier 2+Gas DHW_Gas Dryer | 0 | Incremental | 0 | 0 | 0 | 81.1955 | 0 | 0.010194 | 0 | See 'Measure Equipment Cost Source' | NWPPC 2021 Plan measure workbook Res-ClothesWasher-2021P_v2, for the measure Front Load_CEE Tier 2+Gas DHW_Gas Dryer | V | 100% | 99% | 4.886% | 1 | 0 | 20.9505 | See source workbook for details. Includes PSE NEI data where applicable. | NWPPC 2021 Plan measure workbook Res-ClothesWasher-2021P_v2, for the measure Front Load_CEE Tier 2+Gas DHW_Gas Dryer | System | System
Pierce County | Single Family - Highly Impacted | Water Heat GT 55 Gal | Existing | Front Load_CEE Tier 2+Gas DHW_Gas Dryer | Washer Savings | 0 | 2024 | 2050 | 0.66799 | per Home | 0 | 0 | 14 | NWPPC 2021 Plan measure workbook Res-ClothesWasher-2021P_v2, for the measure Front Load_CEE Tier 2+Gas DHW_Gas Dryer | 5.8942 | 4.391% | NWPPC 2021 Plan measure workbook Res-ClothesWasher-2021P_v2, for the measure Front Load_CEE Tier 2+Gas DHW_Gas Dryer | -8.6136 | NWPPC 2021 Plan measure workbook Res-ClothesWasher-2021P_v2, for the measure Front Load_CEE Tier 2+Gas DHW_Gas Dryer | 0 | Incremental | 0 | 0 | 0 | 58.4068 | 0 | 0.0073331 | 0 | See 'Measure Equipment Cost Source' | NWPPC 2021 Plan measure workbook Res-ClothesWasher-2021P_v2, for the measure Front Load_CEE Tier 2+Gas DHW_Gas Dryer | V | 100% | 99% | 3.016% | 1 | 0 | 15.0704 | See source workbook for details. Includes PSE NEI data where applicable. | NWPPC 2021 Plan measure workbook Res-ClothesWasher-2021P_v2, for the measure Front Load_CEE Tier 2+Gas DHW_Gas Dryer | System | System
Pierce County | Single Family - Highly Impacted | Water Heat GT 55 Gal | New | Front Load_CEE Tier 2+Gas DHW_Gas Dryer | Washer Savings | 0 | 2024 | 2050 | 0.66799 | per Home | 0 | 0 | 14 | NWPPC 2021 Plan measure workbook Res-ClothesWasher-2021P_v2, for the measure Front Load_CEE Tier 2+Gas DHW_Gas Dryer | 5.8942 | 4.391% | NWPPC 2021 Plan measure workbook Res-ClothesWasher-2021P_v2, for the measure Front Load_CEE Tier 2+Gas DHW_Gas Dryer | -8.6136 | NWPPC 2021 Plan measure workbook Res-ClothesWasher-2021P_v2, for the measure Front Load_CEE Tier 2+Gas DHW_Gas Dryer | 0 | Incremental | 0 | 0 | 0 | 58.4068 | 0 | 0.0073331 | 0 | See 'Measure Equipment Cost Source' | NWPPC 2021 Plan measure workbook Res-ClothesWasher-2021P_v2, for the measure Front Load_CEE Tier 2+Gas DHW_Gas Dryer | V | 100% | 99% | 3.016% | 1 | 0 | 15.0704 | See source workbook for details. Includes PSE NEI data where applicable. | NWPPC 2021 Plan measure workbook Res-ClothesWasher-2021P_v2, for the measure Front Load_CEE Tier 2+Gas DHW_Gas Dryer | System | System
Pierce County | Multifamily | Water Heat GT 55 Gal | Existing | Front Load_CEE Tier 2+Gas DHW_Gas Dryer | Washer Savings | 0 | 2024 | 2050 | 0.6367 | per Home | 0 | 0 | 14 | NWPPC 2021 Plan measure workbook Res-ClothesWasher-2021P_v2, for the measure Front Load_CEE Tier 2+Gas DHW_Gas Dryer | 5.6181 | 5.149% | NWPPC 2021 Plan measure workbook Res-ClothesWasher-2021P_v2, for the measure Front Load_CEE Tier 2+Gas DHW_Gas Dryer | -8.2102 | NWPPC 2021 Plan measure workbook Res-ClothesWasher-2021P_v2, for the measure Front Load_CEE Tier 2+Gas DHW_Gas Dryer | 0 | Incremental | 0 | 0 | 0 | 55.6714 | 0 | 0.0069897 | 0 | See 'Measure Equipment Cost Source' | NWPPC 2021 Plan measure workbook Res-ClothesWasher-2021P_v2, for the measure Front Load_CEE Tier 2+Gas DHW_Gas Dryer | V | 100% | 99% | 0.1369% | 1 | 0 | 14.3646 | See source workbook for details. Includes PSE NEI data where applicable. | NWPPC 2021 Plan measure workbook Res-ClothesWasher-2021P_v2, for the measure Front Load_CEE Tier 2+Gas DHW_Gas Dryer | System | System
Pierce County | Multifamily | Water Heat GT 55 Gal | New | Front Load_CEE Tier 2+Gas DHW_Gas Dryer | Washer Savings | 0 | 2024 | 2050 | 0.6367 | per Home | 0 | 0 | 14 | NWPPC 2021 Plan measure workbook Res-ClothesWasher-2021P_v2, for the measure Front Load_CEE Tier 2+Gas DHW_Gas Dryer | 5.6181 | 5.149% | NWPPC 2021 Plan measure workbook Res-ClothesWasher-2021P_v2, for the measure Front Load_CEE Tier 2+Gas DHW_Gas Dryer | -8.2102 | NWPPC 2021 Plan measure workbook Res-ClothesWasher-2021P_v2, for the measure Front Load_CEE Tier 2+Gas DHW_Gas Dryer | 0 | Incremental | 0 | 0 | 0 | 55.6714 | 0 | 0.0069897 | 0 | See 'Measure Equipment Cost Source' | NWPPC 2021 Plan measure workbook Res-ClothesWasher-2021P_v2, for the measure Front Load_CEE Tier 2+Gas DHW_Gas Dryer | V | 100% | 99% | 0.1369% | 1 | 0 | 14.3646 | See source workbook for details. Includes PSE NEI data where applicable. | NWPPC 2021 Plan measure workbook Res-ClothesWasher-2021P_v2, for the measure Front Load_CEE Tier 2+Gas DHW_Gas Dryer | System | System
Pierce County | Multifamily - Highly Impacted | Water Heat GT 55 Gal | Existing | Front Load_CEE Tier 2+Gas DHW_Gas Dryer | Washer Savings | 0 | 2024 | 2050 | 0.5404 | per Home | 0 | 0 | 14 | NWPPC 2021 Plan measure workbook Res-ClothesWasher-2021P_v2, for the measure Front Load_CEE Tier 2+Gas DHW_Gas Dryer | 4.7684 | 3.882% | NWPPC 2021 Plan measure workbook Res-ClothesWasher-2021P_v2, for the measure Front Load_CEE Tier 2+Gas DHW_Gas Dryer | -6.9684 | NWPPC 2021 Plan measure workbook Res-ClothesWasher-2021P_v2, for the measure Front Load_CEE Tier 2+Gas DHW_Gas Dryer | 0 | Incremental | 0 | 0 | 0 | 47.2513 | 0 | 0.0059325 | 0 | See 'Measure Equipment Cost Source' | NWPPC 2021 Plan measure workbook Res-ClothesWasher-2021P_v2, for the measure Front Load_CEE Tier 2+Gas DHW_Gas Dryer | V | 100% | 99% | 0.07744% | 1 | 0 | 12.192 | See source workbook for details. Includes PSE NEI data where applicable. | NWPPC 2021 Plan measure workbook Res-ClothesWasher-2021P_v2, for the measure Front Load_CEE Tier 2+Gas DHW_Gas Dryer | System | System
Pierce County | Multifamily - Highly Impacted | Water Heat GT 55 Gal | New | Front Load_CEE Tier 2+Gas DHW_Gas Dryer | Washer Savings | 0 | 2024 | 2050 | 0.5404 | per Home | 0 | 0 | 14 | NWPPC 2021 Plan measure workbook Res-ClothesWasher-2021P_v2, for the measure Front Load_CEE Tier 2+Gas DHW_Gas Dryer | 4.7684 | 3.882% | NWPPC 2021 Plan measure workbook Res-ClothesWasher-2021P_v2, for the measure Front Load_CEE Tier 2+Gas DHW_Gas Dryer | -6.9684 | NWPPC 2021 Plan measure workbook Res-ClothesWasher-2021P_v2, for the measure Front Load_CEE Tier 2+Gas DHW_Gas Dryer | 0 | Incremental | 0 | 0 | 0 | 47.2513 | 0 | 0.0059325 | 0 | See 'Measure Equipment Cost Source' | NWPPC 2021 Plan measure workbook Res-ClothesWasher-2021P_v2, for the measure Front Load_CEE Tier 2+Gas DHW_Gas Dryer | V | 100% | 99% | 0.07744% | 1 | 0 | 12.192 | See source workbook for details. Includes PSE NEI data where applicable. | NWPPC 2021 Plan measure workbook Res-ClothesWasher-2021P_v2, for the measure Front Load_CEE Tier 2+Gas DHW_Gas Dryer | System | System
Pierce County | Manufactured | Water Heat GT 55 Gal | Existing | Front Load_CEE Tier 2+Gas DHW_Gas Dryer | Washer Savings | 0 | 2024 | 2050 | 0.87443 | per Home | 0 | 0 | 14 | NWPPC 2021 Plan measure workbook Res-ClothesWasher-2021P_v2, for the measure Front Load_CEE Tier 2+Gas DHW_Gas Dryer | 7.7158 | 5.665% | NWPPC 2021 Plan measure workbook Res-ClothesWasher-2021P_v2, for the measure Front Load_CEE Tier 2+Gas DHW_Gas Dryer | -11.2757 | NWPPC 2021 Plan measure workbook Res-ClothesWasher-2021P_v2, for the measure Front Load_CEE Tier 2+Gas DHW_Gas Dryer | 0 | Incremental | 0 | 0 | 0 | 76.458 | 0 | 0.0095994 | 0 | See 'Measure Equipment Cost Source' | NWPPC 2021 Plan measure workbook Res-ClothesWasher-2021P_v2, for the measure Front Load_CEE Tier 2+Gas DHW_Gas Dryer | V | 100% | 99% | 0.7039% | 1 | 0 | 19.7281 | See source workbook for details. Includes PSE NEI data where applicable. | NWPPC 2021 Plan measure workbook Res-ClothesWasher-2021P_v2, for the measure Front Load_CEE Tier 2+Gas DHW_Gas Dryer | System | System
Pierce County | Manufactured | Water Heat GT 55 Gal | New | Front Load_CEE Tier 2+Gas DHW_Gas Dryer | Washer Savings | 0 | 2024 | 2050 | 0.87443 | per Home | 0 | 0 | 14 | NWPPC 2021 Plan measure workbook Res-ClothesWasher-2021P_v2, for the measure Front Load_CEE Tier 2+Gas DHW_Gas Dryer | 7.7158 | 5.665% | NWPPC 2021 Plan measure workbook Res-ClothesWasher-2021P_v2, for the measure Front Load_CEE Tier 2+Gas DHW_Gas Dryer | -11.2757 | NWPPC 2021 Plan measure workbook Res-ClothesWasher-2021P_v2, for the measure Front Load_CEE Tier 2+Gas DHW_Gas Dryer | 0 | Incremental | 0 | 0 | 0 | 76.458 | 0 | 0.0095994 | 0 | See 'Measure Equipment Cost Source' | NWPPC 2021 Plan measure workbook Res-ClothesWasher-2021P_v2, for the measure Front Load_CEE Tier 2+Gas DHW_Gas Dryer | V | 100% | 99% | 0.7039% | 1 | 0 | 19.7281 | See source workbook for details. Includes PSE NEI data where applicable. | NWPPC 2021 Plan measure workbook Res-ClothesWasher-2021P_v2, for the measure Front Load_CEE Tier 2+Gas DHW_Gas Dryer | System | System
Pierce County | Manufactured - Highly Impacted | Water Heat GT 55 Gal | Existing | Front Load_CEE Tier 2+Gas DHW_Gas Dryer | Washer Savings | 0 | 2024 | 2050 | 0.67793 | per Home | 0 | 0 | 14 | NWPPC 2021 Plan measure workbook Res-ClothesWasher-2021P_v2, for the measure Front Load_CEE Tier 2+Gas DHW_Gas Dryer | 5.9819 | 5.151% | NWPPC 2021 Plan measure workbook Res-ClothesWasher-2021P_v2, for the measure Front Load_CEE Tier 2+Gas DHW_Gas Dryer | -8.7419 | NWPPC 2021 Plan measure workbook Res-ClothesWasher-2021P_v2, for the measure Front Load_CEE Tier 2+Gas DHW_Gas Dryer | 0 | Incremental | 0 | 0 | 0 | 59.2767 | 0 | 0.0074423 | 0 | See 'Measure Equipment Cost Source' | NWPPC 2021 Plan measure workbook Res-ClothesWasher-2021P_v2, for the measure Front Load_CEE Tier 2+Gas DHW_Gas Dryer | V | 100% | 99% | 0.03633% | 1 | 0 | 15.2949 | See source workbook for details. Includes PSE NEI data where applicable. | NWPPC 2021 Plan measure workbook Res-ClothesWasher-2021P_v2, for the measure Front Load_CEE Tier 2+Gas DHW_Gas Dryer | System | System
Pierce County | Manufactured - Highly Impacted | Water Heat GT 55 Gal | New | Front Load_CEE Tier 2+Gas DHW_Gas Dryer | Washer Savings | 0 | 2024 | 2050 | 0.67793 | per Home | 0 | 0 | 14 | NWPPC 2021 Plan measure workbook Res-ClothesWasher-2021P_v2, for the measure Front Load_CEE Tier 2+Gas DHW_Gas Dryer | 5.9819 | 5.151% | NWPPC 2021 Plan measure workbook Res-ClothesWasher-2021P_v2, for the measure Front Load_CEE Tier 2+Gas DHW_Gas Dryer | -8.7419 | NWPPC 2021 Plan measure workbook Res-ClothesWasher-2021P_v2, for the measure Front Load_CEE Tier 2+Gas DHW_Gas Dryer | 0 | Incremental | 0 | 0 | 0 | 59.2767 | 0 | 0.0074423 | 0 | See 'Measure Equipment Cost Source' | NWPPC 2021 Plan measure workbook Res-ClothesWasher-2021P_v2, for the measure Front Load_CEE Tier 2+Gas DHW_Gas Dryer | V | 100% | 99% | 0.03633% | 1 | 0 | 15.2949 | See source workbook for details. Includes PSE NEI data where applicable. | NWPPC 2021 Plan measure workbook Res-ClothesWasher-2021P_v2, for the measure Front Load_CEE Tier 2+Gas DHW_Gas Dryer | System | System
Pierce County | Multifamily | Heat Central Gas Boiler | Existing | Insulated Door_R2.5 - R5_HZ1_Gas | Heating Energy | 0 | 2024 | 2050 | 19.0004 | per Home | 0 | 1 | 45 | RTF measure workbook ResMFWeatherization_v4_3, for the measure Insulated Door_R2.5 - R5_HZ1_Gas | 2.6417 | 0.6197% | RTF measure workbook ResMFWeatherization_v4_3, for the measure Insulated Door_R2.5 - R5_HZ1_Gas | 0 | RTF measure workbook ResMFWeatherization_v4_3, for the measure Insulated Door_R2.5 - R5_HZ1_Gas | 0 | Incremental | 0 | 0 | 0 | 392.1706 | 0 | 0 | 0 | See 'Measure Equipment Cost Source' | RTF measure workbook ResMFWeatherization_v4_3, for the measure Insulated Door_R2.5 - R5_HZ1_Gas | E | 100% | 9.337% | 100% | 1 | 0 | 0 | See source workbook for details. Includes PSE NEI data where applicable. | RTF measure workbook ResMFWeatherization_v4_3, for the measure Insulated Door_R2.5 - R5_HZ1_Gas | System | System
Pierce County | Multifamily - Highly Impacted | Heat Central Gas Boiler | Existing | Insulated Door_R2.5 - R5_HZ1_Gas | Heating Energy | 0 | 2024 | 2050 | 16.1266 | per Home | 0 | 1 | 45 | RTF measure workbook ResMFWeatherization_v4_3, for the measure Insulated Door_R2.5 - R5_HZ1_Gas | 2.2421 | 0.6197% | RTF measure workbook ResMFWeatherization_v4_3, for the measure Insulated Door_R2.5 - R5_HZ1_Gas | 0 | RTF measure workbook ResMFWeatherization_v4_3, for the measure Insulated Door_R2.5 - R5_HZ1_Gas | 0 | Incremental | 0 | 0 | 0 | 332.8559 | 0 | 0 | 0 | See 'Measure Equipment Cost Source' | RTF measure workbook ResMFWeatherization_v4_3, for the measure Insulated Door_R2.5 - R5_HZ1_Gas | E | 100% | 9.337% | 100% | 1 | 0 | 0 | See source workbook for details. Includes PSE NEI data where applicable. | RTF measure workbook ResMFWeatherization_v4_3, for the measure Insulated Door_R2.5 - R5_HZ1_Gas | System | System
Pierce County | Multifamily | Heat Central Gas Furnace | Existing | Insulated Door_R2.5 - R5_HZ1_Gas | Heating Energy | 0 | 2024 | 2050 | 19.0004 | per Home | 0 | 1 | 45 | RTF measure workbook ResMFWeatherization_v4_3, for the measure Insulated Door_R2.5 - R5_HZ1_Gas | 1.9482 | 0.6197% | RTF measure workbook ResMFWeatherization_v4_3, for the measure Insulated Door_R2.5 - R5_HZ1_Gas | 0 | RTF measure workbook ResMFWeatherization_v4_3, for the measure Insulated Door_R2.5 - R5_HZ1_Gas | 0 | Incremental | 0 | 0 | 0 | 392.1706 | 0 | 0 | 0 | See 'Measure Equipment Cost Source' | RTF measure workbook ResMFWeatherization_v4_3, for the measure Insulated Door_R2.5 - R5_HZ1_Gas | E | 100% | 9.337% | 100% | 1 | 0 | 0 | See source workbook for details. Includes PSE NEI data where applicable. | RTF measure workbook ResMFWeatherization_v4_3, for the measure Insulated Door_R2.5 - R5_HZ1_Gas | System | System
Pierce County | Multifamily - Highly Impacted | Heat Central Gas Furnace | Existing | Insulated Door_R2.5 - R5_HZ1_Gas | Heating Energy | 0 | 2024 | 2050 | 16.1266 | per Home | 0 | 1 | 45 | RTF measure workbook ResMFWeatherization_v4_3, for the measure Insulated Door_R2.5 - R5_HZ1_Gas | 1.6535 | 0.6197% | RTF measure workbook ResMFWeatherization_v4_3, for the measure Insulated Door_R2.5 - R5_HZ1_Gas | 0 | RTF measure workbook ResMFWeatherization_v4_3, for the measure Insulated Door_R2.5 - R5_HZ1_Gas | 0 | Incremental | 0 | 0 | 0 | 332.8559 | 0 | 0 | 0 | See 'Measure Equipment Cost Source' | RTF measure workbook ResMFWeatherization_v4_3, for the measure Insulated Door_R2.5 - R5_HZ1_Gas | E | 100% | 9.337% | 100% | 1 | 0 | 0 | See source workbook for details. Includes PSE NEI data where applicable. | RTF measure workbook ResMFWeatherization_v4_3, for the measure Insulated Door_R2.5 - R5_HZ1_Gas | System | System
Pierce County | Multifamily | Heat Room Gas | Existing | Insulated Door_R2.5 - R5_HZ1_Gas | Heating Energy | 0 | 2024 | 2050 | 19.0004 | per Home | 0 | 1 | 45 | RTF measure workbook ResMFWeatherization_v4_3, for the measure Insulated Door_R2.5 - R5_HZ1_Gas | 1.9986 | 0.6197% | RTF measure workbook ResMFWeatherization_v4_3, for the measure Insulated Door_R2.5 - R5_HZ1_Gas | 0 | RTF measure workbook ResMFWeatherization_v4_3, for the measure Insulated Door_R2.5 - R5_HZ1_Gas | 0 | Incremental | 0 | 0 | 0 | 392.1706 | 0 | 0 | 0 | See 'Measure Equipment Cost Source' | RTF measure workbook ResMFWeatherization_v4_3, for the measure Insulated Door_R2.5 - R5_HZ1_Gas | E | 100% | 9.337% | 100% | 1 | 0 | 0 | See source workbook for details. Includes PSE NEI data where applicable. | RTF measure workbook ResMFWeatherization_v4_3, for the measure Insulated Door_R2.5 - R5_HZ1_Gas | System | System
Pierce County | Multifamily - Highly Impacted | Heat Room Gas | Existing | Insulated Door_R2.5 - R5_HZ1_Gas | Heating Energy | 0 | 2024 | 2050 | 16.1266 | per Home | 0 | 1 | 45 | RTF measure workbook ResMFWeatherization_v4_3, for the measure Insulated Door_R2.5 - R5_HZ1_Gas | 1.6964 | 0.6197% | RTF measure workbook ResMFWeatherization_v4_3, for the measure Insulated Door_R2.5 - R5_HZ1_Gas | 0 | RTF measure workbook ResMFWeatherization_v4_3, for the measure Insulated Door_R2.5 - R5_HZ1_Gas | 0 | Incremental | 0 | 0 | 0 | 332.8559 | 0 | 0 | 0 | See 'Measure Equipment Cost Source' | RTF measure workbook ResMFWeatherization_v4_3, for the measure Insulated Door_R2.5 - R5_HZ1_Gas | E | 100% | 9.337% | 100% | 1 | 0 | 0 | See source workbook for details. Includes PSE NEI data where applicable. | RTF measure workbook ResMFWeatherization_v4_3, for the measure Insulated Door_R2.5 - R5_HZ1_Gas | System | System
Pierce County | Single Family | Water Heat LE 55 Gal | Existing | ENERGY STAR Dishwasher | Dishwasher | 0 | 2024 | 2050 | 0.81824 | per Home | 0 | 0 | 15 | NWPPC 2021 Plan measure workbook Res-Dishwasher-2021P_v2_gas, for the measure ENERGY STAR Dishwasher | 1.6492 | 0.9115% | NWPPC 2021 Plan measure workbook Res-Dishwasher-2021P_v2_gas, for the measure ENERGY STAR Dishwasher | 0.61133 | NWPPC 2021 Plan measure workbook Res-Dishwasher-2021P_v2_gas, for the measure ENERGY STAR Dishwasher | 0 | Incremental | 0 | 0 | 0 | 49.9748 | 0 | 0 | 0 | See 'Measure Equipment Cost Source' | NWPPC 2021 Plan measure workbook Res-Dishwasher-2021P_v2_gas, for the measure ENERGY STAR Dishwasher |  | 100% | 9.9% | 100% | 1 | 0 | 2.1741 | See source workbook for details. Includes PSE NEI data where applicable. | NWPPC 2021 Plan measure workbook Res-Dishwasher-2021P_v2_gas, for the measure ENERGY STAR Dishwasher | System | System
Pierce County | Single Family | Water Heat LE 55 Gal | New | ENERGY STAR Dishwasher | Dishwasher | 0 | 2024 | 2050 | 0.81824 | per Home | 0 | 0 | 15 | NWPPC 2021 Plan measure workbook Res-Dishwasher-2021P_v2_gas, for the measure ENERGY STAR Dishwasher | 1.5899 | 0.9115% | NWPPC 2021 Plan measure workbook Res-Dishwasher-2021P_v2_gas, for the measure ENERGY STAR Dishwasher | 0.61133 | NWPPC 2021 Plan measure workbook Res-Dishwasher-2021P_v2_gas, for the measure ENERGY STAR Dishwasher | 0 | Incremental | 0 | 0 | 0 | 49.9748 | 0 | 0 | 0 | See 'Measure Equipment Cost Source' | NWPPC 2021 Plan measure workbook Res-Dishwasher-2021P_v2_gas, for the measure ENERGY STAR Dishwasher |  | 100% | 9.9% | 100% | 1 | 0 | 2.1741 | See source workbook for details. Includes PSE NEI data where applicable. | NWPPC 2021 Plan measure workbook Res-Dishwasher-2021P_v2_gas, for the measure ENERGY STAR Dishwasher | System | System
Pierce County | Single Family | Water Heat GT 55 Gal | Existing | ENERGY STAR Dishwasher | Dishwasher | 0 | 2024 | 2050 | 0.81824 | per Home | 0 | 0 | 15 | NWPPC 2021 Plan measure workbook Res-Dishwasher-2021P_v2_gas, for the measure ENERGY STAR Dishwasher | 1.4004 | 0.9115% | NWPPC 2021 Plan measure workbook Res-Dishwasher-2021P_v2_gas, for the measure ENERGY STAR Dishwasher | 0.61133 | NWPPC 2021 Plan measure workbook Res-Dishwasher-2021P_v2_gas, for the measure ENERGY STAR Dishwasher | 0 | Incremental | 0 | 0 | 0 | 49.9748 | 0 | 0 | 0 | See 'Measure Equipment Cost Source' | NWPPC 2021 Plan measure workbook Res-Dishwasher-2021P_v2_gas, for the measure ENERGY STAR Dishwasher |  | 100% | 9.9% | 100% | 1 | 0 | 2.1741 | See source workbook for details. Includes PSE NEI data where applicable. | NWPPC 2021 Plan measure workbook Res-Dishwasher-2021P_v2_gas, for the measure ENERGY STAR Dishwasher | System | System
Pierce County | Single Family | Water Heat GT 55 Gal | New | ENERGY STAR Dishwasher | Dishwasher | 0 | 2024 | 2050 | 0.81824 | per Home | 0 | 0 | 15 | NWPPC 2021 Plan measure workbook Res-Dishwasher-2021P_v2_gas, for the measure ENERGY STAR Dishwasher | 1.4004 | 0.9115% | NWPPC 2021 Plan measure workbook Res-Dishwasher-2021P_v2_gas, for the measure ENERGY STAR Dishwasher | 0.61133 | NWPPC 2021 Plan measure workbook Res-Dishwasher-2021P_v2_gas, for the measure ENERGY STAR Dishwasher | 0 | Incremental | 0 | 0 | 0 | 49.9748 | 0 | 0 | 0 | See 'Measure Equipment Cost Source' | NWPPC 2021 Plan measure workbook Res-Dishwasher-2021P_v2_gas, for the measure ENERGY STAR Dishwasher |  | 100% | 9.9% | 100% | 1 | 0 | 2.1741 | See source workbook for details. Includes PSE NEI data where applicable. | NWPPC 2021 Plan measure workbook Res-Dishwasher-2021P_v2_gas, for the measure ENERGY STAR Dishwasher | System | System
Pierce County | Single Family - Highly Impacted | Water Heat LE 55 Gal | Existing | ENERGY STAR Dishwasher | Dishwasher | 0 | 2024 | 2050 | 0.81824 | per Home | 0 | 0 | 15 | NWPPC 2021 Plan measure workbook Res-Dishwasher-2021P_v2_gas, for the measure ENERGY STAR Dishwasher | 1.4408 | 0.9115% | NWPPC 2021 Plan measure workbook Res-Dishwasher-2021P_v2_gas, for the measure ENERGY STAR Dishwasher | 0.61133 | NWPPC 2021 Plan measure workbook Res-Dishwasher-2021P_v2_gas, for the measure ENERGY STAR Dishwasher | 0 | Incremental | 0 | 0 | 0 | 49.9748 | 0 | 0 | 0 | See 'Measure Equipment Cost Source' | NWPPC 2021 Plan measure workbook Res-Dishwasher-2021P_v2_gas, for the measure ENERGY STAR Dishwasher |  | 100% | 9.9% | 100% | 1 | 0 | 2.1741 | See source workbook for details. Includes PSE NEI data where applicable. | NWPPC 2021 Plan measure workbook Res-Dishwasher-2021P_v2_gas, for the measure ENERGY STAR Dishwasher | System | System
Pierce County | Single Family - Highly Impacted | Water Heat LE 55 Gal | New | ENERGY STAR Dishwasher | Dishwasher | 0 | 2024 | 2050 | 0.81824 | per Home | 0 | 0 | 15 | NWPPC 2021 Plan measure workbook Res-Dishwasher-2021P_v2_gas, for the measure ENERGY STAR Dishwasher | 1.389 | 0.9115% | NWPPC 2021 Plan measure workbook Res-Dishwasher-2021P_v2_gas, for the measure ENERGY STAR Dishwasher | 0.61133 | NWPPC 2021 Plan measure workbook Res-Dishwasher-2021P_v2_gas, for the measure ENERGY STAR Dishwasher | 0 | Incremental | 0 | 0 | 0 | 49.9748 | 0 | 0 | 0 | See 'Measure Equipment Cost Source' | NWPPC 2021 Plan measure workbook Res-Dishwasher-2021P_v2_gas, for the measure ENERGY STAR Dishwasher |  | 100% | 9.9% | 100% | 1 | 0 | 2.1741 | See source workbook for details. Includes PSE NEI data where applicable. | NWPPC 2021 Plan measure workbook Res-Dishwasher-2021P_v2_gas, for the measure ENERGY STAR Dishwasher | System | System
Pierce County | Single Family - Highly Impacted | Water Heat GT 55 Gal | Existing | ENERGY STAR Dishwasher | Dishwasher | 0 | 2024 | 2050 | 0.81824 | per Home | 0 | 0 | 15 | NWPPC 2021 Plan measure workbook Res-Dishwasher-2021P_v2_gas, for the measure ENERGY STAR Dishwasher | 1.2234 | 0.9115% | NWPPC 2021 Plan measure workbook Res-Dishwasher-2021P_v2_gas, for the measure ENERGY STAR Dishwasher | 0.61133 | NWPPC 2021 Plan measure workbook Res-Dishwasher-2021P_v2_gas, for the measure ENERGY STAR Dishwasher | 0 | Incremental | 0 | 0 | 0 | 49.9748 | 0 | 0 | 0 | See 'Measure Equipment Cost Source' | NWPPC 2021 Plan measure workbook Res-Dishwasher-2021P_v2_gas, for the measure ENERGY STAR Dishwasher |  | 100% | 9.9% | 100% | 1 | 0 | 2.1741 | See source workbook for details. Includes PSE NEI data where applicable. | NWPPC 2021 Plan measure workbook Res-Dishwasher-2021P_v2_gas, for the measure ENERGY STAR Dishwasher | System | System
Pierce County | Single Family - Highly Impacted | Water Heat GT 55 Gal | New | ENERGY STAR Dishwasher | Dishwasher | 0 | 2024 | 2050 | 0.81824 | per Home | 0 | 0 | 15 | NWPPC 2021 Plan measure workbook Res-Dishwasher-2021P_v2_gas, for the measure ENERGY STAR Dishwasher | 1.2234 | 0.9115% | NWPPC 2021 Plan measure workbook Res-Dishwasher-2021P_v2_gas, for the measure ENERGY STAR Dishwasher | 0.61133 | NWPPC 2021 Plan measure workbook Res-Dishwasher-2021P_v2_gas, for the measure ENERGY STAR Dishwasher | 0 | Incremental | 0 | 0 | 0 | 49.9748 | 0 | 0 | 0 | See 'Measure Equipment Cost Source' | NWPPC 2021 Plan measure workbook Res-Dishwasher-2021P_v2_gas, for the measure ENERGY STAR Dishwasher |  | 100% | 9.9% | 100% | 1 | 0 | 2.1741 | See source workbook for details. Includes PSE NEI data where applicable. | NWPPC 2021 Plan measure workbook Res-Dishwasher-2021P_v2_gas, for the measure ENERGY STAR Dishwasher | System | System
Pierce County | Multifamily | Water Heat LE 55 Gal | Existing | ENERGY STAR Dishwasher | Dishwasher | 0 | 2024 | 2050 | 0.70661 | per Home | 0 | 0 | 15 | NWPPC 2021 Plan measure workbook Res-Dishwasher-2021P_v2_gas, for the measure ENERGY STAR Dishwasher | 1.0115 | 0.7871% | NWPPC 2021 Plan measure workbook Res-Dishwasher-2021P_v2_gas, for the measure ENERGY STAR Dishwasher | 0.52793 | NWPPC 2021 Plan measure workbook Res-Dishwasher-2021P_v2_gas, for the measure ENERGY STAR Dishwasher | 0 | Incremental | 0 | 0 | 0 | 43.1569 | 0 | 0 | 0 | See 'Measure Equipment Cost Source' | NWPPC 2021 Plan measure workbook Res-Dishwasher-2021P_v2_gas, for the measure ENERGY STAR Dishwasher |  | 100% | 9.9% | 100% | 1 | 0 | 1.8775 | See source workbook for details. Includes PSE NEI data where applicable. | NWPPC 2021 Plan measure workbook Res-Dishwasher-2021P_v2_gas, for the measure ENERGY STAR Dishwasher | System | System
Pierce County | Multifamily | Water Heat LE 55 Gal | New | ENERGY STAR Dishwasher | Dishwasher | 0 | 2024 | 2050 | 0.70661 | per Home | 0 | 0 | 15 | NWPPC 2021 Plan measure workbook Res-Dishwasher-2021P_v2_gas, for the measure ENERGY STAR Dishwasher | 0.97513 | 0.7871% | NWPPC 2021 Plan measure workbook Res-Dishwasher-2021P_v2_gas, for the measure ENERGY STAR Dishwasher | 0.52793 | NWPPC 2021 Plan measure workbook Res-Dishwasher-2021P_v2_gas, for the measure ENERGY STAR Dishwasher | 0 | Incremental | 0 | 0 | 0 | 43.1569 | 0 | 0 | 0 | See 'Measure Equipment Cost Source' | NWPPC 2021 Plan measure workbook Res-Dishwasher-2021P_v2_gas, for the measure ENERGY STAR Dishwasher |  | 100% | 9.9% | 100% | 1 | 0 | 1.8775 | See source workbook for details. Includes PSE NEI data where applicable. | NWPPC 2021 Plan measure workbook Res-Dishwasher-2021P_v2_gas, for the measure ENERGY STAR Dishwasher | System | System
Pierce County | Multifamily | Water Heat GT 55 Gal | Existing | ENERGY STAR Dishwasher | Dishwasher | 0 | 2024 | 2050 | 0.70661 | per Home | 0 | 0 | 15 | NWPPC 2021 Plan measure workbook Res-Dishwasher-2021P_v2_gas, for the measure ENERGY STAR Dishwasher | 0.85889 | 0.7871% | NWPPC 2021 Plan measure workbook Res-Dishwasher-2021P_v2_gas, for the measure ENERGY STAR Dishwasher | 0.52793 | NWPPC 2021 Plan measure workbook Res-Dishwasher-2021P_v2_gas, for the measure ENERGY STAR Dishwasher | 0 | Incremental | 0 | 0 | 0 | 43.1569 | 0 | 0 | 0 | See 'Measure Equipment Cost Source' | NWPPC 2021 Plan measure workbook Res-Dishwasher-2021P_v2_gas, for the measure ENERGY STAR Dishwasher |  | 100% | 9.9% | 100% | 1 | 0 | 1.8775 | See source workbook for details. Includes PSE NEI data where applicable. | NWPPC 2021 Plan measure workbook Res-Dishwasher-2021P_v2_gas, for the measure ENERGY STAR Dishwasher | System | System
Pierce County | Multifamily | Water Heat GT 55 Gal | New | ENERGY STAR Dishwasher | Dishwasher | 0 | 2024 | 2050 | 0.70661 | per Home | 0 | 0 | 15 | NWPPC 2021 Plan measure workbook Res-Dishwasher-2021P_v2_gas, for the measure ENERGY STAR Dishwasher | 0.85889 | 0.7871% | NWPPC 2021 Plan measure workbook Res-Dishwasher-2021P_v2_gas, for the measure ENERGY STAR Dishwasher | 0.52793 | NWPPC 2021 Plan measure workbook Res-Dishwasher-2021P_v2_gas, for the measure ENERGY STAR Dishwasher | 0 | Incremental | 0 | 0 | 0 | 43.1569 | 0 | 0 | 0 | See 'Measure Equipment Cost Source' | NWPPC 2021 Plan measure workbook Res-Dishwasher-2021P_v2_gas, for the measure ENERGY STAR Dishwasher |  | 100% | 9.9% | 100% | 1 | 0 | 1.8775 | See source workbook for details. Includes PSE NEI data where applicable. | NWPPC 2021 Plan measure workbook Res-Dishwasher-2021P_v2_gas, for the measure ENERGY STAR Dishwasher | System | System
Pierce County | Multifamily - Highly Impacted | Water Heat LE 55 Gal | Existing | ENERGY STAR Dishwasher | Dishwasher | 0 | 2024 | 2050 | 0.70661 | per Home | 0 | 0 | 15 | NWPPC 2021 Plan measure workbook Res-Dishwasher-2021P_v2_gas, for the measure ENERGY STAR Dishwasher | 1.1387 | 0.7871% | NWPPC 2021 Plan measure workbook Res-Dishwasher-2021P_v2_gas, for the measure ENERGY STAR Dishwasher | 0.52793 | NWPPC 2021 Plan measure workbook Res-Dishwasher-2021P_v2_gas, for the measure ENERGY STAR Dishwasher | 0 | Incremental | 0 | 0 | 0 | 43.1569 | 0 | 0 | 0 | See 'Measure Equipment Cost Source' | NWPPC 2021 Plan measure workbook Res-Dishwasher-2021P_v2_gas, for the measure ENERGY STAR Dishwasher |  | 100% | 9.9% | 100% | 1 | 0 | 1.8775 | See source workbook for details. Includes PSE NEI data where applicable. | NWPPC 2021 Plan measure workbook Res-Dishwasher-2021P_v2_gas, for the measure ENERGY STAR Dishwasher | System | System
Pierce County | Multifamily - Highly Impacted | Water Heat LE 55 Gal | New | ENERGY STAR Dishwasher | Dishwasher | 0 | 2024 | 2050 | 0.70661 | per Home | 0 | 0 | 15 | NWPPC 2021 Plan measure workbook Res-Dishwasher-2021P_v2_gas, for the measure ENERGY STAR Dishwasher | 1.0978 | 0.7871% | NWPPC 2021 Plan measure workbook Res-Dishwasher-2021P_v2_gas, for the measure ENERGY STAR Dishwasher | 0.52793 | NWPPC 2021 Plan measure workbook Res-Dishwasher-2021P_v2_gas, for the measure ENERGY STAR Dishwasher | 0 | Incremental | 0 | 0 | 0 | 43.1569 | 0 | 0 | 0 | See 'Measure Equipment Cost Source' | NWPPC 2021 Plan measure workbook Res-Dishwasher-2021P_v2_gas, for the measure ENERGY STAR Dishwasher |  | 100% | 9.9% | 100% | 1 | 0 | 1.8775 | See source workbook for details. Includes PSE NEI data where applicable. | NWPPC 2021 Plan measure workbook Res-Dishwasher-2021P_v2_gas, for the measure ENERGY STAR Dishwasher | System | System
Pierce County | Multifamily - Highly Impacted | Water Heat GT 55 Gal | Existing | ENERGY STAR Dishwasher | Dishwasher | 0 | 2024 | 2050 | 0.70661 | per Home | 0 | 0 | 15 | NWPPC 2021 Plan measure workbook Res-Dishwasher-2021P_v2_gas, for the measure ENERGY STAR Dishwasher | 0.9669 | 0.7871% | NWPPC 2021 Plan measure workbook Res-Dishwasher-2021P_v2_gas, for the measure ENERGY STAR Dishwasher | 0.52793 | NWPPC 2021 Plan measure workbook Res-Dishwasher-2021P_v2_gas, for the measure ENERGY STAR Dishwasher | 0 | Incremental | 0 | 0 | 0 | 43.1569 | 0 | 0 | 0 | See 'Measure Equipment Cost Source' | NWPPC 2021 Plan measure workbook Res-Dishwasher-2021P_v2_gas, for the measure ENERGY STAR Dishwasher |  | 100% | 9.9% | 100% | 1 | 0 | 1.8775 | See source workbook for details. Includes PSE NEI data where applicable. | NWPPC 2021 Plan measure workbook Res-Dishwasher-2021P_v2_gas, for the measure ENERGY STAR Dishwasher | System | System
Pierce County | Multifamily - Highly Impacted | Water Heat GT 55 Gal | New | ENERGY STAR Dishwasher | Dishwasher | 0 | 2024 | 2050 | 0.70661 | per Home | 0 | 0 | 15 | NWPPC 2021 Plan measure workbook Res-Dishwasher-2021P_v2_gas, for the measure ENERGY STAR Dishwasher | 0.9669 | 0.7871% | NWPPC 2021 Plan measure workbook Res-Dishwasher-2021P_v2_gas, for the measure ENERGY STAR Dishwasher | 0.52793 | NWPPC 2021 Plan measure workbook Res-Dishwasher-2021P_v2_gas, for the measure ENERGY STAR Dishwasher | 0 | Incremental | 0 | 0 | 0 | 43.1569 | 0 | 0 | 0 | See 'Measure Equipment Cost Source' | NWPPC 2021 Plan measure workbook Res-Dishwasher-2021P_v2_gas, for the measure ENERGY STAR Dishwasher |  | 100% | 9.9% | 100% | 1 | 0 | 1.8775 | See source workbook for details. Includes PSE NEI data where applicable. | NWPPC 2021 Plan measure workbook Res-Dishwasher-2021P_v2_gas, for the measure ENERGY STAR Dishwasher | System | System
Pierce County | Manufactured | Water Heat LE 55 Gal | Existing | ENERGY STAR Dishwasher | Dishwasher | 0 | 2024 | 2050 | 0.59716 | per Home | 0 | 0 | 15 | NWPPC 2021 Plan measure workbook Res-Dishwasher-2021P_v2_gas, for the measure ENERGY STAR Dishwasher | 1.0669 | 0.6652% | NWPPC 2021 Plan measure workbook Res-Dishwasher-2021P_v2_gas, for the measure ENERGY STAR Dishwasher | 0.44615 | NWPPC 2021 Plan measure workbook Res-Dishwasher-2021P_v2_gas, for the measure ENERGY STAR Dishwasher | 0 | Incremental | 0 | 0 | 0 | 36.4721 | 0 | 0 | 0 | See 'Measure Equipment Cost Source' | NWPPC 2021 Plan measure workbook Res-Dishwasher-2021P_v2_gas, for the measure ENERGY STAR Dishwasher |  | 100% | 9.9% | 100% | 1 | 0 | 1.5867 | See source workbook for details. Includes PSE NEI data where applicable. | NWPPC 2021 Plan measure workbook Res-Dishwasher-2021P_v2_gas, for the measure ENERGY STAR Dishwasher | System | System
Pierce County | Manufactured | Water Heat LE 55 Gal | New | ENERGY STAR Dishwasher | Dishwasher | 0 | 2024 | 2050 | 0.59716 | per Home | 0 | 0 | 15 | NWPPC 2021 Plan measure workbook Res-Dishwasher-2021P_v2_gas, for the measure ENERGY STAR Dishwasher | 1.0286 | 0.6652% | NWPPC 2021 Plan measure workbook Res-Dishwasher-2021P_v2_gas, for the measure ENERGY STAR Dishwasher | 0.44615 | NWPPC 2021 Plan measure workbook Res-Dishwasher-2021P_v2_gas, for the measure ENERGY STAR Dishwasher | 0 | Incremental | 0 | 0 | 0 | 36.4721 | 0 | 0 | 0 | See 'Measure Equipment Cost Source' | NWPPC 2021 Plan measure workbook Res-Dishwasher-2021P_v2_gas, for the measure ENERGY STAR Dishwasher |  | 100% | 9.9% | 100% | 1 | 0 | 1.5867 | See source workbook for details. Includes PSE NEI data where applicable. | NWPPC 2021 Plan measure workbook Res-Dishwasher-2021P_v2_gas, for the measure ENERGY STAR Dishwasher | System | System
Pierce County | Manufactured | Water Heat GT 55 Gal | Existing | ENERGY STAR Dishwasher | Dishwasher | 0 | 2024 | 2050 | 0.59716 | per Home | 0 | 0 | 15 | NWPPC 2021 Plan measure workbook Res-Dishwasher-2021P_v2_gas, for the measure ENERGY STAR Dishwasher | 0.90595 | 0.6652% | NWPPC 2021 Plan measure workbook Res-Dishwasher-2021P_v2_gas, for the measure ENERGY STAR Dishwasher | 0.44615 | NWPPC 2021 Plan measure workbook Res-Dishwasher-2021P_v2_gas, for the measure ENERGY STAR Dishwasher | 0 | Incremental | 0 | 0 | 0 | 36.4721 | 0 | 0 | 0 | See 'Measure Equipment Cost Source' | NWPPC 2021 Plan measure workbook Res-Dishwasher-2021P_v2_gas, for the measure ENERGY STAR Dishwasher |  | 100% | 9.9% | 100% | 1 | 0 | 1.5867 | See source workbook for details. Includes PSE NEI data where applicable. | NWPPC 2021 Plan measure workbook Res-Dishwasher-2021P_v2_gas, for the measure ENERGY STAR Dishwasher | System | System
Pierce County | Manufactured | Water Heat GT 55 Gal | New | ENERGY STAR Dishwasher | Dishwasher | 0 | 2024 | 2050 | 0.59716 | per Home | 0 | 0 | 15 | NWPPC 2021 Plan measure workbook Res-Dishwasher-2021P_v2_gas, for the measure ENERGY STAR Dishwasher | 0.90595 | 0.6652% | NWPPC 2021 Plan measure workbook Res-Dishwasher-2021P_v2_gas, for the measure ENERGY STAR Dishwasher | 0.44615 | NWPPC 2021 Plan measure workbook Res-Dishwasher-2021P_v2_gas, for the measure ENERGY STAR Dishwasher | 0 | Incremental | 0 | 0 | 0 | 36.4721 | 0 | 0 | 0 | See 'Measure Equipment Cost Source' | NWPPC 2021 Plan measure workbook Res-Dishwasher-2021P_v2_gas, for the measure ENERGY STAR Dishwasher |  | 100% | 9.9% | 100% | 1 | 0 | 1.5867 | See source workbook for details. Includes PSE NEI data where applicable. | NWPPC 2021 Plan measure workbook Res-Dishwasher-2021P_v2_gas, for the measure ENERGY STAR Dishwasher | System | System
Pierce County | Manufactured - Highly Impacted | Water Heat LE 55 Gal | Existing | ENERGY STAR Dishwasher | Dishwasher | 0 | 2024 | 2050 | 0.59716 | per Home | 0 | 0 | 15 | NWPPC 2021 Plan measure workbook Res-Dishwasher-2021P_v2_gas, for the measure ENERGY STAR Dishwasher | 0.90968 | 0.6652% | NWPPC 2021 Plan measure workbook Res-Dishwasher-2021P_v2_gas, for the measure ENERGY STAR Dishwasher | 0.44615 | NWPPC 2021 Plan measure workbook Res-Dishwasher-2021P_v2_gas, for the measure ENERGY STAR Dishwasher | 0 | Incremental | 0 | 0 | 0 | 36.4721 | 0 | 0 | 0 | See 'Measure Equipment Cost Source' | NWPPC 2021 Plan measure workbook Res-Dishwasher-2021P_v2_gas, for the measure ENERGY STAR Dishwasher |  | 100% | 9.9% | 100% | 1 | 0 | 1.5867 | See source workbook for details. Includes PSE NEI data where applicable. | NWPPC 2021 Plan measure workbook Res-Dishwasher-2021P_v2_gas, for the measure ENERGY STAR Dishwasher | System | System
Pierce County | Manufactured - Highly Impacted | Water Heat LE 55 Gal | New | ENERGY STAR Dishwasher | Dishwasher | 0 | 2024 | 2050 | 0.59716 | per Home | 0 | 0 | 15 | NWPPC 2021 Plan measure workbook Res-Dishwasher-2021P_v2_gas, for the measure ENERGY STAR Dishwasher | 0.87697 | 0.6652% | NWPPC 2021 Plan measure workbook Res-Dishwasher-2021P_v2_gas, for the measure ENERGY STAR Dishwasher | 0.44615 | NWPPC 2021 Plan measure workbook Res-Dishwasher-2021P_v2_gas, for the measure ENERGY STAR Dishwasher | 0 | Incremental | 0 | 0 | 0 | 36.4721 | 0 | 0 | 0 | See 'Measure Equipment Cost Source' | NWPPC 2021 Plan measure workbook Res-Dishwasher-2021P_v2_gas, for the measure ENERGY STAR Dishwasher |  | 100% | 9.9% | 100% | 1 | 0 | 1.5867 | See source workbook for details. Includes PSE NEI data where applicable. | NWPPC 2021 Plan measure workbook Res-Dishwasher-2021P_v2_gas, for the measure ENERGY STAR Dishwasher | System | System
Pierce County | Manufactured - Highly Impacted | Water Heat GT 55 Gal | Existing | ENERGY STAR Dishwasher | Dishwasher | 0 | 2024 | 2050 | 0.59716 | per Home | 0 | 0 | 15 | NWPPC 2021 Plan measure workbook Res-Dishwasher-2021P_v2_gas, for the measure ENERGY STAR Dishwasher | 0.77243 | 0.6652% | NWPPC 2021 Plan measure workbook Res-Dishwasher-2021P_v2_gas, for the measure ENERGY STAR Dishwasher | 0.44615 | NWPPC 2021 Plan measure workbook Res-Dishwasher-2021P_v2_gas, for the measure ENERGY STAR Dishwasher | 0 | Incremental | 0 | 0 | 0 | 36.4721 | 0 | 0 | 0 | See 'Measure Equipment Cost Source' | NWPPC 2021 Plan measure workbook Res-Dishwasher-2021P_v2_gas, for the measure ENERGY STAR Dishwasher |  | 100% | 9.9% | 100% | 1 | 0 | 1.5867 | See source workbook for details. Includes PSE NEI data where applicable. | NWPPC 2021 Plan measure workbook Res-Dishwasher-2021P_v2_gas, for the measure ENERGY STAR Dishwasher | System | System
Pierce County | Manufactured - Highly Impacted | Water Heat GT 55 Gal | New | ENERGY STAR Dishwasher | Dishwasher | 0 | 2024 | 2050 | 0.59716 | per Home | 0 | 0 | 15 | NWPPC 2021 Plan measure workbook Res-Dishwasher-2021P_v2_gas, for the measure ENERGY STAR Dishwasher | 0.77243 | 0.6652% | NWPPC 2021 Plan measure workbook Res-Dishwasher-2021P_v2_gas, for the measure ENERGY STAR Dishwasher | 0.44615 | NWPPC 2021 Plan measure workbook Res-Dishwasher-2021P_v2_gas, for the measure ENERGY STAR Dishwasher | 0 | Incremental | 0 | 0 | 0 | 36.4721 | 0 | 0 | 0 | See 'Measure Equipment Cost Source' | NWPPC 2021 Plan measure workbook Res-Dishwasher-2021P_v2_gas, for the measure ENERGY STAR Dishwasher |  | 100% | 9.9% | 100% | 1 | 0 | 1.5867 | See source workbook for details. Includes PSE NEI data where applicable. | NWPPC 2021 Plan measure workbook Res-Dishwasher-2021P_v2_gas, for the measure ENERGY STAR Dishwasher | System | System
Pierce County | Single Family | Heat Central Gas Boiler | Existing | Boiler - Controls | Boiler Reset Controls | No Boiler Control | 2024 | 2050 | 1 | per Home | 0 | 1 | 5 | WI Focus on Energy 2021TRM. 2021. Boiler Control, Outside Air Temperature Reset/Cutout Control measure. Page 130. | 51.7157 | 8% | calculated based on WI Focus on Energy 2019 TRM | 0 | calculated based on WI Focus on Energy 2019 TRM | 0 | Full | 0 | 0 | 0 | 820.2497 | 0 | 0 | 0 | Existing conditions, assuming no cost | 2022 Illinois Statewide Technical Reference Manual for Energy Efficiency Version 10.0 Volume 3: Residential Measures Boiler Reset Controls page 169. Referencing Nexant. Questar DSM Market Characterization Report. August 9, 2006. |  | 100% | 40% | 100% | 1 | 0 | 0 | No applicable non-energy benefitsIncludes PSE NEI data where applicable. | No applicable non-energy benefits | System | System
Pierce County | Single Family - Highly Impacted | Heat Central Gas Boiler | Existing | Boiler - Controls | Boiler Reset Controls | No Boiler Control | 2024 | 2050 | 1 | per Home | 0 | 1 | 5 | WI Focus on Energy 2021TRM. 2021. Boiler Control, Outside Air Temperature Reset/Cutout Control measure. Page 130. | 37.2009 | 8% | calculated based on WI Focus on Energy 2019 TRM | 0 | calculated based on WI Focus on Energy 2019 TRM | 0 | Full | 0 | 0 | 0 | 820.2497 | 0 | 0 | 0 | Existing conditions, assuming no cost | 2022 Illinois Statewide Technical Reference Manual for Energy Efficiency Version 10.0 Volume 3: Residential Measures Boiler Reset Controls page 169. Referencing Nexant. Questar DSM Market Characterization Report. August 9, 2006. |  | 100% | 40% | 100% | 1 | 0 | 0 | No applicable non-energy benefitsIncludes PSE NEI data where applicable. | No applicable non-energy benefits | System | System
Pierce County | Multifamily | Heat Central Gas Boiler | Existing | Boiler - Controls | Boiler Reset Controls | No Boiler Control | 2024 | 2050 | 1 | per Home | 0 | 1 | 5 | WI Focus on Energy 2021TRM. 2021. Boiler Control, Outside Air Temperature Reset/Cutout Control measure. Page 130. | 34.1036 | 8% | calculated based on WI Focus on Energy 2019 TRM | 0 | calculated based on WI Focus on Energy 2019 TRM | 0 | Full | 0 | 0 | 0 | 820.2497 | 0 | 0 | 0 | Existing conditions, assuming no cost | 2022 Illinois Statewide Technical Reference Manual for Energy Efficiency Version 10.0 Volume 3: Residential Measures Boiler Reset Controls page 169. Referencing Nexant. Questar DSM Market Characterization Report. August 9, 2006. |  | 100% | 40% | 100% | 1 | 0 | 0 | No applicable non-energy benefitsIncludes PSE NEI data where applicable. | No applicable non-energy benefits | System | System
Pierce County | Multifamily - Highly Impacted | Heat Central Gas Boiler | Existing | Boiler - Controls | Boiler Reset Controls | No Boiler Control | 2024 | 2050 | 1 | per Home | 0 | 1 | 5 | WI Focus on Energy 2021TRM. 2021. Boiler Control, Outside Air Temperature Reset/Cutout Control measure. Page 130. | 28.9455 | 8% | calculated based on WI Focus on Energy 2019 TRM | 0 | calculated based on WI Focus on Energy 2019 TRM | 0 | Full | 0 | 0 | 0 | 820.2497 | 0 | 0 | 0 | Existing conditions, assuming no cost | 2022 Illinois Statewide Technical Reference Manual for Energy Efficiency Version 10.0 Volume 3: Residential Measures Boiler Reset Controls page 169. Referencing Nexant. Questar DSM Market Characterization Report. August 9, 2006. |  | 100% | 40% | 100% | 1 | 0 | 0 | No applicable non-energy benefitsIncludes PSE NEI data where applicable. | No applicable non-energy benefits | System | System
Pierce County | Manufactured | Heat Central Gas Boiler | Existing | Boiler - Controls | Boiler Reset Controls | No Boiler Control | 2024 | 2050 | 1 | per Home | 0 | 1 | 5 | WI Focus on Energy 2021TRM. 2021. Boiler Control, Outside Air Temperature Reset/Cutout Control measure. Page 130. | 46.697 | 8% | calculated based on WI Focus on Energy 2019 TRM | 0 | calculated based on WI Focus on Energy 2019 TRM | 0 | Full | 0 | 0 | 0 | 820.2497 | 0 | 0 | 0 | Existing conditions, assuming no cost | 2022 Illinois Statewide Technical Reference Manual for Energy Efficiency Version 10.0 Volume 3: Residential Measures Boiler Reset Controls page 169. Referencing Nexant. Questar DSM Market Characterization Report. August 9, 2006. |  | 100% | 40% | 100% | 1 | 0 | 0 | No applicable non-energy benefitsIncludes PSE NEI data where applicable. | No applicable non-energy benefits | System | System
Pierce County | Manufactured - Highly Impacted | Heat Central Gas Boiler | Existing | Boiler - Controls | Boiler Reset Controls | No Boiler Control | 2024 | 2050 | 1 | per Home | 0 | 1 | 5 | WI Focus on Energy 2021TRM. 2021. Boiler Control, Outside Air Temperature Reset/Cutout Control measure. Page 130. | 36.2035 | 8% | calculated based on WI Focus on Energy 2019 TRM | 0 | calculated based on WI Focus on Energy 2019 TRM | 0 | Full | 0 | 0 | 0 | 820.2497 | 0 | 0 | 0 | Existing conditions, assuming no cost | 2022 Illinois Statewide Technical Reference Manual for Energy Efficiency Version 10.0 Volume 3: Residential Measures Boiler Reset Controls page 169. Referencing Nexant. Questar DSM Market Characterization Report. August 9, 2006. |  | 100% | 40% | 100% | 1 | 0 | 0 | No applicable non-energy benefitsIncludes PSE NEI data where applicable. | No applicable non-energy benefits | System | System
Pierce County | Single Family | Heat Central Gas Boiler | Existing | Tune-up - Boiler | Boiler with Tune-up | Boiler with no Tune-up | 2024 | 2050 | 1 | per Home | 0 | 1 | 2 | WI Focus on Energy 2020 TRM. Boiler Tune-Up, Single Family. Page 845. | 10.3431 | 1.6% | WI Focus on Energy 2020 TRM. Boiler Tune-Up, Single Family. Page 845. | 0 | WI Focus on Energy 2020 TRM. Boiler Tune-Up, Single Family. Page 845. | 0 | Full | 0 | 0 | 0 | 158.5451 | 0 | 0 | 0 | Existing conditions, assuming no cost | Measure costs are labor costs |  | 100% | 34.32% | 100% | 1 | 0 | 0 | No applicable non-energy benefitsIncludes PSE NEI data where applicable. | No applicable non-energy benefits | System | System
Pierce County | Single Family - Highly Impacted | Heat Central Gas Boiler | Existing | Tune-up - Boiler | Boiler with Tune-up | Boiler with no Tune-up | 2024 | 2050 | 1 | per Home | 0 | 1 | 2 | WI Focus on Energy 2020 TRM. Boiler Tune-Up, Single Family. Page 845. | 7.4402 | 1.6% | WI Focus on Energy 2020 TRM. Boiler Tune-Up, Single Family. Page 845. | 0 | WI Focus on Energy 2020 TRM. Boiler Tune-Up, Single Family. Page 845. | 0 | Full | 0 | 0 | 0 | 158.5451 | 0 | 0 | 0 | Existing conditions, assuming no cost | Measure costs are labor costs |  | 100% | 39.77% | 100% | 1 | 0 | 0 | No applicable non-energy benefitsIncludes PSE NEI data where applicable. | No applicable non-energy benefits | System | System
Pierce County | Multifamily | Heat Central Gas Boiler | Existing | Tune-up - Boiler | Boiler with Tune-up | Boiler with no Tune-up | 2024 | 2050 | 1 | per Home | 0 | 1 | 2 | WI Focus on Energy 2020 TRM. Boiler Tune-Up, Single Family. Page 845. | 6.8207 | 1.6% | WI Focus on Energy 2020 TRM. Boiler Tune-Up, Single Family. Page 845. | 0 | WI Focus on Energy 2020 TRM. Boiler Tune-Up, Single Family. Page 845. | 0 | Full | 0 | 0 | 0 | 158.5451 | 0 | 0 | 0 | Existing conditions, assuming no cost | Measure costs are labor costs |  | 100% | 43.85% | 100% | 1 | 0 | 0 | No applicable non-energy benefitsIncludes PSE NEI data where applicable. | No applicable non-energy benefits | System | System
Pierce County | Multifamily - Highly Impacted | Heat Central Gas Boiler | Existing | Tune-up - Boiler | Boiler with Tune-up | Boiler with no Tune-up | 2024 | 2050 | 1 | per Home | 0 | 1 | 2 | WI Focus on Energy 2020 TRM. Boiler Tune-Up, Single Family. Page 845. | 5.7891 | 1.6% | WI Focus on Energy 2020 TRM. Boiler Tune-Up, Single Family. Page 845. | 0 | WI Focus on Energy 2020 TRM. Boiler Tune-Up, Single Family. Page 845. | 0 | Full | 0 | 0 | 0 | 158.5451 | 0 | 0 | 0 | Existing conditions, assuming no cost | Measure costs are labor costs |  | 100% | 59.38% | 100% | 1 | 0 | 0 | No applicable non-energy benefitsIncludes PSE NEI data where applicable. | No applicable non-energy benefits | System | System
Pierce County | Manufactured | Heat Central Gas Boiler | Existing | Tune-up - Boiler | Boiler with Tune-up | Boiler with no Tune-up | 2024 | 2050 | 1 | per Home | 0 | 1 | 2 | WI Focus on Energy 2020 TRM. Boiler Tune-Up, Single Family. Page 845. | 9.3394 | 1.6% | WI Focus on Energy 2020 TRM. Boiler Tune-Up, Single Family. Page 845. | 0 | WI Focus on Energy 2020 TRM. Boiler Tune-Up, Single Family. Page 845. | 0 | Full | 0 | 0 | 0 | 158.5451 | 0 | 0 | 0 | Existing conditions, assuming no cost | Measure costs are labor costs |  | 100% | 47.5% | 100% | 1 | 0 | 0 | No applicable non-energy benefitsIncludes PSE NEI data where applicable. | No applicable non-energy benefits | System | System
Pierce County | Manufactured - Highly Impacted | Heat Central Gas Boiler | Existing | Tune-up - Boiler | Boiler with Tune-up | Boiler with no Tune-up | 2024 | 2050 | 1 | per Home | 0 | 1 | 2 | WI Focus on Energy 2020 TRM. Boiler Tune-Up, Single Family. Page 845. | 7.2407 | 1.6% | WI Focus on Energy 2020 TRM. Boiler Tune-Up, Single Family. Page 845. | 0 | WI Focus on Energy 2020 TRM. Boiler Tune-Up, Single Family. Page 845. | 0 | Full | 0 | 0 | 0 | 158.5451 | 0 | 0 | 0 | Existing conditions, assuming no cost | Measure costs are labor costs |  | 100% | 47.5% | 100% | 1 | 0 | 0 | No applicable non-energy benefitsIncludes PSE NEI data where applicable. | No applicable non-energy benefits | System | System
Pierce County | Single Family | Heat Central Gas Furnace | Existing | Tune-up - Furnace (Gas) | Furnace with Tune-up | Furnace with no Tune-up | 2024 | 2050 | 1 | per Home | 0 | 1 | 2 | WI Focus on Energy 2020 TRM. Furnace Tune-Up, Single Family. Page 960. | 7.6277 | 1.6% | WI Focus on Energy 2020 TRM. Furnace Tune-Up, Single Family. Page 960. | 0 | WI Focus on Energy 2020 TRM. Furnace Tune-Up, Single Family. Page 960. | 0 | Full | 0 | 0 | 0 | 158.5451 | 0 | 0 | 0 | Existing conditions, assuming no cost | Measure costs are labor costs |  | 100% | 34.32% | 100% | 1 | 0 | 0 | No applicable non-energy benefitsIncludes PSE NEI data where applicable. | No applicable non-energy benefits | System | System
Pierce County | Single Family - Highly Impacted | Heat Central Gas Furnace | Existing | Tune-up - Furnace (Gas) | Furnace with Tune-up | Furnace with no Tune-up | 2024 | 2050 | 1 | per Home | 0 | 1 | 2 | WI Focus on Energy 2020 TRM. Furnace Tune-Up, Single Family. Page 960. | 5.4869 | 1.6% | WI Focus on Energy 2020 TRM. Furnace Tune-Up, Single Family. Page 960. | 0 | WI Focus on Energy 2020 TRM. Furnace Tune-Up, Single Family. Page 960. | 0 | Full | 0 | 0 | 0 | 158.5451 | 0 | 0 | 0 | Existing conditions, assuming no cost | Measure costs are labor costs |  | 100% | 39.77% | 100% | 1 | 0 | 0 | No applicable non-energy benefitsIncludes PSE NEI data where applicable. | No applicable non-energy benefits | System | System
Pierce County | Multifamily | Heat Central Gas Furnace | Existing | Tune-up - Furnace (Gas) | Furnace with Tune-up | Furnace with no Tune-up | 2024 | 2050 | 1 | per Home | 0 | 1 | 2 | WI Focus on Energy 2020 TRM. Furnace Tune-Up, Single Family. Page 960. | 5.03 | 1.6% | WI Focus on Energy 2020 TRM. Furnace Tune-Up, Single Family. Page 960. | 0 | WI Focus on Energy 2020 TRM. Furnace Tune-Up, Single Family. Page 960. | 0 | Full | 0 | 0 | 0 | 158.5451 | 0 | 0 | 0 | Existing conditions, assuming no cost | Measure costs are labor costs |  | 100% | 43.85% | 100% | 1 | 0 | 0 | No applicable non-energy benefitsIncludes PSE NEI data where applicable. | No applicable non-energy benefits | System | System
Pierce County | Multifamily - Highly Impacted | Heat Central Gas Furnace | Existing | Tune-up - Furnace (Gas) | Furnace with Tune-up | Furnace with no Tune-up | 2024 | 2050 | 1 | per Home | 0 | 1 | 2 | WI Focus on Energy 2020 TRM. Furnace Tune-Up, Single Family. Page 960. | 4.2692 | 1.6% | WI Focus on Energy 2020 TRM. Furnace Tune-Up, Single Family. Page 960. | 0 | WI Focus on Energy 2020 TRM. Furnace Tune-Up, Single Family. Page 960. | 0 | Full | 0 | 0 | 0 | 158.5451 | 0 | 0 | 0 | Existing conditions, assuming no cost | Measure costs are labor costs |  | 100% | 59.38% | 100% | 1 | 0 | 0 | No applicable non-energy benefitsIncludes PSE NEI data where applicable. | No applicable non-energy benefits | System | System
Pierce County | Manufactured | Heat Central Gas Furnace | Existing | Tune-up - Furnace (Gas) | Furnace with Tune-up | Furnace with no Tune-up | 2024 | 2050 | 1 | per Home | 0 | 1 | 2 | WI Focus on Energy 2020 TRM. Furnace Tune-Up, Single Family. Page 960. | 6.8875 | 1.6% | WI Focus on Energy 2020 TRM. Furnace Tune-Up, Single Family. Page 960. | 0 | WI Focus on Energy 2020 TRM. Furnace Tune-Up, Single Family. Page 960. | 0 | Full | 0 | 0 | 0 | 158.5451 | 0 | 0 | 0 | Existing conditions, assuming no cost | Measure costs are labor costs |  | 100% | 47.5% | 100% | 1 | 0 | 0 | No applicable non-energy benefitsIncludes PSE NEI data where applicable. | No applicable non-energy benefits | System | System
Pierce County | Manufactured - Highly Impacted | Heat Central Gas Furnace | Existing | Tune-up - Furnace (Gas) | Furnace with Tune-up | Furnace with no Tune-up | 2024 | 2050 | 1 | per Home | 0 | 1 | 2 | WI Focus on Energy 2020 TRM. Furnace Tune-Up, Single Family. Page 960. | 5.3397 | 1.6% | WI Focus on Energy 2020 TRM. Furnace Tune-Up, Single Family. Page 960. | 0 | WI Focus on Energy 2020 TRM. Furnace Tune-Up, Single Family. Page 960. | 0 | Full | 0 | 0 | 0 | 158.5451 | 0 | 0 | 0 | Existing conditions, assuming no cost | Measure costs are labor costs |  | 100% | 47.5% | 100% | 1 | 0 | 0 | No applicable non-energy benefitsIncludes PSE NEI data where applicable. | No applicable non-energy benefits | System | System
Pierce County | Single Family | Water Heat LE 55 Gal | Existing | Water Heater Tank Wrap | Add R-10 Tank Wrap | No Tank Wrap | 2024 | 2050 | 1 | per Home | 0 | 1 | 7 | IA TRM Version 6 | 4.1018 | 2.267% | IA TRM Version 6: Residential Water Heater Wrap; RTFStandardInformationWorkbook_v4_5 | 0 | IA TRM Version 6: Residential Water Heater Wrap; RTFStandardInformationWorkbook_v4_5 | 0 | Full | 0 | 0 | 0 | 59.2054 | 0 | 0 | 0 | IA TRM Version 6: Residential Water Heater Wrap | IA TRM Version 6: Residential Water Heater Wrap |  | 100% | 49.89% | 100% | 1 | 0 | 0 | No applicable non-energy benefitsIncludes PSE NEI data where applicable. | No applicable non-energy benefits | System | System
Pierce County | Single Family | Water Heat LE 55 Gal | New | Water Heater Tank Wrap | Add R-10 Tank Wrap | No Tank Wrap | 2024 | 2050 | 1 | per Home | 0 | 1 | 7 | IA TRM Version 6 | 4.1018 | 2.351% | IA TRM Version 6: Residential Water Heater Wrap; RTFStandardInformationWorkbook_v4_5 | 0 | IA TRM Version 6: Residential Water Heater Wrap; RTFStandardInformationWorkbook_v4_5 | 0 | Full | 0 | 0 | 0 | 59.2054 | 0 | 0 | 0 | IA TRM Version 6: Residential Water Heater Wrap | IA TRM Version 6: Residential Water Heater Wrap |  | 100% | 49.89% | 100% | 1 | 0 | 0 | No applicable non-energy benefitsIncludes PSE NEI data where applicable. | No applicable non-energy benefits | System | System
Pierce County | Single Family | Water Heat GT 55 Gal | Existing | Water Heater Tank Wrap | Add R-10 Tank Wrap | No Tank Wrap | 2024 | 2050 | 1 | per Home | 0 | 1 | 7 | IA TRM Version 6 | 4.2268 | 2.751% | IA TRM Version 6: Residential Water Heater Wrap; RTFStandardInformationWorkbook_v4_5 | 0 | IA TRM Version 6: Residential Water Heater Wrap; RTFStandardInformationWorkbook_v4_5 | 0 | Full | 0 | 0 | 0 | 59.2054 | 0 | 0 | 0 | IA TRM Version 6: Residential Water Heater Wrap | IA TRM Version 6: Residential Water Heater Wrap |  | 100% | 49.89% | 100% | 1 | 0 | 0 | No applicable non-energy benefitsIncludes PSE NEI data where applicable. | No applicable non-energy benefits | System | System
Pierce County | Single Family | Water Heat GT 55 Gal | New | Water Heater Tank Wrap | Add R-10 Tank Wrap | No Tank Wrap | 2024 | 2050 | 1 | per Home | 0 | 1 | 7 | IA TRM Version 6 | 4.2268 | 2.751% | IA TRM Version 6: Residential Water Heater Wrap; RTFStandardInformationWorkbook_v4_5 | 0 | IA TRM Version 6: Residential Water Heater Wrap; RTFStandardInformationWorkbook_v4_5 | 0 | Full | 0 | 0 | 0 | 59.2054 | 0 | 0 | 0 | IA TRM Version 6: Residential Water Heater Wrap | IA TRM Version 6: Residential Water Heater Wrap |  | 100% | 49.89% | 100% | 1 | 0 | 0 | No applicable non-energy benefitsIncludes PSE NEI data where applicable. | No applicable non-energy benefits | System | System
Pierce County | Single Family - Highly Impacted | Water Heat LE 55 Gal | Existing | Water Heater Tank Wrap | Add R-10 Tank Wrap | No Tank Wrap | 2024 | 2050 | 1 | per Home | 0 | 1 | 7 | IA TRM Version 6 | 4.1018 | 2.595% | IA TRM Version 6: Residential Water Heater Wrap; RTFStandardInformationWorkbook_v4_5 | 0 | IA TRM Version 6: Residential Water Heater Wrap; RTFStandardInformationWorkbook_v4_5 | 0 | Full | 0 | 0 | 0 | 59.2054 | 0 | 0 | 0 | IA TRM Version 6: Residential Water Heater Wrap | IA TRM Version 6: Residential Water Heater Wrap |  | 100% | 53.72% | 100% | 1 | 0 | 0 | No applicable non-energy benefitsIncludes PSE NEI data where applicable. | No applicable non-energy benefits | System | System
Pierce County | Single Family - Highly Impacted | Water Heat LE 55 Gal | New | Water Heater Tank Wrap | Add R-10 Tank Wrap | No Tank Wrap | 2024 | 2050 | 1 | per Home | 0 | 1 | 7 | IA TRM Version 6 | 4.1018 | 2.692% | IA TRM Version 6: Residential Water Heater Wrap; RTFStandardInformationWorkbook_v4_5 | 0 | IA TRM Version 6: Residential Water Heater Wrap; RTFStandardInformationWorkbook_v4_5 | 0 | Full | 0 | 0 | 0 | 59.2054 | 0 | 0 | 0 | IA TRM Version 6: Residential Water Heater Wrap | IA TRM Version 6: Residential Water Heater Wrap |  | 100% | 53.72% | 100% | 1 | 0 | 0 | No applicable non-energy benefitsIncludes PSE NEI data where applicable. | No applicable non-energy benefits | System | System
Pierce County | Single Family - Highly Impacted | Water Heat GT 55 Gal | Existing | Water Heater Tank Wrap | Add R-10 Tank Wrap | No Tank Wrap | 2024 | 2050 | 1 | per Home | 0 | 1 | 7 | IA TRM Version 6 | 4.2268 | 3.149% | IA TRM Version 6: Residential Water Heater Wrap; RTFStandardInformationWorkbook_v4_5 | 0 | IA TRM Version 6: Residential Water Heater Wrap; RTFStandardInformationWorkbook_v4_5 | 0 | Full | 0 | 0 | 0 | 59.2054 | 0 | 0 | 0 | IA TRM Version 6: Residential Water Heater Wrap | IA TRM Version 6: Residential Water Heater Wrap |  | 100% | 53.72% | 100% | 1 | 0 | 0 | No applicable non-energy benefitsIncludes PSE NEI data where applicable. | No applicable non-energy benefits | System | System
Pierce County | Single Family - Highly Impacted | Water Heat GT 55 Gal | New | Water Heater Tank Wrap | Add R-10 Tank Wrap | No Tank Wrap | 2024 | 2050 | 1 | per Home | 0 | 1 | 7 | IA TRM Version 6 | 4.2268 | 3.149% | IA TRM Version 6: Residential Water Heater Wrap; RTFStandardInformationWorkbook_v4_5 | 0 | IA TRM Version 6: Residential Water Heater Wrap; RTFStandardInformationWorkbook_v4_5 | 0 | Full | 0 | 0 | 0 | 59.2054 | 0 | 0 | 0 | IA TRM Version 6: Residential Water Heater Wrap | IA TRM Version 6: Residential Water Heater Wrap |  | 100% | 53.72% | 100% | 1 | 0 | 0 | No applicable non-energy benefitsIncludes PSE NEI data where applicable. | No applicable non-energy benefits | System | System
Pierce County | Multifamily | Water Heat LE 55 Gal | Existing | Water Heater Tank Wrap | Add R-10 Tank Wrap | No Tank Wrap | 2024 | 2050 | 1 | per Home | 0 | 1 | 7 | IA TRM Version 6 | 4.1018 | 3.192% | IA TRM Version 6: Residential Water Heater Wrap; RTFStandardInformationWorkbook_v4_5 | 0 | IA TRM Version 6: Residential Water Heater Wrap; RTFStandardInformationWorkbook_v4_5 | 0 | Full | 0 | 0 | 0 | 59.2054 | 0 | 0 | 0 | IA TRM Version 6: Residential Water Heater Wrap | IA TRM Version 6: Residential Water Heater Wrap |  | 100% | 48.72% | 100% | 1 | 0 | 0 | No applicable non-energy benefitsIncludes PSE NEI data where applicable. | No applicable non-energy benefits | System | System
Pierce County | Multifamily | Water Heat LE 55 Gal | New | Water Heater Tank Wrap | Add R-10 Tank Wrap | No Tank Wrap | 2024 | 2050 | 1 | per Home | 0 | 1 | 7 | IA TRM Version 6 | 4.1018 | 3.311% | IA TRM Version 6: Residential Water Heater Wrap; RTFStandardInformationWorkbook_v4_5 | 0 | IA TRM Version 6: Residential Water Heater Wrap; RTFStandardInformationWorkbook_v4_5 | 0 | Full | 0 | 0 | 0 | 59.2054 | 0 | 0 | 0 | IA TRM Version 6: Residential Water Heater Wrap | IA TRM Version 6: Residential Water Heater Wrap |  | 100% | 48.72% | 100% | 1 | 0 | 0 | No applicable non-energy benefitsIncludes PSE NEI data where applicable. | No applicable non-energy benefits | System | System
Pierce County | Multifamily | Water Heat GT 55 Gal | Existing | Water Heater Tank Wrap | Add R-10 Tank Wrap | No Tank Wrap | 2024 | 2050 | 1 | per Home | 0 | 1 | 7 | IA TRM Version 6 | 4.2268 | 3.874% | IA TRM Version 6: Residential Water Heater Wrap; RTFStandardInformationWorkbook_v4_5 | 0 | IA TRM Version 6: Residential Water Heater Wrap; RTFStandardInformationWorkbook_v4_5 | 0 | Full | 0 | 0 | 0 | 59.2054 | 0 | 0 | 0 | IA TRM Version 6: Residential Water Heater Wrap | IA TRM Version 6: Residential Water Heater Wrap |  | 100% | 48.72% | 100% | 1 | 0 | 0 | No applicable non-energy benefitsIncludes PSE NEI data where applicable. | No applicable non-energy benefits | System | System
Pierce County | Multifamily | Water Heat GT 55 Gal | New | Water Heater Tank Wrap | Add R-10 Tank Wrap | No Tank Wrap | 2024 | 2050 | 1 | per Home | 0 | 1 | 7 | IA TRM Version 6 | 4.2268 | 3.874% | IA TRM Version 6: Residential Water Heater Wrap; RTFStandardInformationWorkbook_v4_5 | 0 | IA TRM Version 6: Residential Water Heater Wrap; RTFStandardInformationWorkbook_v4_5 | 0 | Full | 0 | 0 | 0 | 59.2054 | 0 | 0 | 0 | IA TRM Version 6: Residential Water Heater Wrap | IA TRM Version 6: Residential Water Heater Wrap |  | 100% | 48.72% | 100% | 1 | 0 | 0 | No applicable non-energy benefitsIncludes PSE NEI data where applicable. | No applicable non-energy benefits | System | System
Pierce County | Multifamily - Highly Impacted | Water Heat LE 55 Gal | Existing | Water Heater Tank Wrap | Add R-10 Tank Wrap | No Tank Wrap | 2024 | 2050 | 1 | per Home | 0 | 1 | 7 | IA TRM Version 6 | 4.1018 | 2.835% | IA TRM Version 6: Residential Water Heater Wrap; RTFStandardInformationWorkbook_v4_5 | 0 | IA TRM Version 6: Residential Water Heater Wrap; RTFStandardInformationWorkbook_v4_5 | 0 | Full | 0 | 0 | 0 | 59.2054 | 0 | 0 | 0 | IA TRM Version 6: Residential Water Heater Wrap | IA TRM Version 6: Residential Water Heater Wrap |  | 100% | 23.75% | 100% | 1 | 0 | 0 | No applicable non-energy benefitsIncludes PSE NEI data where applicable. | No applicable non-energy benefits | System | System
Pierce County | Multifamily - Highly Impacted | Water Heat LE 55 Gal | New | Water Heater Tank Wrap | Add R-10 Tank Wrap | No Tank Wrap | 2024 | 2050 | 1 | per Home | 0 | 1 | 7 | IA TRM Version 6 | 4.1018 | 2.941% | IA TRM Version 6: Residential Water Heater Wrap; RTFStandardInformationWorkbook_v4_5 | 0 | IA TRM Version 6: Residential Water Heater Wrap; RTFStandardInformationWorkbook_v4_5 | 0 | Full | 0 | 0 | 0 | 59.2054 | 0 | 0 | 0 | IA TRM Version 6: Residential Water Heater Wrap | IA TRM Version 6: Residential Water Heater Wrap |  | 100% | 23.75% | 100% | 1 | 0 | 0 | No applicable non-energy benefitsIncludes PSE NEI data where applicable. | No applicable non-energy benefits | System | System
Pierce County | Multifamily - Highly Impacted | Water Heat GT 55 Gal | Existing | Water Heater Tank Wrap | Add R-10 Tank Wrap | No Tank Wrap | 2024 | 2050 | 1 | per Home | 0 | 1 | 7 | IA TRM Version 6 | 4.2268 | 3.441% | IA TRM Version 6: Residential Water Heater Wrap; RTFStandardInformationWorkbook_v4_5 | 0 | IA TRM Version 6: Residential Water Heater Wrap; RTFStandardInformationWorkbook_v4_5 | 0 | Full | 0 | 0 | 0 | 59.2054 | 0 | 0 | 0 | IA TRM Version 6: Residential Water Heater Wrap | IA TRM Version 6: Residential Water Heater Wrap |  | 100% | 23.75% | 100% | 1 | 0 | 0 | No applicable non-energy benefitsIncludes PSE NEI data where applicable. | No applicable non-energy benefits | System | System
Pierce County | Multifamily - Highly Impacted | Water Heat GT 55 Gal | New | Water Heater Tank Wrap | Add R-10 Tank Wrap | No Tank Wrap | 2024 | 2050 | 1 | per Home | 0 | 1 | 7 | IA TRM Version 6 | 4.2268 | 3.441% | IA TRM Version 6: Residential Water Heater Wrap; RTFStandardInformationWorkbook_v4_5 | 0 | IA TRM Version 6: Residential Water Heater Wrap; RTFStandardInformationWorkbook_v4_5 | 0 | Full | 0 | 0 | 0 | 59.2054 | 0 | 0 | 0 | IA TRM Version 6: Residential Water Heater Wrap | IA TRM Version 6: Residential Water Heater Wrap |  | 100% | 23.75% | 100% | 1 | 0 | 0 | No applicable non-energy benefitsIncludes PSE NEI data where applicable. | No applicable non-energy benefits | System | System
Pierce County | Manufactured | Water Heat LE 55 Gal | Existing | Water Heater Tank Wrap | Add R-10 Tank Wrap | No Tank Wrap | 2024 | 2050 | 1 | per Home | 0 | 1 | 7 | IA TRM Version 6 | 4.1018 | 2.557% | IA TRM Version 6: Residential Water Heater Wrap; RTFStandardInformationWorkbook_v4_5 | 0 | IA TRM Version 6: Residential Water Heater Wrap; RTFStandardInformationWorkbook_v4_5 | 0 | Full | 0 | 0 | 0 | 59.2054 | 0 | 0 | 0 | IA TRM Version 6: Residential Water Heater Wrap | IA TRM Version 6: Residential Water Heater Wrap |  | 100% | 44.71% | 100% | 1 | 0 | 0 | No applicable non-energy benefitsIncludes PSE NEI data where applicable. | No applicable non-energy benefits | System | System
Pierce County | Manufactured | Water Heat LE 55 Gal | New | Water Heater Tank Wrap | Add R-10 Tank Wrap | No Tank Wrap | 2024 | 2050 | 1 | per Home | 0 | 1 | 7 | IA TRM Version 6 | 4.1018 | 2.653% | IA TRM Version 6: Residential Water Heater Wrap; RTFStandardInformationWorkbook_v4_5 | 0 | IA TRM Version 6: Residential Water Heater Wrap; RTFStandardInformationWorkbook_v4_5 | 0 | Full | 0 | 0 | 0 | 59.2054 | 0 | 0 | 0 | IA TRM Version 6: Residential Water Heater Wrap | IA TRM Version 6: Residential Water Heater Wrap |  | 100% | 44.71% | 100% | 1 | 0 | 0 | No applicable non-energy benefitsIncludes PSE NEI data where applicable. | No applicable non-energy benefits | System | System
Pierce County | Manufactured | Water Heat GT 55 Gal | Existing | Water Heater Tank Wrap | Add R-10 Tank Wrap | No Tank Wrap | 2024 | 2050 | 1 | per Home | 0 | 1 | 7 | IA TRM Version 6 | 4.2268 | 3.104% | IA TRM Version 6: Residential Water Heater Wrap; RTFStandardInformationWorkbook_v4_5 | 0 | IA TRM Version 6: Residential Water Heater Wrap; RTFStandardInformationWorkbook_v4_5 | 0 | Full | 0 | 0 | 0 | 59.2054 | 0 | 0 | 0 | IA TRM Version 6: Residential Water Heater Wrap | IA TRM Version 6: Residential Water Heater Wrap |  | 100% | 44.71% | 100% | 1 | 0 | 0 | No applicable non-energy benefitsIncludes PSE NEI data where applicable. | No applicable non-energy benefits | System | System
Pierce County | Manufactured | Water Heat GT 55 Gal | New | Water Heater Tank Wrap | Add R-10 Tank Wrap | No Tank Wrap | 2024 | 2050 | 1 | per Home | 0 | 1 | 7 | IA TRM Version 6 | 4.2268 | 3.104% | IA TRM Version 6: Residential Water Heater Wrap; RTFStandardInformationWorkbook_v4_5 | 0 | IA TRM Version 6: Residential Water Heater Wrap; RTFStandardInformationWorkbook_v4_5 | 0 | Full | 0 | 0 | 0 | 59.2054 | 0 | 0 | 0 | IA TRM Version 6: Residential Water Heater Wrap | IA TRM Version 6: Residential Water Heater Wrap |  | 100% | 44.71% | 100% | 1 | 0 | 0 | No applicable non-energy benefitsIncludes PSE NEI data where applicable. | No applicable non-energy benefits | System | System
Pierce County | Manufactured - Highly Impacted | Water Heat LE 55 Gal | Existing | Water Heater Tank Wrap | Add R-10 Tank Wrap | No Tank Wrap | 2024 | 2050 | 1 | per Home | 0 | 1 | 7 | IA TRM Version 6 | 4.1018 | 2.999% | IA TRM Version 6: Residential Water Heater Wrap; RTFStandardInformationWorkbook_v4_5 | 0 | IA TRM Version 6: Residential Water Heater Wrap; RTFStandardInformationWorkbook_v4_5 | 0 | Full | 0 | 0 | 0 | 59.2054 | 0 | 0 | 0 | IA TRM Version 6: Residential Water Heater Wrap | IA TRM Version 6: Residential Water Heater Wrap |  | 100% | 44.71% | 100% | 1 | 0 | 0 | No applicable non-energy benefitsIncludes PSE NEI data where applicable. | No applicable non-energy benefits | System | System
Pierce County | Manufactured - Highly Impacted | Water Heat LE 55 Gal | New | Water Heater Tank Wrap | Add R-10 Tank Wrap | No Tank Wrap | 2024 | 2050 | 1 | per Home | 0 | 1 | 7 | IA TRM Version 6 | 4.1018 | 3.111% | IA TRM Version 6: Residential Water Heater Wrap; RTFStandardInformationWorkbook_v4_5 | 0 | IA TRM Version 6: Residential Water Heater Wrap; RTFStandardInformationWorkbook_v4_5 | 0 | Full | 0 | 0 | 0 | 59.2054 | 0 | 0 | 0 | IA TRM Version 6: Residential Water Heater Wrap | IA TRM Version 6: Residential Water Heater Wrap |  | 100% | 44.71% | 100% | 1 | 0 | 0 | No applicable non-energy benefitsIncludes PSE NEI data where applicable. | No applicable non-energy benefits | System | System
Pierce County | Manufactured - Highly Impacted | Water Heat GT 55 Gal | Existing | Water Heater Tank Wrap | Add R-10 Tank Wrap | No Tank Wrap | 2024 | 2050 | 1 | per Home | 0 | 1 | 7 | IA TRM Version 6 | 4.2268 | 3.64% | IA TRM Version 6: Residential Water Heater Wrap; RTFStandardInformationWorkbook_v4_5 | 0 | IA TRM Version 6: Residential Water Heater Wrap; RTFStandardInformationWorkbook_v4_5 | 0 | Full | 0 | 0 | 0 | 59.2054 | 0 | 0 | 0 | IA TRM Version 6: Residential Water Heater Wrap | IA TRM Version 6: Residential Water Heater Wrap |  | 100% | 44.71% | 100% | 1 | 0 | 0 | No applicable non-energy benefitsIncludes PSE NEI data where applicable. | No applicable non-energy benefits | System | System
Pierce County | Manufactured - Highly Impacted | Water Heat GT 55 Gal | New | Water Heater Tank Wrap | Add R-10 Tank Wrap | No Tank Wrap | 2024 | 2050 | 1 | per Home | 0 | 1 | 7 | IA TRM Version 6 | 4.2268 | 3.64% | IA TRM Version 6: Residential Water Heater Wrap; RTFStandardInformationWorkbook_v4_5 | 0 | IA TRM Version 6: Residential Water Heater Wrap; RTFStandardInformationWorkbook_v4_5 | 0 | Full | 0 | 0 | 0 | 59.2054 | 0 | 0 | 0 | IA TRM Version 6: Residential Water Heater Wrap | IA TRM Version 6: Residential Water Heater Wrap |  | 100% | 44.71% | 100% | 1 | 0 | 0 | No applicable non-energy benefitsIncludes PSE NEI data where applicable. | No applicable non-energy benefits | System | System
Pierce County | Single Family | Heat Central Gas Boiler | Existing | Door Air Sealing - Door Sweeps and Weather Stripping | Add Door Sweeps and Weather Stripping | No Door Sweeps and Weather Stripping | 2024 | 2050 | 2.111 | per Home | 0 | 1 | 5 | ResDoorSweep_v1_1 (assuming same EUL for weatherstrip; engineering judgement) | 16.3744 | 2.533% | RTF ResDoorSweep_v1_1; PA TRM 2021 | 8.5555 | RTF ResDoorSweep_v1_1; PA TRM 2021 | 0 | Full | 0 | 0 | 0 | 84.0202 | 0 | 0 | 0 | ResDoorSweep_v1_1; RSMeans online | ResDoorSweep_v1_1; RSMeans online |  | 100% | 51.88% | 15% | 1 | 0 | 0.77169 | No applicable non-energy benefitsIncludes PSE NEI data where applicable. | No applicable non-energy benefits | System | System
Pierce County | Single Family | Heat Central Gas Furnace | Existing | Door Air Sealing - Door Sweeps and Weather Stripping | Add Door Sweeps and Weather Stripping | No Door Sweeps and Weather Stripping | 2024 | 2050 | 2.111 | per Home | 0 | 1 | 5 | ResDoorSweep_v1_1 (assuming same EUL for weatherstrip; engineering judgement) | 17.1931 | 3.606% | RTF ResDoorSweep_v1_1; PA TRM 2021 | 23.9595 | RTF ResDoorSweep_v1_1; PA TRM 2021 | 0 | Full | 0 | 0 | 0 | 84.0202 | 0 | 0 | 0 | ResDoorSweep_v1_1; RSMeans online | ResDoorSweep_v1_1; RSMeans online |  | 100% | 51.88% | 15% | 1 | 0 | 0.81027 | No applicable non-energy benefitsIncludes PSE NEI data where applicable. | No applicable non-energy benefits | System | System
Pierce County | Single Family | Heat Room Gas | Existing | Door Air Sealing - Door Sweeps and Weather Stripping | Add Door Sweeps and Weather Stripping | No Door Sweeps and Weather Stripping | 2024 | 2050 | 2.111 | per Home | 0 | 1 | 5 | ResDoorSweep_v1_1 (assuming same EUL for weatherstrip; engineering judgement) | 18.3393 | 3.75% | RTF ResDoorSweep_v1_1; PA TRM 2021 | 8.1878 | RTF ResDoorSweep_v1_1; PA TRM 2021 | 0 | Full | 0 | 0 | 0 | 84.0202 | 0 | 0 | 0 | ResDoorSweep_v1_1; RSMeans online | ResDoorSweep_v1_1; RSMeans online |  | 100% | 51.88% | 15% | 1 | 0 | 0.86429 | No applicable non-energy benefitsIncludes PSE NEI data where applicable. | No applicable non-energy benefits | System | System
Pierce County | Single Family - Highly Impacted | Heat Central Gas Boiler | Existing | Door Air Sealing - Door Sweeps and Weather Stripping | Add Door Sweeps and Weather Stripping | No Door Sweeps and Weather Stripping | 2024 | 2050 | 1.5185 | per Home | 0 | 1 | 5 | ResDoorSweep_v1_1 (assuming same EUL for weatherstrip; engineering judgement) | 11.7787 | 2.533% | RTF ResDoorSweep_v1_1; PA TRM 2021 | 6.1543 | RTF ResDoorSweep_v1_1; PA TRM 2021 | 0 | Full | 0 | 0 | 0 | 60.4387 | 0 | 0 | 0 | ResDoorSweep_v1_1; RSMeans online | ResDoorSweep_v1_1; RSMeans online |  | 100% | 51.88% | 15% | 1 | 0 | 0.77169 | No applicable non-energy benefitsIncludes PSE NEI data where applicable. | No applicable non-energy benefits | System | System
Pierce County | Single Family - Highly Impacted | Heat Central Gas Furnace | Existing | Door Air Sealing - Door Sweeps and Weather Stripping | Add Door Sweeps and Weather Stripping | No Door Sweeps and Weather Stripping | 2024 | 2050 | 1.5185 | per Home | 0 | 1 | 5 | ResDoorSweep_v1_1 (assuming same EUL for weatherstrip; engineering judgement) | 12.3676 | 3.606% | RTF ResDoorSweep_v1_1; PA TRM 2021 | 11.3557 | RTF ResDoorSweep_v1_1; PA TRM 2021 | 0 | Full | 0 | 0 | 0 | 60.4387 | 0 | 0 | 0 | ResDoorSweep_v1_1; RSMeans online | ResDoorSweep_v1_1; RSMeans online |  | 100% | 51.88% | 15% | 1 | 0 | 0.81027 | No applicable non-energy benefitsIncludes PSE NEI data where applicable. | No applicable non-energy benefits | System | System
Pierce County | Single Family - Highly Impacted | Heat Room Gas | Existing | Door Air Sealing - Door Sweeps and Weather Stripping | Add Door Sweeps and Weather Stripping | No Door Sweeps and Weather Stripping | 2024 | 2050 | 1.5185 | per Home | 0 | 1 | 5 | ResDoorSweep_v1_1 (assuming same EUL for weatherstrip; engineering judgement) | 13.1921 | 3.75% | RTF ResDoorSweep_v1_1; PA TRM 2021 | 2.3961 | RTF ResDoorSweep_v1_1; PA TRM 2021 | 0 | Full | 0 | 0 | 0 | 60.4387 | 0 | 0 | 0 | ResDoorSweep_v1_1; RSMeans online | ResDoorSweep_v1_1; RSMeans online |  | 100% | 51.88% | 15% | 1 | 0 | 0.86429 | No applicable non-energy benefitsIncludes PSE NEI data where applicable. | No applicable non-energy benefits | System | System
Pierce County | Multifamily | Heat Central Gas Boiler | Existing | Door Air Sealing - Door Sweeps and Weather Stripping | Add Door Sweeps and Weather Stripping | No Door Sweeps and Weather Stripping | 2024 | 2050 | 0.93215 | per Home | 0 | 1 | 5 | ResDoorSweep_v1_1 (assuming same EUL for weatherstrip; engineering judgement) | 7.2305 | 1.696% | RTF ResDoorSweep_v1_1; PA TRM 2021 | 1.7127 | RTF ResDoorSweep_v1_1; PA TRM 2021 | 0 | Full | 0 | 0 | 0 | 37.101 | 0 | 0 | 0 | ResDoorSweep_v1_1; RSMeans online | ResDoorSweep_v1_1; RSMeans online |  | 100% | 25.94% | 15% | 1 | 0 | 0.77169 | No applicable non-energy benefitsIncludes PSE NEI data where applicable. | No applicable non-energy benefits | System | System
Pierce County | Multifamily | Heat Central Gas Furnace | Existing | Door Air Sealing - Door Sweeps and Weather Stripping | Add Door Sweeps and Weather Stripping | No Door Sweeps and Weather Stripping | 2024 | 2050 | 0.93215 | per Home | 0 | 1 | 5 | ResDoorSweep_v1_1 (assuming same EUL for weatherstrip; engineering judgement) | 7.592 | 2.415% | RTF ResDoorSweep_v1_1; PA TRM 2021 | 13.7895 | RTF ResDoorSweep_v1_1; PA TRM 2021 | 0 | Full | 0 | 0 | 0 | 37.101 | 0 | 0 | 0 | ResDoorSweep_v1_1; RSMeans online | ResDoorSweep_v1_1; RSMeans online |  | 100% | 25.94% | 15% | 1 | 0 | 0.81027 | No applicable non-energy benefitsIncludes PSE NEI data where applicable. | No applicable non-energy benefits | System | System
Pierce County | Multifamily | Heat Room Gas | Existing | Door Air Sealing - Door Sweeps and Weather Stripping | Add Door Sweeps and Weather Stripping | No Door Sweeps and Weather Stripping | 2024 | 2050 | 0.93215 | per Home | 0 | 1 | 5 | ResDoorSweep_v1_1 (assuming same EUL for weatherstrip; engineering judgement) | 8.0981 | 2.511% | RTF ResDoorSweep_v1_1; PA TRM 2021 | 4.0309 | RTF ResDoorSweep_v1_1; PA TRM 2021 | 0 | Full | 0 | 0 | 0 | 37.101 | 0 | 0 | 0 | ResDoorSweep_v1_1; RSMeans online | ResDoorSweep_v1_1; RSMeans online |  | 100% | 25.94% | 15% | 1 | 0 | 0.86429 | No applicable non-energy benefitsIncludes PSE NEI data where applicable. | No applicable non-energy benefits | System | System
Pierce County | Multifamily - Highly Impacted | Heat Central Gas Boiler | Existing | Door Air Sealing - Door Sweeps and Weather Stripping | Add Door Sweeps and Weather Stripping | No Door Sweeps and Weather Stripping | 2024 | 2050 | 0.79116 | per Home | 0 | 1 | 5 | ResDoorSweep_v1_1 (assuming same EUL for weatherstrip; engineering judgement) | 6.1369 | 1.696% | RTF ResDoorSweep_v1_1; PA TRM 2021 | 1.7152 | RTF ResDoorSweep_v1_1; PA TRM 2021 | 0 | Full | 0 | 0 | 0 | 31.4896 | 0 | 0 | 0 | ResDoorSweep_v1_1; RSMeans online | ResDoorSweep_v1_1; RSMeans online |  | 100% | 25.94% | 15% | 1 | 0 | 0.77169 | No applicable non-energy benefitsIncludes PSE NEI data where applicable. | No applicable non-energy benefits | System | System
Pierce County | Multifamily - Highly Impacted | Heat Central Gas Furnace | Existing | Door Air Sealing - Door Sweeps and Weather Stripping | Add Door Sweeps and Weather Stripping | No Door Sweeps and Weather Stripping | 2024 | 2050 | 0.79116 | per Home | 0 | 1 | 5 | ResDoorSweep_v1_1 (assuming same EUL for weatherstrip; engineering judgement) | 6.4437 | 2.415% | RTF ResDoorSweep_v1_1; PA TRM 2021 | 4.3224 | RTF ResDoorSweep_v1_1; PA TRM 2021 | 0 | Full | 0 | 0 | 0 | 31.4896 | 0 | 0 | 0 | ResDoorSweep_v1_1; RSMeans online | ResDoorSweep_v1_1; RSMeans online |  | 100% | 25.94% | 15% | 1 | 0 | 0.81027 | No applicable non-energy benefitsIncludes PSE NEI data where applicable. | No applicable non-energy benefits | System | System
Pierce County | Multifamily - Highly Impacted | Heat Room Gas | Existing | Door Air Sealing - Door Sweeps and Weather Stripping | Add Door Sweeps and Weather Stripping | No Door Sweeps and Weather Stripping | 2024 | 2050 | 0.79116 | per Home | 0 | 1 | 5 | ResDoorSweep_v1_1 (assuming same EUL for weatherstrip; engineering judgement) | 6.8733 | 2.511% | RTF ResDoorSweep_v1_1; PA TRM 2021 | 0.85761 | RTF ResDoorSweep_v1_1; PA TRM 2021 | 0 | Full | 0 | 0 | 0 | 31.4896 | 0 | 0 | 0 | ResDoorSweep_v1_1; RSMeans online | ResDoorSweep_v1_1; RSMeans online |  | 100% | 25.94% | 15% | 1 | 0 | 0.86429 | No applicable non-energy benefitsIncludes PSE NEI data where applicable. | No applicable non-energy benefits | System | System
Pierce County | Manufactured | Heat Central Gas Boiler | Existing | Door Air Sealing - Door Sweeps and Weather Stripping | Add Door Sweeps and Weather Stripping | No Door Sweeps and Weather Stripping | 2024 | 2050 | 1.8323 | per Home | 0 | 1 | 5 | ResDoorSweep_v1_1 (assuming same EUL for weatherstrip; engineering judgement) | 14.213 | 2.435% | RTF ResDoorSweep_v1_1; PA TRM 2021 | 6.8643 | RTF ResDoorSweep_v1_1; PA TRM 2021 | 0 | Full | 0 | 0 | 0 | 72.93 | 0 | 0 | 0 | ResDoorSweep_v1_1; RSMeans online | ResDoorSweep_v1_1; RSMeans online |  | 100% | 31.87% | 15% | 1 | 0 | 0.77169 | No applicable non-energy benefitsIncludes PSE NEI data where applicable. | No applicable non-energy benefits | System | System
Pierce County | Manufactured | Heat Central Gas Furnace | Existing | Door Air Sealing - Door Sweeps and Weather Stripping | Add Door Sweeps and Weather Stripping | No Door Sweeps and Weather Stripping | 2024 | 2050 | 1.8323 | per Home | 0 | 1 | 5 | ResDoorSweep_v1_1 (assuming same EUL for weatherstrip; engineering judgement) | 14.9237 | 3.467% | RTF ResDoorSweep_v1_1; PA TRM 2021 | 21.8203 | RTF ResDoorSweep_v1_1; PA TRM 2021 | 0 | Full | 0 | 0 | 0 | 72.93 | 0 | 0 | 0 | ResDoorSweep_v1_1; RSMeans online | ResDoorSweep_v1_1; RSMeans online |  | 100% | 31.87% | 15% | 1 | 0 | 0.81027 | No applicable non-energy benefitsIncludes PSE NEI data where applicable. | No applicable non-energy benefits | System | System
Pierce County | Manufactured | Heat Room Gas | Existing | Door Air Sealing - Door Sweeps and Weather Stripping | Add Door Sweeps and Weather Stripping | No Door Sweeps and Weather Stripping | 2024 | 2050 | 1.8323 | per Home | 0 | 1 | 5 | ResDoorSweep_v1_1 (assuming same EUL for weatherstrip; engineering judgement) | 15.9186 | 3.605% | RTF ResDoorSweep_v1_1; PA TRM 2021 | 6.392 | RTF ResDoorSweep_v1_1; PA TRM 2021 | 0 | Full | 0 | 0 | 0 | 72.93 | 0 | 0 | 0 | ResDoorSweep_v1_1; RSMeans online | ResDoorSweep_v1_1; RSMeans online |  | 100% | 31.87% | 15% | 1 | 0 | 0.86429 | No applicable non-energy benefitsIncludes PSE NEI data where applicable. | No applicable non-energy benefits | System | System
Pierce County | Manufactured - Highly Impacted | Heat Central Gas Boiler | Existing | Door Air Sealing - Door Sweeps and Weather Stripping | Add Door Sweeps and Weather Stripping | No Door Sweeps and Weather Stripping | 2024 | 2050 | 1.4206 | per Home | 0 | 1 | 5 | ResDoorSweep_v1_1 (assuming same EUL for weatherstrip; engineering judgement) | 11.0192 | 2.435% | RTF ResDoorSweep_v1_1; PA TRM 2021 | 5.3218 | RTF ResDoorSweep_v1_1; PA TRM 2021 | 0 | Full | 0 | 0 | 0 | 56.5415 | 0 | 0 | 0 | ResDoorSweep_v1_1; RSMeans online | ResDoorSweep_v1_1; RSMeans online |  | 100% | 31.87% | 15% | 1 | 0 | 0.77169 | No applicable non-energy benefitsIncludes PSE NEI data where applicable. | No applicable non-energy benefits | System | System
Pierce County | Manufactured - Highly Impacted | Heat Central Gas Furnace | Existing | Door Air Sealing - Door Sweeps and Weather Stripping | Add Door Sweeps and Weather Stripping | No Door Sweeps and Weather Stripping | 2024 | 2050 | 1.4206 | per Home | 0 | 1 | 5 | ResDoorSweep_v1_1 (assuming same EUL for weatherstrip; engineering judgement) | 11.5701 | 3.467% | RTF ResDoorSweep_v1_1; PA TRM 2021 | 15.9085 | RTF ResDoorSweep_v1_1; PA TRM 2021 | 0 | Full | 0 | 0 | 0 | 56.5415 | 0 | 0 | 0 | ResDoorSweep_v1_1; RSMeans online | ResDoorSweep_v1_1; RSMeans online |  | 100% | 31.87% | 15% | 1 | 0 | 0.81027 | No applicable non-energy benefitsIncludes PSE NEI data where applicable. | No applicable non-energy benefits | System | System
Pierce County | Manufactured - Highly Impacted | Heat Room Gas | Existing | Door Air Sealing - Door Sweeps and Weather Stripping | Add Door Sweeps and Weather Stripping | No Door Sweeps and Weather Stripping | 2024 | 2050 | 1.4206 | per Home | 0 | 1 | 5 | ResDoorSweep_v1_1 (assuming same EUL for weatherstrip; engineering judgement) | 12.3415 | 3.605% | RTF ResDoorSweep_v1_1; PA TRM 2021 | 4.9557 | RTF ResDoorSweep_v1_1; PA TRM 2021 | 0 | Full | 0 | 0 | 0 | 56.5415 | 0 | 0 | 0 | ResDoorSweep_v1_1; RSMeans online | ResDoorSweep_v1_1; RSMeans online |  | 100% | 31.87% | 15% | 1 | 0 | 0.86429 | No applicable non-energy benefitsIncludes PSE NEI data where applicable. | No applicable non-energy benefits | System | System
Pierce County | Single Family | Heat Central Gas Boiler | Existing | Steam Trap Repair | Steam Trap Repair | Existing Steam Trap with no Maintenance | 2024 | 2050 | 1 | per Home | 0 | 1 | 6 | New York Standard Approach for Estimating Energy Savings from Energy Efficiency Programs (NY TRM), v9, Appendix P | 43.8959 | 6.79% | NY TRM v9; IA TRM v6 | 0 | NY TRM v9; IA TRM v6 | 0 | Full | 0 | 0 | 0 | 180.6785 | 0 | 0 | 0 | IA TRM v6; IL TRM v10 | IA TRM v6; IL TRM v10 |  | 100% | 10% | 100% | 1 | 0 | 0 | No applicable non-energy benefitsIncludes PSE NEI data where applicable. | No applicable non-energy benefits | System | System
Pierce County | Single Family - Highly Impacted | Heat Central Gas Boiler | Existing | Steam Trap Repair | Steam Trap Repair | Existing Steam Trap with no Maintenance | 2024 | 2050 | 1 | per Home | 0 | 1 | 6 | New York Standard Approach for Estimating Energy Savings from Energy Efficiency Programs (NY TRM), v9, Appendix P | 31.5759 | 6.79% | NY TRM v9; IA TRM v6 | 0 | NY TRM v9; IA TRM v6 | 0 | Full | 0 | 0 | 0 | 180.6785 | 0 | 0 | 0 | IA TRM v6; IL TRM v10 | IA TRM v6; IL TRM v10 |  | 100% | 10% | 100% | 1 | 0 | 0 | No applicable non-energy benefitsIncludes PSE NEI data where applicable. | No applicable non-energy benefits | System | System
Pierce County | Multifamily | Heat Central Gas Boiler | Existing | Steam Trap Repair | Steam Trap Repair | Existing Steam Trap with no Maintenance | 2024 | 2050 | 1 | per Home | 0 | 1 | 6 | New York Standard Approach for Estimating Energy Savings from Energy Efficiency Programs (NY TRM), v9, Appendix P | 28.9469 | 6.79% | NY TRM v9; IA TRM v6 | 0 | NY TRM v9; IA TRM v6 | 0 | Full | 0 | 0 | 0 | 180.6785 | 0 | 0 | 0 | IA TRM v6; IL TRM v10 | IA TRM v6; IL TRM v10 |  | 100% | 10% | 100% | 1 | 0 | 0 | No applicable non-energy benefitsIncludes PSE NEI data where applicable. | No applicable non-energy benefits | System | System
Pierce County | Multifamily - Highly Impacted | Heat Central Gas Boiler | Existing | Steam Trap Repair | Steam Trap Repair | Existing Steam Trap with no Maintenance | 2024 | 2050 | 1 | per Home | 0 | 1 | 6 | New York Standard Approach for Estimating Energy Savings from Energy Efficiency Programs (NY TRM), v9, Appendix P | 24.5688 | 6.79% | NY TRM v9; IA TRM v6 | 0 | NY TRM v9; IA TRM v6 | 0 | Full | 0 | 0 | 0 | 180.6785 | 0 | 0 | 0 | IA TRM v6; IL TRM v10 | IA TRM v6; IL TRM v10 |  | 100% | 10% | 100% | 1 | 0 | 0 | No applicable non-energy benefitsIncludes PSE NEI data where applicable. | No applicable non-energy benefits | System | System
Pierce County | Manufactured | Heat Central Gas Boiler | Existing | Steam Trap Repair | Steam Trap Repair | Existing Steam Trap with no Maintenance | 2024 | 2050 | 1 | per Home | 0 | 1 | 6 | New York Standard Approach for Estimating Energy Savings from Energy Efficiency Programs (NY TRM), v9, Appendix P | 39.6361 | 6.79% | NY TRM v9; IA TRM v6 | 0 | NY TRM v9; IA TRM v6 | 0 | Full | 0 | 0 | 0 | 180.6785 | 0 | 0 | 0 | IA TRM v6; IL TRM v10 | IA TRM v6; IL TRM v10 |  | 100% | 10% | 100% | 1 | 0 | 0 | No applicable non-energy benefitsIncludes PSE NEI data where applicable. | No applicable non-energy benefits | System | System
Pierce County | Manufactured - Highly Impacted | Heat Central Gas Boiler | Existing | Steam Trap Repair | Steam Trap Repair | Existing Steam Trap with no Maintenance | 2024 | 2050 | 1 | per Home | 0 | 1 | 6 | New York Standard Approach for Estimating Energy Savings from Energy Efficiency Programs (NY TRM), v9, Appendix P | 30.7293 | 6.79% | NY TRM v9; IA TRM v6 | 0 | NY TRM v9; IA TRM v6 | 0 | Full | 0 | 0 | 0 | 180.6785 | 0 | 0 | 0 | IA TRM v6; IL TRM v10 | IA TRM v6; IL TRM v10 |  | 100% | 10% | 100% | 1 | 0 | 0 | No applicable non-energy benefitsIncludes PSE NEI data where applicable. | No applicable non-energy benefits | System | System
Pierce County | Single Family | Heat Central Gas Boiler | Existing | Pipe Insulation - Boiler - Code | R-4 Pipe Insulation | Average Existing Pipe Insulation | 2024 | 2050 | 6.4955 | per Home | 0 | 1 | 15 | WI Focus on Energy 2021 TRM. Pipe Insulation, Multifamily. Page 1121. | 32.6981 | 5.058% | Savings methodology based on the WI Focus on Energy 2020 TRM. Pipe Insulation, Multifamily. Page 889. And 3E Plus Simulations https://insulationinstitute.org/tools-resources/free-3e-plus/ | 0 | Savings methodology based on the WI Focus on Energy 2020 TRM. Pipe Insulation, Multifamily. Page 889. And 3E Plus Simulations https://insulationinstitute.org/tools-resources/free-3e-plus/ | 0 | Full | 0 | 0 | 0 | 77.7263 | 0 | 0 | 0 | Full cost, default cost of zero | Based on the WI Focus on Energy 2020 TRM. Pipe Insulation, Multifamily. Page 889. |  | 100% | 10% | 100% | 1 | 0 | 0 | No applicable non-energy benefitsIncludes PSE NEI data where applicable. | No applicable non-energy benefits | System | System
Pierce County | Single Family - Highly Impacted | Heat Central Gas Boiler | Existing | Pipe Insulation - Boiler - Code | R-4 Pipe Insulation | Average Existing Pipe Insulation | 2024 | 2050 | 6.4955 | per Home | 0 | 1 | 15 | WI Focus on Energy 2021 TRM. Pipe Insulation, Multifamily. Page 1121. | 23.5209 | 5.058% | Savings methodology based on the WI Focus on Energy 2020 TRM. Pipe Insulation, Multifamily. Page 889. And 3E Plus Simulations https://insulationinstitute.org/tools-resources/free-3e-plus/ | 0 | Savings methodology based on the WI Focus on Energy 2020 TRM. Pipe Insulation, Multifamily. Page 889. And 3E Plus Simulations https://insulationinstitute.org/tools-resources/free-3e-plus/ | 0 | Full | 0 | 0 | 0 | 77.7263 | 0 | 0 | 0 | Full cost, default cost of zero | Based on the WI Focus on Energy 2020 TRM. Pipe Insulation, Multifamily. Page 889. |  | 100% | 10% | 100% | 1 | 0 | 0 | No applicable non-energy benefitsIncludes PSE NEI data where applicable. | No applicable non-energy benefits | System | System
Pierce County | Multifamily | Heat Central Gas Boiler | Existing | Pipe Insulation - Boiler - Code | R-4 Pipe Insulation | Average Existing Pipe Insulation | 2024 | 2050 | 6.4955 | per Home | 0 | 1 | 15 | WI Focus on Energy 2021 TRM. Pipe Insulation, Multifamily. Page 1121. | 21.5626 | 5.058% | Savings methodology based on the WI Focus on Energy 2020 TRM. Pipe Insulation, Multifamily. Page 889. And 3E Plus Simulations https://insulationinstitute.org/tools-resources/free-3e-plus/ | 0 | Savings methodology based on the WI Focus on Energy 2020 TRM. Pipe Insulation, Multifamily. Page 889. And 3E Plus Simulations https://insulationinstitute.org/tools-resources/free-3e-plus/ | 0 | Full | 0 | 0 | 0 | 77.7263 | 0 | 0 | 0 | Full cost, default cost of zero | Based on the WI Focus on Energy 2020 TRM. Pipe Insulation, Multifamily. Page 889. |  | 100% | 10% | 100% | 1 | 0 | 0 | No applicable non-energy benefitsIncludes PSE NEI data where applicable. | No applicable non-energy benefits | System | System
Pierce County | Multifamily - Highly Impacted | Heat Central Gas Boiler | Existing | Pipe Insulation - Boiler - Code | R-4 Pipe Insulation | Average Existing Pipe Insulation | 2024 | 2050 | 6.4955 | per Home | 0 | 1 | 15 | WI Focus on Energy 2021 TRM. Pipe Insulation, Multifamily. Page 1121. | 18.3013 | 5.058% | Savings methodology based on the WI Focus on Energy 2020 TRM. Pipe Insulation, Multifamily. Page 889. And 3E Plus Simulations https://insulationinstitute.org/tools-resources/free-3e-plus/ | 0 | Savings methodology based on the WI Focus on Energy 2020 TRM. Pipe Insulation, Multifamily. Page 889. And 3E Plus Simulations https://insulationinstitute.org/tools-resources/free-3e-plus/ | 0 | Full | 0 | 0 | 0 | 77.7263 | 0 | 0 | 0 | Full cost, default cost of zero | Based on the WI Focus on Energy 2020 TRM. Pipe Insulation, Multifamily. Page 889. |  | 100% | 10% | 100% | 1 | 0 | 0 | No applicable non-energy benefitsIncludes PSE NEI data where applicable. | No applicable non-energy benefits | System | System
Pierce County | Manufactured | Heat Central Gas Boiler | Existing | Pipe Insulation - Boiler - Code | R-4 Pipe Insulation | Average Existing Pipe Insulation | 2024 | 2050 | 6.4955 | per Home | 0 | 1 | 15 | WI Focus on Energy 2021 TRM. Pipe Insulation, Multifamily. Page 1121. | 29.525 | 5.058% | Savings methodology based on the WI Focus on Energy 2020 TRM. Pipe Insulation, Multifamily. Page 889. And 3E Plus Simulations https://insulationinstitute.org/tools-resources/free-3e-plus/ | 0 | Savings methodology based on the WI Focus on Energy 2020 TRM. Pipe Insulation, Multifamily. Page 889. And 3E Plus Simulations https://insulationinstitute.org/tools-resources/free-3e-plus/ | 0 | Full | 0 | 0 | 0 | 77.7263 | 0 | 0 | 0 | Full cost, default cost of zero | Based on the WI Focus on Energy 2020 TRM. Pipe Insulation, Multifamily. Page 889. |  | 100% | 10% | 100% | 1 | 0 | 0 | No applicable non-energy benefitsIncludes PSE NEI data where applicable. | No applicable non-energy benefits | System | System
Pierce County | Manufactured - Highly Impacted | Heat Central Gas Boiler | Existing | Pipe Insulation - Boiler - Code | R-4 Pipe Insulation | Average Existing Pipe Insulation | 2024 | 2050 | 6.4955 | per Home | 0 | 1 | 15 | WI Focus on Energy 2021 TRM. Pipe Insulation, Multifamily. Page 1121. | 22.8903 | 5.058% | Savings methodology based on the WI Focus on Energy 2020 TRM. Pipe Insulation, Multifamily. Page 889. And 3E Plus Simulations https://insulationinstitute.org/tools-resources/free-3e-plus/ | 0 | Savings methodology based on the WI Focus on Energy 2020 TRM. Pipe Insulation, Multifamily. Page 889. And 3E Plus Simulations https://insulationinstitute.org/tools-resources/free-3e-plus/ | 0 | Full | 0 | 0 | 0 | 77.7263 | 0 | 0 | 0 | Full cost, default cost of zero | Based on the WI Focus on Energy 2020 TRM. Pipe Insulation, Multifamily. Page 889. |  | 100% | 10% | 100% | 1 | 0 | 0 | No applicable non-energy benefitsIncludes PSE NEI data where applicable. | No applicable non-energy benefits | System | System
Pierce County | Single Family | Heat Central Gas Boiler | Existing | Pipe Insulation - Boiler - Above Code | R-8 Pipe Insulation | R-4 Pipe Insulation | 2024 | 2050 | 6.4955 | per Home | 0 | 1 | 15 | WI Focus on Energy 2021 TRM. Pipe Insulation, Multifamily. Page 1121. | 2.5586 | 0.3958% | Savings methodology based on the WI Focus on Energy 2020 TRM. Pipe Insulation, Multifamily. Page 889. And 3E Plus Simulations https://insulationinstitute.org/tools-resources/free-3e-plus/ | 0 | Savings methodology based on the WI Focus on Energy 2020 TRM. Pipe Insulation, Multifamily. Page 889. And 3E Plus Simulations https://insulationinstitute.org/tools-resources/free-3e-plus/ | 0 | Full | 0 | 0 | 0 | 114.9357 | 0 | 0 | 0 | Full cost, default cost of zero | Based on the WI Focus on Energy 2020 TRM. Pipe Insulation, Multifamily. Page 889. |  | 100% | 60% | 100% | 1 | 0 | 0 | No applicable non-energy benefitsIncludes PSE NEI data where applicable. | No applicable non-energy benefits | System | System
Pierce County | Single Family | Heat Central Gas Boiler | New | Pipe Insulation - Boiler - Above Code | R-8 Pipe Insulation | R-4 Pipe Insulation | 2024 | 2050 | 6.4955 | per Home | 0 | 1 | 15 | WI Focus on Energy 2021 TRM. Pipe Insulation, Multifamily. Page 1121. | 1.589 | 0.3958% | Savings methodology based on the WI Focus on Energy 2020 TRM. Pipe Insulation, Multifamily. Page 889. And 3E Plus Simulations https://insulationinstitute.org/tools-resources/free-3e-plus/ | 0 | Savings methodology based on the WI Focus on Energy 2020 TRM. Pipe Insulation, Multifamily. Page 889. And 3E Plus Simulations https://insulationinstitute.org/tools-resources/free-3e-plus/ | 0 | Full | 0 | 0 | 0 | 114.9357 | 0 | 0 | 0 | Full cost, default cost of zero | Based on the WI Focus on Energy 2020 TRM. Pipe Insulation, Multifamily. Page 889. |  | 100% | 60% | 100% | 1 | 0 | 0 | No applicable non-energy benefitsIncludes PSE NEI data where applicable. | No applicable non-energy benefits | System | System
Pierce County | Single Family - Highly Impacted | Heat Central Gas Boiler | Existing | Pipe Insulation - Boiler - Above Code | R-8 Pipe Insulation | R-4 Pipe Insulation | 2024 | 2050 | 6.4955 | per Home | 0 | 1 | 15 | WI Focus on Energy 2021 TRM. Pipe Insulation, Multifamily. Page 1121. | 1.8405 | 0.3958% | Savings methodology based on the WI Focus on Energy 2020 TRM. Pipe Insulation, Multifamily. Page 889. And 3E Plus Simulations https://insulationinstitute.org/tools-resources/free-3e-plus/ | 0 | Savings methodology based on the WI Focus on Energy 2020 TRM. Pipe Insulation, Multifamily. Page 889. And 3E Plus Simulations https://insulationinstitute.org/tools-resources/free-3e-plus/ | 0 | Full | 0 | 0 | 0 | 114.9357 | 0 | 0 | 0 | Full cost, default cost of zero | Based on the WI Focus on Energy 2020 TRM. Pipe Insulation, Multifamily. Page 889. |  | 100% | 60% | 100% | 1 | 0 | 0 | No applicable non-energy benefitsIncludes PSE NEI data where applicable. | No applicable non-energy benefits | System | System
Pierce County | Single Family - Highly Impacted | Heat Central Gas Boiler | New | Pipe Insulation - Boiler - Above Code | R-8 Pipe Insulation | R-4 Pipe Insulation | 2024 | 2050 | 6.4955 | per Home | 0 | 1 | 15 | WI Focus on Energy 2021 TRM. Pipe Insulation, Multifamily. Page 1121. | 1.143 | 0.3958% | Savings methodology based on the WI Focus on Energy 2020 TRM. Pipe Insulation, Multifamily. Page 889. And 3E Plus Simulations https://insulationinstitute.org/tools-resources/free-3e-plus/ | 0 | Savings methodology based on the WI Focus on Energy 2020 TRM. Pipe Insulation, Multifamily. Page 889. And 3E Plus Simulations https://insulationinstitute.org/tools-resources/free-3e-plus/ | 0 | Full | 0 | 0 | 0 | 114.9357 | 0 | 0 | 0 | Full cost, default cost of zero | Based on the WI Focus on Energy 2020 TRM. Pipe Insulation, Multifamily. Page 889. |  | 100% | 60% | 100% | 1 | 0 | 0 | No applicable non-energy benefitsIncludes PSE NEI data where applicable. | No applicable non-energy benefits | System | System
Pierce County | Multifamily | Heat Central Gas Boiler | Existing | Pipe Insulation - Boiler - Above Code | R-8 Pipe Insulation | R-4 Pipe Insulation | 2024 | 2050 | 6.4955 | per Home | 0 | 1 | 15 | WI Focus on Energy 2021 TRM. Pipe Insulation, Multifamily. Page 1121. | 1.6873 | 0.3958% | Savings methodology based on the WI Focus on Energy 2020 TRM. Pipe Insulation, Multifamily. Page 889. And 3E Plus Simulations https://insulationinstitute.org/tools-resources/free-3e-plus/ | 0 | Savings methodology based on the WI Focus on Energy 2020 TRM. Pipe Insulation, Multifamily. Page 889. And 3E Plus Simulations https://insulationinstitute.org/tools-resources/free-3e-plus/ | 0 | Full | 0 | 0 | 0 | 114.9357 | 0 | 0 | 0 | Full cost, default cost of zero | Based on the WI Focus on Energy 2020 TRM. Pipe Insulation, Multifamily. Page 889. |  | 100% | 60% | 100% | 1 | 0 | 0 | No applicable non-energy benefitsIncludes PSE NEI data where applicable. | No applicable non-energy benefits | System | System
Pierce County | Multifamily | Heat Central Gas Boiler | New | Pipe Insulation - Boiler - Above Code | R-8 Pipe Insulation | R-4 Pipe Insulation | 2024 | 2050 | 6.4955 | per Home | 0 | 1 | 15 | WI Focus on Energy 2021 TRM. Pipe Insulation, Multifamily. Page 1121. | 1.0479 | 0.3958% | Savings methodology based on the WI Focus on Energy 2020 TRM. Pipe Insulation, Multifamily. Page 889. And 3E Plus Simulations https://insulationinstitute.org/tools-resources/free-3e-plus/ | 0 | Savings methodology based on the WI Focus on Energy 2020 TRM. Pipe Insulation, Multifamily. Page 889. And 3E Plus Simulations https://insulationinstitute.org/tools-resources/free-3e-plus/ | 0 | Full | 0 | 0 | 0 | 114.9357 | 0 | 0 | 0 | Full cost, default cost of zero | Based on the WI Focus on Energy 2020 TRM. Pipe Insulation, Multifamily. Page 889. |  | 100% | 60% | 100% | 1 | 0 | 0 | No applicable non-energy benefitsIncludes PSE NEI data where applicable. | No applicable non-energy benefits | System | System
Pierce County | Multifamily - Highly Impacted | Heat Central Gas Boiler | Existing | Pipe Insulation - Boiler - Above Code | R-8 Pipe Insulation | R-4 Pipe Insulation | 2024 | 2050 | 6.4955 | per Home | 0 | 1 | 15 | WI Focus on Energy 2021 TRM. Pipe Insulation, Multifamily. Page 1121. | 1.4321 | 0.3958% | Savings methodology based on the WI Focus on Energy 2020 TRM. Pipe Insulation, Multifamily. Page 889. And 3E Plus Simulations https://insulationinstitute.org/tools-resources/free-3e-plus/ | 0 | Savings methodology based on the WI Focus on Energy 2020 TRM. Pipe Insulation, Multifamily. Page 889. And 3E Plus Simulations https://insulationinstitute.org/tools-resources/free-3e-plus/ | 0 | Full | 0 | 0 | 0 | 114.9357 | 0 | 0 | 0 | Full cost, default cost of zero | Based on the WI Focus on Energy 2020 TRM. Pipe Insulation, Multifamily. Page 889. |  | 100% | 60% | 100% | 1 | 0 | 0 | No applicable non-energy benefitsIncludes PSE NEI data where applicable. | No applicable non-energy benefits | System | System
Pierce County | Multifamily - Highly Impacted | Heat Central Gas Boiler | New | Pipe Insulation - Boiler - Above Code | R-8 Pipe Insulation | R-4 Pipe Insulation | 2024 | 2050 | 6.4955 | per Home | 0 | 1 | 15 | WI Focus on Energy 2021 TRM. Pipe Insulation, Multifamily. Page 1121. | 0.88938 | 0.3958% | Savings methodology based on the WI Focus on Energy 2020 TRM. Pipe Insulation, Multifamily. Page 889. And 3E Plus Simulations https://insulationinstitute.org/tools-resources/free-3e-plus/ | 0 | Savings methodology based on the WI Focus on Energy 2020 TRM. Pipe Insulation, Multifamily. Page 889. And 3E Plus Simulations https://insulationinstitute.org/tools-resources/free-3e-plus/ | 0 | Full | 0 | 0 | 0 | 114.9357 | 0 | 0 | 0 | Full cost, default cost of zero | Based on the WI Focus on Energy 2020 TRM. Pipe Insulation, Multifamily. Page 889. |  | 100% | 60% | 100% | 1 | 0 | 0 | No applicable non-energy benefitsIncludes PSE NEI data where applicable. | No applicable non-energy benefits | System | System
Pierce County | Manufactured | Heat Central Gas Boiler | Existing | Pipe Insulation - Boiler - Above Code | R-8 Pipe Insulation | R-4 Pipe Insulation | 2024 | 2050 | 6.4955 | per Home | 0 | 1 | 15 | WI Focus on Energy 2021 TRM. Pipe Insulation, Multifamily. Page 1121. | 2.3103 | 0.3958% | Savings methodology based on the WI Focus on Energy 2020 TRM. Pipe Insulation, Multifamily. Page 889. And 3E Plus Simulations https://insulationinstitute.org/tools-resources/free-3e-plus/ | 0 | Savings methodology based on the WI Focus on Energy 2020 TRM. Pipe Insulation, Multifamily. Page 889. And 3E Plus Simulations https://insulationinstitute.org/tools-resources/free-3e-plus/ | 0 | Full | 0 | 0 | 0 | 114.9357 | 0 | 0 | 0 | Full cost, default cost of zero | Based on the WI Focus on Energy 2020 TRM. Pipe Insulation, Multifamily. Page 889. |  | 100% | 60% | 100% | 1 | 0 | 0 | No applicable non-energy benefitsIncludes PSE NEI data where applicable. | No applicable non-energy benefits | System | System
Pierce County | Manufactured | Heat Central Gas Boiler | New | Pipe Insulation - Boiler - Above Code | R-8 Pipe Insulation | R-4 Pipe Insulation | 2024 | 2050 | 6.4955 | per Home | 0 | 1 | 15 | WI Focus on Energy 2021 TRM. Pipe Insulation, Multifamily. Page 1121. | 1.4348 | 0.3958% | Savings methodology based on the WI Focus on Energy 2020 TRM. Pipe Insulation, Multifamily. Page 889. And 3E Plus Simulations https://insulationinstitute.org/tools-resources/free-3e-plus/ | 0 | Savings methodology based on the WI Focus on Energy 2020 TRM. Pipe Insulation, Multifamily. Page 889. And 3E Plus Simulations https://insulationinstitute.org/tools-resources/free-3e-plus/ | 0 | Full | 0 | 0 | 0 | 114.9357 | 0 | 0 | 0 | Full cost, default cost of zero | Based on the WI Focus on Energy 2020 TRM. Pipe Insulation, Multifamily. Page 889. |  | 100% | 60% | 100% | 1 | 0 | 0 | No applicable non-energy benefitsIncludes PSE NEI data where applicable. | No applicable non-energy benefits | System | System
Pierce County | Manufactured - Highly Impacted | Heat Central Gas Boiler | Existing | Pipe Insulation - Boiler - Above Code | R-8 Pipe Insulation | R-4 Pipe Insulation | 2024 | 2050 | 6.4955 | per Home | 0 | 1 | 15 | WI Focus on Energy 2021 TRM. Pipe Insulation, Multifamily. Page 1121. | 1.7911 | 0.3958% | Savings methodology based on the WI Focus on Energy 2020 TRM. Pipe Insulation, Multifamily. Page 889. And 3E Plus Simulations https://insulationinstitute.org/tools-resources/free-3e-plus/ | 0 | Savings methodology based on the WI Focus on Energy 2020 TRM. Pipe Insulation, Multifamily. Page 889. And 3E Plus Simulations https://insulationinstitute.org/tools-resources/free-3e-plus/ | 0 | Full | 0 | 0 | 0 | 114.9357 | 0 | 0 | 0 | Full cost, default cost of zero | Based on the WI Focus on Energy 2020 TRM. Pipe Insulation, Multifamily. Page 889. |  | 100% | 60% | 100% | 1 | 0 | 0 | No applicable non-energy benefitsIncludes PSE NEI data where applicable. | No applicable non-energy benefits | System | System
Pierce County | Manufactured - Highly Impacted | Heat Central Gas Boiler | New | Pipe Insulation - Boiler - Above Code | R-8 Pipe Insulation | R-4 Pipe Insulation | 2024 | 2050 | 6.4955 | per Home | 0 | 1 | 15 | WI Focus on Energy 2021 TRM. Pipe Insulation, Multifamily. Page 1121. | 1.1124 | 0.3958% | Savings methodology based on the WI Focus on Energy 2020 TRM. Pipe Insulation, Multifamily. Page 889. And 3E Plus Simulations https://insulationinstitute.org/tools-resources/free-3e-plus/ | 0 | Savings methodology based on the WI Focus on Energy 2020 TRM. Pipe Insulation, Multifamily. Page 889. And 3E Plus Simulations https://insulationinstitute.org/tools-resources/free-3e-plus/ | 0 | Full | 0 | 0 | 0 | 114.9357 | 0 | 0 | 0 | Full cost, default cost of zero | Based on the WI Focus on Energy 2020 TRM. Pipe Insulation, Multifamily. Page 889. |  | 100% | 60% | 100% | 1 | 0 | 0 | No applicable non-energy benefitsIncludes PSE NEI data where applicable. | No applicable non-energy benefits | System | System
Pierce County | Multifamily | Heat Central Gas Boiler | Existing | Sealing - Air - Package - MF | Air sealing package: multi-family; gas (duplicates the SIR measure) | 0 | 2024 | 2050 | 1 | per Home | 0 | 1 | 45 | PSE Businss Case: APPROVED_Measure Case_Air Sealing_2022 | 35.3578 | 8.294% | Per Unit Savings from PSE Business Case: APPROVED_Measure Case_Air Sealing_2022. End use ratio of 100% for Heat Central Electric. | 3.7189 | Per Unit Savings from PSE Business Case: APPROVED_Measure Case_Air Sealing_2022. End use ratio of 100% for Heat Central Electric. | 0 | Full | 0 | 0 | 0 | 549 | 0 | 0 | 0 | Existing conditions, assuming no cost | PSE Businss Case: APPROVED_Measure Case_Air Sealing_2022 | A | 100% | 25.94% | 85% | 1 | 0 | 0 | No applicable non-energy benefitsIncludes PSE NEI data where applicable. | No applicable non-energy benefits | System | System
Pierce County | Multifamily | Heat Central Gas Furnace | Existing | Sealing - Air - Package - MF | Air sealing package: multi-family; gas (duplicates the SIR measure) | 0 | 2024 | 2050 | 1 | per Home | 0 | 1 | 45 | PSE Businss Case: APPROVED_Measure Case_Air Sealing_2022 | 26.0751 | 8.294% | Per Unit Savings from PSE Business Case: APPROVED_Measure Case_Air Sealing_2022. Assuming an end use ratio of 90% for Heat Room Electric and applying to the reported PSE Business Case Savings. | 31.808 | Per Unit Savings from PSE Business Case: APPROVED_Measure Case_Air Sealing_2022. Assuming an end use ratio of 90% for Heat Room Electric and applying to the reported PSE Business Case Savings. | 0 | Full | 0 | 0 | 0 | 549 | 0 | 0 | 0 | Existing conditions, assuming no cost | PSE Businss Case: APPROVED_Measure Case_Air Sealing_2022 | A | 100% | 25.94% | 85% | 1 | 0 | 0 | No applicable non-energy benefitsIncludes PSE NEI data where applicable. | No applicable non-energy benefits | System | System
Pierce County | Multifamily | Heat Room Gas | Existing | Sealing - Air - Package - MF | Air sealing package: multi-family; gas (duplicates the SIR measure) | 0 | 2024 | 2050 | 1 | per Home | 0 | 1 | 45 | PSE Businss Case: APPROVED_Measure Case_Air Sealing_2022 | 24.0758 | 7.465% | Per Unit Savings from PSE Business Case: APPROVED_Measure Case_Air Sealing_2022. Using the end use ratio between Heat Central Electric and Heat Pump for the "Duct sealing: home heated with forced-air furnace" measure and applying to the reported PSE Business Case Savings. | 8.9719 | Per Unit Savings from PSE Business Case: APPROVED_Measure Case_Air Sealing_2022. Using the end use ratio between Heat Central Electric and Heat Pump for the "Duct sealing: home heated with forced-air furnace" measure and applying to the reported PSE Business Case Savings. | 0 | Full | 0 | 0 | 0 | 549 | 0 | 0 | 0 | Existing conditions, assuming no cost | PSE Businss Case: APPROVED_Measure Case_Air Sealing_2022 | A | 100% | 25.94% | 85% | 1 | 0 | 0 | No applicable non-energy benefitsIncludes PSE NEI data where applicable. | No applicable non-energy benefits | System | System
Pierce County | Multifamily - Highly Impacted | Heat Central Gas Boiler | Existing | LIW: Sealing - Air - Package - MF - TE | Air sealing package: multi-family; gas (duplicates the SIR measure) | 0 | 2024 | 2050 | 1 | per Home | 0 | 1 | 45 | PSE Businss Case: APPROVED_Measure Case_Air Sealing_2022 | 35.3578 | 9.772% | Per Unit Savings from PSE Business Case: APPROVED_Measure Case_Air Sealing_2022. End use ratio of 100% for Heat Central Electric. | 3.7412 | Per Unit Savings from PSE Business Case: APPROVED_Measure Case_Air Sealing_2022. End use ratio of 100% for Heat Central Electric. | 0 | Full | 0 | 0 | 0 | 549 | 0 | 0 | 0 | Existing conditions, assuming no cost | PSE Businss Case: APPROVED_Measure Case_Air Sealing_2022 | A | 100% | 25.94% | 85% | 1 | 0 | 2.9325 | No applicable non-energy benefitsIncludes PSE NEI data where applicable. | No applicable non-energy benefits | System | System
Pierce County | Multifamily - Highly Impacted | Heat Central Gas Furnace | Existing | LIW: Sealing - Air - Package - MF - TE | Air sealing package: multi-family; gas (duplicates the SIR measure) | 0 | 2024 | 2050 | 1 | per Home | 0 | 1 | 45 | PSE Businss Case: APPROVED_Measure Case_Air Sealing_2022 | 26.0751 | 9.772% | Per Unit Savings from PSE Business Case: APPROVED_Measure Case_Air Sealing_2022. Assuming an end use ratio of 90% for Heat Room Electric and applying to the reported PSE Business Case Savings. | 9.7172 | Per Unit Savings from PSE Business Case: APPROVED_Measure Case_Air Sealing_2022. Assuming an end use ratio of 90% for Heat Room Electric and applying to the reported PSE Business Case Savings. | 0 | Full | 0 | 0 | 0 | 549 | 0 | 0 | 0 | Existing conditions, assuming no cost | PSE Businss Case: APPROVED_Measure Case_Air Sealing_2022 | A | 100% | 25.94% | 85% | 1 | 0 | 2.9325 | No applicable non-energy benefitsIncludes PSE NEI data where applicable. | No applicable non-energy benefits | System | System
Pierce County | Multifamily - Highly Impacted | Heat Room Gas | Existing | LIW: Sealing - Air - Package - MF - TE | Air sealing package: multi-family; gas (duplicates the SIR measure) | 0 | 2024 | 2050 | 1 | per Home | 0 | 1 | 45 | PSE Businss Case: APPROVED_Measure Case_Air Sealing_2022 | 24.0758 | 8.795% | Per Unit Savings from PSE Business Case: APPROVED_Measure Case_Air Sealing_2022. Using the end use ratio between Heat Central Electric and Heat Pump for the "Duct sealing: home heated with forced-air furnace" measure and applying to the reported PSE Business Case Savings. | 1.8706 | Per Unit Savings from PSE Business Case: APPROVED_Measure Case_Air Sealing_2022. Using the end use ratio between Heat Central Electric and Heat Pump for the "Duct sealing: home heated with forced-air furnace" measure and applying to the reported PSE Business Case Savings. | 0 | Full | 0 | 0 | 0 | 549 | 0 | 0 | 0 | Existing conditions, assuming no cost | PSE Businss Case: APPROVED_Measure Case_Air Sealing_2022 | A | 100% | 25.94% | 85% | 1 | 0 | 2.6393 | No applicable non-energy benefitsIncludes PSE NEI data where applicable. | No applicable non-energy benefits | System | System
Pierce County | Single Family | Heat Central Gas Boiler | Existing | Sealing - Air - Attic - GH - SF or DX | Attic air sealing: single family or duplex dwelling heated with natural gas | 0 | 2024 | 2050 | 2082.8421 | per Home | 0 | 1 | 45 | PSE Businss Case: APPROVED_Measure Case_Air Sealing_2022 | 22.5947 | 3.495% | Per Unit Savings from PSE Business Case: APPROVED_Measure Case_Air Sealing_2022. End use ratio of 100% for Heat Central Gas Boiler. | 0 | Per Unit Savings from PSE Business Case: APPROVED_Measure Case_Air Sealing_2022. End use ratio of 100% for Heat Central Gas Boiler. | 0 | Full | 0 | 0 | 0 | 416.5684 | 0 | 0 | 0 | Measure cost represents incremental cost, default cost of zero | PSE Businss Case: APPROVED_Measure Case_Air Sealing_2022 | A | 100% | 51.88% | 85% | 1 | 0 | 0 | No applicable non-energy benefitsIncludes PSE NEI data where applicable. | No applicable non-energy benefits | System | System
Pierce County | Single Family | Heat Central Gas Furnace | Existing | Sealing - Air - Attic - GH - SF or DX | Attic air sealing: single family or duplex dwelling heated with natural gas | 0 | 2024 | 2050 | 2082.8421 | per Home | 0 | 1 | 45 | PSE Businss Case: APPROVED_Measure Case_Air Sealing_2022 | 16.6627 | 3.495% | Per Unit Savings from PSE Business Case: APPROVED_Measure Case_Air Sealing_2022. End use ratio of 100% for Heat Central Gas Furnace. | 0 | Per Unit Savings from PSE Business Case: APPROVED_Measure Case_Air Sealing_2022. End use ratio of 100% for Heat Central Gas Furnace. | 0 | Full | 0 | 0 | 0 | 416.5684 | 0 | 0 | 0 | Measure cost represents incremental cost, default cost of zero | PSE Businss Case: APPROVED_Measure Case_Air Sealing_2022 | A | 100% | 51.88% | 85% | 1 | 0 | 0 | No applicable non-energy benefitsIncludes PSE NEI data where applicable. | No applicable non-energy benefits | System | System
Pierce County | Single Family | Heat Room Gas | Existing | Sealing - Air - Attic - GH - SF or DX | Attic air sealing: single family or duplex dwelling heated with natural gas | 0 | 2024 | 2050 | 2082.8421 | per Home | 0 | 1 | 45 | PSE Businss Case: APPROVED_Measure Case_Air Sealing_2022 | 14.9965 | 3.066% | Per Unit Savings from PSE Business Case: APPROVED_Measure Case_Air Sealing_2022. Assuming an end use ratio of 90% for Heat Room Gas and applying to the reported PSE Business Case Savings. | 0 | Per Unit Savings from PSE Business Case: APPROVED_Measure Case_Air Sealing_2022. Assuming an end use ratio of 90% for Heat Room Gas and applying to the reported PSE Business Case Savings. | 0 | Full | 0 | 0 | 0 | 416.5684 | 0 | 0 | 0 | Measure cost represents incremental cost, default cost of zero | PSE Businss Case: APPROVED_Measure Case_Air Sealing_2022 | A | 100% | 51.88% | 85% | 1 | 0 | 0 | No applicable non-energy benefitsIncludes PSE NEI data where applicable. | No applicable non-energy benefits | System | System
Pierce County | Single Family | Heat Central Gas Furnace | Existing | SFWX: Sealing - Duct - NG | Duct sealing: home heated with natural gas | 0 | 2024 | 2050 | 1 | per Home | 0 | 1 | 20 | PSE Businss Case: APPROVED_Measure Case_Air Sealing_2022 | 40.648 | 8.526% | Per Unit Savings from PSE Business Case: APPROVED_Measure Case_Air Sealing_2022 | 0 | Per Unit Savings from PSE Business Case: APPROVED_Measure Case_Air Sealing_2022 | 0 | Full | 0 | 0 | 0 | 631.58 | 0 | 0 | 0 | Measure cost represents incremental cost, default cost of zero | PSE Businss Case: APPROVED_Measure Case_Air Sealing_2022 | G | 100% | 25.02% | 100% | 1 | 0 | 40.3969 | No applicable non-energy benefitsIncludes PSE NEI data where applicable. | No applicable non-energy benefits | System | System
Pierce County | Manufactured | Heat Central Gas Furnace | Existing | Sealing - Duct - GH - MH | Duct sealing: manufactured home heated with natural gas | 0 | 2024 | 2050 | 1 | per Home | 0 | 1 | 18 | PSE Businss Case: APPROVED_Measure Case_Air Sealing_2022 | 15.168 | 3.524% | Per Unit Savings from PSE Business Case: APPROVED_Measure Case_Air Sealing_2022 | 0 | Per Unit Savings from PSE Business Case: APPROVED_Measure Case_Air Sealing_2022 | 0 | Full | 0 | 0 | 0 | 549 | 0 | 0 | 0 | Measure cost represents incremental cost, default cost of zero | PSE Businss Case: APPROVED_Measure Case_Air Sealing_2022 | G | 100% | 25.02% | 100% | 1 | 0 | 35.9923 | No applicable non-energy benefitsIncludes PSE NEI data where applicable. | No applicable non-energy benefits | System | System
Pierce County | Manufactured - Highly Impacted | Heat Central Gas Furnace | Existing | LIW: Sealing - Duct - MH - TG | Duct sealing: mobile home; natural gas | 0 | 2024 | 2050 | 1 | per Home | 0 | 1 | 18 | PSE Businss Case: APPROVED_Measure Case_Air Sealing_2022 | 15.168 | 4.545% | Per Unit Savings from PSE Business Case: APPROVED_Measure Case_Air Sealing_2022 | 0 | Per Unit Savings from PSE Business Case: APPROVED_Measure Case_Air Sealing_2022 | 0 | Full | 0 | 0 | 0 | 549 | 0 | 0 | 0 | Existing conditions, assuming no cost | PSE Businss Case: APPROVED_Measure Case_Air Sealing_2022 | G | 100% | 25.02% | 100% | 1 | 0 | 7.4 | No applicable non-energy benefitsIncludes PSE NEI data where applicable. | No applicable non-energy benefits | System | System
Pierce County | Single Family - Highly Impacted | Heat Central Gas Furnace | Existing | LIW: Sealing - Duct - SF - TG | Duct sealing: single family; natural gas | 0 | 2024 | 2050 | 1 | per Home | 0 | 1 | 20 | PSE Businss Case: APPROVED_Measure Case_Air Sealing_2022 | 40.64 | 11.85% | Per Unit Savings from PSE Business Case: APPROVED_Measure Case_Air Sealing_2022 | 0 | Per Unit Savings from PSE Business Case: APPROVED_Measure Case_Air Sealing_2022 | 0 | Full | 0 | 0 | 0 | 631.5 | 0 | 0 | 0 | Existing conditions, assuming no cost | PSE Businss Case: APPROVED_Measure Case_Air Sealing_2022 | G | 100% | 25.02% | 100% | 1 | 0 | 24.05 | No applicable non-energy benefitsIncludes PSE NEI data where applicable. | No applicable non-energy benefits | System | System
Pierce County | Single Family - Highly Impacted | Heat Central Gas Boiler | Existing | LIW: Sealing - Air - Prescriptive - SF -TG | Shell sealing: single family prescriptive; gas | 0 | 2024 | 2050 | 1498.2622 | per Home | 0 | 1 | 15 | PSE Businss Case: APPROVED_Measure Case_Air Sealing_2022 | 16.2532 | 3.495% | Per Unit Savings from PSE Business Case: APPROVED_Measure Case_Air Sealing_2022. End use ratio of 100% for Heat Central Gas Boiler. | 0 | Per Unit Savings from PSE Business Case: APPROVED_Measure Case_Air Sealing_2022. End use ratio of 100% for Heat Central Gas Boiler. | 0 | Full | 0 | 0 | 0 | 1977.7061 | 0 | 0 | 0 | Existing conditions, assuming no cost | PSE Businss Case: APPROVED_Measure Case_Air Sealing_2022 | A | 100% | 51.88% | 85% | 1 | 0 | 0.0010692 | No applicable non-energy benefitsIncludes PSE NEI data where applicable. | No applicable non-energy benefits | System | System
Pierce County | Single Family - Highly Impacted | Heat Central Gas Furnace | Existing | LIW: Sealing - Air - Prescriptive - SF -TG | Shell sealing: single family prescriptive; gas | 0 | 2024 | 2050 | 1498.2622 | per Home | 0 | 1 | 15 | PSE Businss Case: APPROVED_Measure Case_Air Sealing_2022 | 11.9861 | 3.495% | Per Unit Savings from PSE Business Case: APPROVED_Measure Case_Air Sealing_2022. End use ratio of 100% for Heat Central Gas Furnace. | 0 | Per Unit Savings from PSE Business Case: APPROVED_Measure Case_Air Sealing_2022. End use ratio of 100% for Heat Central Gas Furnace. | 0 | Full | 0 | 0 | 0 | 1977.7061 | 0 | 0 | 0 | Existing conditions, assuming no cost | PSE Businss Case: APPROVED_Measure Case_Air Sealing_2022 | A | 100% | 51.88% | 85% | 1 | 0 | 0.0010692 | No applicable non-energy benefitsIncludes PSE NEI data where applicable. | No applicable non-energy benefits | System | System
Pierce County | Single Family - Highly Impacted | Heat Room Gas | Existing | LIW: Sealing - Air - Prescriptive - SF -TG | Shell sealing: single family prescriptive; gas | 0 | 2024 | 2050 | 1498.2622 | per Home | 0 | 1 | 15 | PSE Businss Case: APPROVED_Measure Case_Air Sealing_2022 | 10.7875 | 3.066% | Per Unit Savings from PSE Business Case: APPROVED_Measure Case_Air Sealing_2022. Assuming an end use ratio of 90% for Heat Room Gas and applying to the reported PSE Business Case Savings. | 0 | Per Unit Savings from PSE Business Case: APPROVED_Measure Case_Air Sealing_2022. Assuming an end use ratio of 90% for Heat Room Gas and applying to the reported PSE Business Case Savings. | 0 | Full | 0 | 0 | 0 | 1977.7061 | 0 | 0 | 0 | Existing conditions, assuming no cost | PSE Businss Case: APPROVED_Measure Case_Air Sealing_2022 | A | 100% | 51.88% | 85% | 1 | 0 | 0.00096232 | No applicable non-energy benefitsIncludes PSE NEI data where applicable. | No applicable non-energy benefits | System | System
Pierce County | Manufactured | Heat Central Gas Boiler | Existing | Sealing - Air - Prescriptive - MH | Shell sealing: mobile home prescriptive; gas | 0 | 2024 | 2050 | 1549.1708 | per Home | 0 | 1 | 25 | PSE Businss Case: APPROVED_Measure Case_Air Sealing_2022 | 33.6108 | 5.758% | Per Unit Savings from PSE Business Case: APPROVED_Measure Case_Air Sealing_2022. End use ratio of 100% for Heat Central Gas Boiler. | 6.1011 | Per Unit Savings from PSE Business Case: APPROVED_Measure Case_Air Sealing_2022. End use ratio of 100% for Heat Central Gas Boiler. | 0 | Full | 0 | 0 | 0 | 2044.9054 | 0 | 0 | 0 | Existing conditions, assuming no cost | PSE Businss Case: APPROVED_Measure Case_Air Sealing_2022 | A | 100% | 31.87% | 85% | 1 | 0 | 0.03 | No applicable non-energy benefitsIncludes PSE NEI data where applicable. | No applicable non-energy benefits | System | System
Pierce County | Manufactured | Heat Central Gas Furnace | Existing | Sealing - Air - Prescriptive - MH | Shell sealing: mobile home prescriptive; gas | 0 | 2024 | 2050 | 1549.1708 | per Home | 0 | 1 | 25 | PSE Businss Case: APPROVED_Measure Case_Air Sealing_2022 | 24.7867 | 5.758% | Per Unit Savings from PSE Business Case: APPROVED_Measure Case_Air Sealing_2022. End use ratio of 100% for Heat Central Gas Furnace. | 19.7713 | Per Unit Savings from PSE Business Case: APPROVED_Measure Case_Air Sealing_2022. End use ratio of 100% for Heat Central Gas Furnace. | 0 | Full | 0 | 0 | 0 | 2044.9054 | 0 | 0 | 0 | Existing conditions, assuming no cost | PSE Businss Case: APPROVED_Measure Case_Air Sealing_2022 | A | 100% | 31.87% | 85% | 1 | 0 | 0.03 | No applicable non-energy benefitsIncludes PSE NEI data where applicable. | No applicable non-energy benefits | System | System
Pierce County | Manufactured | Heat Room Gas | Existing | Sealing - Air - Prescriptive - MH | Shell sealing: mobile home prescriptive; gas | 0 | 2024 | 2050 | 1549.1708 | per Home | 0 | 1 | 25 | PSE Businss Case: APPROVED_Measure Case_Air Sealing_2022 | 22.3081 | 5.051% | Per Unit Savings from PSE Business Case: APPROVED_Measure Case_Air Sealing_2022. Assuming an end use ratio of 90% for Heat Room Gas and applying to the reported PSE Business Case Savings. | 5.6232 | Per Unit Savings from PSE Business Case: APPROVED_Measure Case_Air Sealing_2022. Assuming an end use ratio of 90% for Heat Room Gas and applying to the reported PSE Business Case Savings. | 0 | Full | 0 | 0 | 0 | 2044.9054 | 0 | 0 | 0 | Existing conditions, assuming no cost | PSE Businss Case: APPROVED_Measure Case_Air Sealing_2022 | A | 100% | 31.87% | 85% | 1 | 0 | 0.03 | No applicable non-energy benefitsIncludes PSE NEI data where applicable. | No applicable non-energy benefits | System | System
Pierce County | Manufactured - Highly Impacted | Heat Central Gas Boiler | Existing | LIW: Sealing - Air - Prescriptive - MH -TG | Shell sealing: mobile home prescriptive; gas | 0 | 2024 | 2050 | 1201.0485 | per Home | 0 | 1 | 25 | PSE Businss Case: APPROVED_Measure Case_Air Sealing_2022 | 26.058 | 5.758% | Per Unit Savings from PSE Business Case: APPROVED_Measure Case_Air Sealing_2022. End use ratio of 100% for Heat Central Gas Boiler. | 0 | Per Unit Savings from PSE Business Case: APPROVED_Measure Case_Air Sealing_2022. End use ratio of 100% for Heat Central Gas Boiler. | 0 | Full | 0 | 0 | 0 | 1381.2058 | 0 | 0 | 0 | Existing conditions, assuming no cost | PSE Businss Case: APPROVED_Measure Case_Air Sealing_2022 | A | 100% | 31.87% | 85% | 1 | 0 | 0.0021385 | No applicable non-energy benefitsIncludes PSE NEI data where applicable. | No applicable non-energy benefits | System | System
Pierce County | Manufactured - Highly Impacted | Heat Central Gas Furnace | Existing | LIW: Sealing - Air - Prescriptive - MH -TG | Shell sealing: mobile home prescriptive; gas | 0 | 2024 | 2050 | 1201.0485 | per Home | 0 | 1 | 25 | PSE Businss Case: APPROVED_Measure Case_Air Sealing_2022 | 19.2168 | 5.758% | Per Unit Savings from PSE Business Case: APPROVED_Measure Case_Air Sealing_2022. End use ratio of 100% for Heat Central Gas Furnace. | 0 | Per Unit Savings from PSE Business Case: APPROVED_Measure Case_Air Sealing_2022. End use ratio of 100% for Heat Central Gas Furnace. | 0 | Full | 0 | 0 | 0 | 1381.2058 | 0 | 0 | 0 | Existing conditions, assuming no cost | PSE Businss Case: APPROVED_Measure Case_Air Sealing_2022 | A | 100% | 31.87% | 85% | 1 | 0 | 0.0021385 | No applicable non-energy benefitsIncludes PSE NEI data where applicable. | No applicable non-energy benefits | System | System
Pierce County | Manufactured - Highly Impacted | Heat Room Gas | Existing | LIW: Sealing - Air - Prescriptive - MH -TG | Shell sealing: mobile home prescriptive; gas | 0 | 2024 | 2050 | 1201.0485 | per Home | 0 | 1 | 25 | PSE Businss Case: APPROVED_Measure Case_Air Sealing_2022 | 17.2951 | 5.051% | Per Unit Savings from PSE Business Case: APPROVED_Measure Case_Air Sealing_2022. Assuming an end use ratio of 90% for Heat Room Gas and applying to the reported PSE Business Case Savings. | 0 | Per Unit Savings from PSE Business Case: APPROVED_Measure Case_Air Sealing_2022. Assuming an end use ratio of 90% for Heat Room Gas and applying to the reported PSE Business Case Savings. | 0 | Full | 0 | 0 | 0 | 1381.2058 | 0 | 0 | 0 | Existing conditions, assuming no cost | PSE Businss Case: APPROVED_Measure Case_Air Sealing_2022 | A | 100% | 31.87% | 85% | 1 | 0 | 0.0019246 | No applicable non-energy benefitsIncludes PSE NEI data where applicable. | No applicable non-energy benefits | System | System
Pierce County | Multifamily | Heat Central Gas Furnace | Existing | Insulation - Duct - R0 to R11 - MF - TG | Duct insulation: R0 to R11; multi-family; natural gas | 0 | 2024 | 2050 | 65.98 | per Home | 0 | 1 | 20 | PSE Businss Case: APPROVED_Measure Case_Insulation_2022 | 10.5568 | 3.358% | Per Unit Savings from PSE Business Case: APPROVED_Measure Case_Insulation_2022 | 0 | Per Unit Savings from PSE Business Case: APPROVED_Measure Case_Insulation_2022 | 0 | Full | 0 | 0 | 0 | 426.2308 | 0 | 0 | 0 | Existing conditions, assuming no cost | PSE Businss Case: APPROVED_Measure Case_Insulation_2022 | F | 100% | 15.01% | 100% | 1 | 0 | 0.01 | No applicable non-energy benefitsIncludes PSE NEI data where applicable. | No applicable non-energy benefits | System | System
Pierce County | Multifamily - Highly Impacted | Heat Central Gas Furnace | Existing | LIW: Insulation - Duct - R0 to R11 - MF - TG | Duct insulation: R0 to R11; multi-family; natural gas | 0 | 2024 | 2050 | 56.0007 | per Home | 0 | 1 | 20 | PSE Businss Case: APPROVED_Measure Case_Insulation_2022 | 8.9601 | 3.358% | Per Unit Savings from PSE Business Case: APPROVED_Measure Case_Insulation_2022 | 0 | Per Unit Savings from PSE Business Case: APPROVED_Measure Case_Insulation_2022 | 0 | Full | 0 | 0 | 0 | 361.7645 | 0 | 0 | 0 | Existing conditions, assuming no cost | PSE Businss Case: APPROVED_Measure Case_Insulation_2022 | F | 100% | 15.01% | 100% | 1 | 0 | 0.01 | No applicable non-energy benefitsIncludes PSE NEI data where applicable. | No applicable non-energy benefits | System | System
Pierce County | Single Family | Heat Central Gas Furnace | Existing | Insulation - Duct - R0 to R11 - SF - TG | Duct insulation: R0 to R11; single family; natural gas | 0 | 2024 | 2050 | 83.4867 | per Home | 0 | 1 | 20 | PSE Businss Case: APPROVED_Measure Case_Insulation_2022 | 13.3579 | 2.802% | Per Unit Savings from PSE Business Case: APPROVED_Measure Case_Insulation_2022 | 0 | Per Unit Savings from PSE Business Case: APPROVED_Measure Case_Insulation_2022 | 0 | Full | 0 | 0 | 0 | 539.3239 | 0 | 0 | 0 | Existing conditions, assuming no cost | PSE Businss Case: APPROVED_Measure Case_Insulation_2022 | F | 100% | 25.02% | 100% | 1 | 0 | 0.5 | No applicable non-energy benefitsIncludes PSE NEI data where applicable. | No applicable non-energy benefits | System | System
Pierce County | Single Family - Highly Impacted | Heat Central Gas Furnace | Existing | LIW: Insulation - Duct - R0 to R11 - SF - TG | Duct insulation: R0 to R11; single family; natural gas | 0 | 2024 | 2050 | 60.0549 | per Home | 0 | 1 | 20 | PSE Businss Case: APPROVED_Measure Case_Insulation_2022 | 9.6088 | 2.802% | Per Unit Savings from PSE Business Case: APPROVED_Measure Case_Insulation_2022 | 0 | Per Unit Savings from PSE Business Case: APPROVED_Measure Case_Insulation_2022 | 0 | Full | 0 | 0 | 0 | 387.9548 | 0 | 0 | 0 | Existing conditions, assuming no cost | PSE Businss Case: APPROVED_Measure Case_Insulation_2022 | F | 100% | 25.02% | 100% | 1 | 0 | 0.5 | No applicable non-energy benefitsIncludes PSE NEI data where applicable. | No applicable non-energy benefits | System | System
Pierce County | Manufactured | Heat Central Gas Boiler | Existing | Insulation - Floor - R11 to R22 - MH | Floor insulation: R11 to R22; mobile home; natural gas | 0 | 2024 | 2050 | 1549.1708 | per Home | 0 | 1 | 25 | PSE Businss Case: APPROVED_Measure Case_Insulation_2022 | 33.2663 | 5.699% | Per Unit Savings from PSE Business Case: APPROVED_Measure Case_Insulation_2022 | 6.6394 | Per Unit Savings from PSE Business Case: APPROVED_Measure Case_Insulation_2022 | 0 | Full | 0 | 0 | 0 | 2850.4742 | 0 | 0 | 0 | Existing conditions, assuming no cost | PSE Businss Case: APPROVED_Measure Case_Insulation_2022 | I | 100% | 8.571% | 37.49% | 1 | 0 | 0.15 | No applicable non-energy benefitsIncludes PSE NEI data where applicable. | No applicable non-energy benefits | System | System
Pierce County | Manufactured | Heat Central Gas Furnace | Existing | Insulation - Floor - R11 to R22 - MH | Floor insulation: R11 to R22; mobile home; natural gas | 0 | 2024 | 2050 | 1549.1708 | per Home | 0 | 1 | 25 | PSE Businss Case: APPROVED_Measure Case_Insulation_2022 | 24.5327 | 5.699% | Per Unit Savings from PSE Business Case: APPROVED_Measure Case_Insulation_2022 | 21.5158 | Per Unit Savings from PSE Business Case: APPROVED_Measure Case_Insulation_2022 | 0 | Full | 0 | 0 | 0 | 2850.4742 | 0 | 0 | 0 | Existing conditions, assuming no cost | PSE Businss Case: APPROVED_Measure Case_Insulation_2022 | I | 100% | 8.571% | 37.49% | 1 | 0 | 0.15 | No applicable non-energy benefitsIncludes PSE NEI data where applicable. | No applicable non-energy benefits | System | System
Pierce County | Manufactured | Heat Room Gas | Existing | Insulation - Floor - R11 to R22 - MH | Floor insulation: R11 to R22; mobile home; natural gas | 0 | 2024 | 2050 | 1549.1708 | per Home | 0 | 1 | 25 | PSE Businss Case: APPROVED_Measure Case_Insulation_2022 | 25.1685 | 5.699% | Per Unit Savings from PSE Business Case: APPROVED_Measure Case_Insulation_2022 | 6.1193 | Per Unit Savings from PSE Business Case: APPROVED_Measure Case_Insulation_2022 | 0 | Full | 0 | 0 | 0 | 2850.4742 | 0 | 0 | 0 | Existing conditions, assuming no cost | PSE Businss Case: APPROVED_Measure Case_Insulation_2022 | I | 100% | 8.571% | 37.49% | 1 | 0 | 0.15 | No applicable non-energy benefitsIncludes PSE NEI data where applicable. | No applicable non-energy benefits | System | System
Pierce County | Manufactured - Highly Impacted | Heat Central Gas Boiler | Existing | LIW: Insulation - Floor - R0 to R22 - MH - TG | Floor insulation: R0 to R22; mobile home; natural gas | 0 | 2024 | 2050 | 1201.0485 | per Home | 0 | 1 | 25 | PSE Businss Case: APPROVED_Measure Case_Insulation_2022 | 52.1159 | 11.52% | Per Unit Savings from PSE Business Case: APPROVED_Measure Case_Insulation_2022. End use ratio of 100% for Heat Central Gas Boiler. | 0 | Per Unit Savings from PSE Business Case: APPROVED_Measure Case_Insulation_2022. End use ratio of 100% for Heat Central Gas Boiler. | 0 | Full | 0 | 0 | 0 | 2846.485 | 0 | 0 | 0 | Existing conditions, assuming no cost | PSE Businss Case: APPROVED_Measure Case_Insulation_2022 | H | 100% | 8.661% | 62.51% | 1 | 0 | 0.15 | No applicable non-energy benefitsIncludes PSE NEI data where applicable. | No applicable non-energy benefits | System | System
Pierce County | Manufactured - Highly Impacted | Heat Central Gas Furnace | Existing | LIW: Insulation - Floor - R0 to R22 - MH - TG | Floor insulation: R0 to R22; mobile home; natural gas | 0 | 2024 | 2050 | 1201.0485 | per Home | 0 | 1 | 25 | PSE Businss Case: APPROVED_Measure Case_Insulation_2022 | 38.4336 | 11.52% | Per Unit Savings from PSE Business Case: APPROVED_Measure Case_Insulation_2022. End use ratio of 100% for Heat Central Gas Furnace. | 0 | Per Unit Savings from PSE Business Case: APPROVED_Measure Case_Insulation_2022. End use ratio of 100% for Heat Central Gas Furnace. | 0 | Full | 0 | 0 | 0 | 2846.485 | 0 | 0 | 0 | Existing conditions, assuming no cost | PSE Businss Case: APPROVED_Measure Case_Insulation_2022 | H | 100% | 8.661% | 62.51% | 1 | 0 | 0.15 | No applicable non-energy benefitsIncludes PSE NEI data where applicable. | No applicable non-energy benefits | System | System
Pierce County | Manufactured - Highly Impacted | Heat Room Gas | Existing | LIW: Insulation - Floor - R0 to R22 - MH - TG | Floor insulation: R0 to R22; mobile home; natural gas | 0 | 2024 | 2050 | 1201.0485 | per Home | 0 | 1 | 25 | PSE Businss Case: APPROVED_Measure Case_Insulation_2022 | 35.4867 | 10.36% | Per Unit Savings from PSE Business Case: APPROVED_Measure Case_Insulation_2022. Assuming an end use ratio of 90% for Heat Room Gas and applying to the reported PSE Business Case Savings. | 0 | Per Unit Savings from PSE Business Case: APPROVED_Measure Case_Insulation_2022. Assuming an end use ratio of 90% for Heat Room Gas and applying to the reported PSE Business Case Savings. | 0 | Full | 0 | 0 | 0 | 2846.485 | 0 | 0 | 0 | Existing conditions, assuming no cost | PSE Businss Case: APPROVED_Measure Case_Insulation_2022 | H | 100% | 8.661% | 62.51% | 1 | 0 | 0.15 | No applicable non-energy benefitsIncludes PSE NEI data where applicable. | No applicable non-energy benefits | System | System
Pierce County | Multifamily - Highly Impacted | Heat Central Gas Boiler | Existing | LIW: Insulation - Floor - R0 to R30 - MF - TG | Floor insulation: R0 to R30; multi-family; natural gas | 0 | 2024 | 2050 | 773.4304 | per Home | 0 | 1 | 45 | PSE Businss Case: APPROVED_Measure Case_Insulation_2022 | 50.3411 | 13.91% | Per Unit Savings from PSE Business Case: APPROVED_Measure Case_Insulation_2022. End use ratio of 100% for Heat Central Gas Boiler. | 0 | Per Unit Savings from PSE Business Case: APPROVED_Measure Case_Insulation_2022. End use ratio of 100% for Heat Central Gas Boiler. | 0 | Full | 0 | 0 | 0 | 1701.5469 | 0 | 0 | 0 | Existing conditions, assuming no cost | PSE Businss Case: APPROVED_Measure Case_Insulation_2022 | J | 100% | 23.08% | 66.69% | 1 | 0 | 0.0043602 | No applicable non-energy benefitsIncludes PSE NEI data where applicable. | No applicable non-energy benefits | System | System
Pierce County | Multifamily - Highly Impacted | Heat Central Gas Furnace | Existing | LIW: Insulation - Floor - R0 to R30 - MF - TG | Floor insulation: R0 to R30; multi-family; natural gas | 0 | 2024 | 2050 | 773.4304 | per Home | 0 | 1 | 45 | PSE Businss Case: APPROVED_Measure Case_Insulation_2022 | 37.1247 | 13.91% | Per Unit Savings from PSE Business Case: APPROVED_Measure Case_Insulation_2022. End use ratio of 100% for Heat Central Gas Furnace. | 0 | Per Unit Savings from PSE Business Case: APPROVED_Measure Case_Insulation_2022. End use ratio of 100% for Heat Central Gas Furnace. | 0 | Full | 0 | 0 | 0 | 1701.5469 | 0 | 0 | 0 | Existing conditions, assuming no cost | PSE Businss Case: APPROVED_Measure Case_Insulation_2022 | J | 100% | 23.08% | 66.69% | 1 | 0 | 0.0043602 | No applicable non-energy benefitsIncludes PSE NEI data where applicable. | No applicable non-energy benefits | System | System
Pierce County | Multifamily - Highly Impacted | Heat Room Gas | Existing | LIW: Insulation - Floor - R0 to R30 - MF - TG | Floor insulation: R0 to R30; multi-family; natural gas | 0 | 2024 | 2050 | 773.4304 | per Home | 0 | 1 | 45 | PSE Businss Case: APPROVED_Measure Case_Insulation_2022 | 33.4122 | 12.21% | Per Unit Savings from PSE Business Case: APPROVED_Measure Case_Insulation_2022. Assuming an end use ratio of 90% for Heat Room Gas and applying to the reported PSE Business Case Savings. | 0 | Per Unit Savings from PSE Business Case: APPROVED_Measure Case_Insulation_2022. Assuming an end use ratio of 90% for Heat Room Gas and applying to the reported PSE Business Case Savings. | 0 | Full | 0 | 0 | 0 | 1701.5469 | 0 | 0 | 0 | Existing conditions, assuming no cost | PSE Businss Case: APPROVED_Measure Case_Insulation_2022 | J | 100% | 23.08% | 66.69% | 1 | 0 | 0.0039242 | No applicable non-energy benefitsIncludes PSE NEI data where applicable. | No applicable non-energy benefits | System | System
Pierce County | Single Family - Highly Impacted | Heat Central Gas Boiler | Existing | LIW: Insulation - Floor - R0 to R30 - SF - TG | Floor insulation: R0 to R30; single family; natural gas | 0 | 2024 | 2050 | 969.9099 | per Home | 0 | 1 | 45 | PSE Businss Case: APPROVED_Measure Case_Insulation_2022 | 31.5648 | 6.788% | Per Unit Savings from PSE Business Case: APPROVED_Measure Case_Insulation_2022. End use ratio of 100% for Heat Central Gas Boiler. | 0 | Per Unit Savings from PSE Business Case: APPROVED_Measure Case_Insulation_2022. End use ratio of 100% for Heat Central Gas Boiler. | 0 | Full | 0 | 0 | 0 | 2075.6071 | 0 | 0 | 0 | Existing conditions, assuming no cost | PSE Businss Case: APPROVED_Measure Case_Insulation_2022 | L | 100% | 6.068% | 100% | 1 | 0 | 0.07634 | No applicable non-energy benefitsIncludes PSE NEI data where applicable. | No applicable non-energy benefits | System | System
Pierce County | Single Family - Highly Impacted | Heat Central Gas Furnace | Existing | LIW: Insulation - Floor - R0 to R30 - SF - TG | Floor insulation: R0 to R30; single family; natural gas | 0 | 2024 | 2050 | 969.9099 | per Home | 0 | 1 | 45 | PSE Businss Case: APPROVED_Measure Case_Insulation_2022 | 23.2778 | 6.788% | Per Unit Savings from PSE Business Case: APPROVED_Measure Case_Insulation_2022. End use ratio of 100% for Heat Central Gas Furnace. | 0 | Per Unit Savings from PSE Business Case: APPROVED_Measure Case_Insulation_2022. End use ratio of 100% for Heat Central Gas Furnace. | 0 | Full | 0 | 0 | 0 | 2075.6071 | 0 | 0 | 0 | Existing conditions, assuming no cost | PSE Businss Case: APPROVED_Measure Case_Insulation_2022 | L | 100% | 6.068% | 100% | 1 | 0 | 0.07634 | No applicable non-energy benefitsIncludes PSE NEI data where applicable. | No applicable non-energy benefits | System | System
Pierce County | Single Family - Highly Impacted | Heat Room Gas | Existing | LIW: Insulation - Floor - R0 to R30 - SF - TG | Floor insulation: R0 to R30; single family; natural gas | 0 | 2024 | 2050 | 969.9099 | per Home | 0 | 1 | 45 | PSE Businss Case: APPROVED_Measure Case_Insulation_2022 | 21.493 | 6.109% | Per Unit Savings from PSE Business Case: APPROVED_Measure Case_Insulation_2022. Assuming an end use ratio of 90% for Heat Room Gas and applying to the reported PSE Business Case Savings. | 0 | Per Unit Savings from PSE Business Case: APPROVED_Measure Case_Insulation_2022. Assuming an end use ratio of 90% for Heat Room Gas and applying to the reported PSE Business Case Savings. | 0 | Full | 0 | 0 | 0 | 2075.6071 | 0 | 0 | 0 | Existing conditions, assuming no cost | PSE Businss Case: APPROVED_Measure Case_Insulation_2022 | L | 100% | 6.068% | 100% | 1 | 0 | 0.068706 | No applicable non-energy benefitsIncludes PSE NEI data where applicable. | No applicable non-energy benefits | System | System
Pierce County | Multifamily - Highly Impacted | Heat Central Gas Boiler | Existing | LIW: Insulation - Wall - R0 to R11 - MF - TG | Wall insulation: R0 to R11; multi-family; natural gas | 0 | 2024 | 2050 | 278.1062 | per Home | 0 | 1 | 45 | PSE Businss Case: APPROVED_Measure Case_Insulation_2022 | 29.8673 | 8.255% | Per Unit Savings from PSE Business Case: APPROVED_Measure Case_Insulation_2022. End use ratio of 100% for Heat Central Gas Boiler. | 0 | Per Unit Savings from PSE Business Case: APPROVED_Measure Case_Insulation_2022. End use ratio of 100% for Heat Central Gas Boiler. | 0 | Full | 0 | 0 | 0 | 611.8336 | 0 | 0 | 0 | Existing conditions, assuming no cost | PSE Businss Case: APPROVED_Measure Case_Insulation_2022 | M | 100% | 7.774% | 100% | 1 | 0 | 0.01 | No applicable non-energy benefitsIncludes PSE NEI data where applicable. | No applicable non-energy benefits | System | System
Pierce County | Multifamily - Highly Impacted | Heat Central Gas Furnace | Existing | LIW: Insulation - Wall - R0 to R11 - MF - TG | Wall insulation: R0 to R11; multi-family; natural gas | 0 | 2024 | 2050 | 278.1062 | per Home | 0 | 1 | 45 | PSE Businss Case: APPROVED_Measure Case_Insulation_2022 | 22.026 | 8.255% | Per Unit Savings from PSE Business Case: APPROVED_Measure Case_Insulation_2022. End use ratio of 100% for Heat Central Gas Furnace. | 0 | Per Unit Savings from PSE Business Case: APPROVED_Measure Case_Insulation_2022. End use ratio of 100% for Heat Central Gas Furnace. | 0 | Full | 0 | 0 | 0 | 611.8336 | 0 | 0 | 0 | Existing conditions, assuming no cost | PSE Businss Case: APPROVED_Measure Case_Insulation_2022 | M | 100% | 7.774% | 100% | 1 | 0 | 0.01 | No applicable non-energy benefitsIncludes PSE NEI data where applicable. | No applicable non-energy benefits | System | System
Pierce County | Multifamily - Highly Impacted | Heat Room Gas | Existing | LIW: Insulation - Wall - R0 to R11 - MF - TG | Wall insulation: R0 to R11; multi-family; natural gas | 0 | 2024 | 2050 | 278.1062 | per Home | 0 | 1 | 45 | PSE Businss Case: APPROVED_Measure Case_Insulation_2022 | 19.8234 | 7.242% | Per Unit Savings from PSE Business Case: APPROVED_Measure Case_Insulation_2022. Assuming an end use ratio of 90% for Heat Room Gas and applying to the reported PSE Business Case Savings. | 0 | Per Unit Savings from PSE Business Case: APPROVED_Measure Case_Insulation_2022. Assuming an end use ratio of 90% for Heat Room Gas and applying to the reported PSE Business Case Savings. | 0 | Full | 0 | 0 | 0 | 611.8336 | 0 | 0 | 0 | Existing conditions, assuming no cost | PSE Businss Case: APPROVED_Measure Case_Insulation_2022 | M | 100% | 7.774% | 100% | 1 | 0 | 0.01 | No applicable non-energy benefitsIncludes PSE NEI data where applicable. | No applicable non-energy benefits | System | System
Pierce County | Manufactured | Heat Central Gas Boiler | Existing | Insulation - Wall - R0 to R11 - MH | Wall insulation: R0 to R11; mobile home; natural gas | 0 | 2024 | 2050 | 551.0331 | per Home | 0 | 1 | 25 | PSE Businss Case: APPROVED_Measure Case_Insulation_2022 | 131.5075 | 22.53% | Per Unit Savings from PSE Business Case: APPROVED_Measure Case_Insulation_2022. End use ratio of 100% for Heat Central Gas Boiler. | 25.3519 | Per Unit Savings from PSE Business Case: APPROVED_Measure Case_Insulation_2022. End use ratio of 100% for Heat Central Gas Boiler. | 0 | Full | 0 | 0 | 0 | 1515.341 | 0 | 0 | 0 | Existing conditions, assuming no cost | PSE Businss Case: APPROVED_Measure Case_Insulation_2022 | M | 100% | 7.774% | 100% | 1 | 0 | 4.81 | No applicable non-energy benefitsIncludes PSE NEI data where applicable. | No applicable non-energy benefits | System | System
Pierce County | Manufactured | Heat Central Gas Furnace | Existing | Insulation - Wall - R0 to R11 - MH | Wall insulation: R0 to R11; mobile home; natural gas | 0 | 2024 | 2050 | 551.0331 | per Home | 0 | 1 | 25 | PSE Businss Case: APPROVED_Measure Case_Insulation_2022 | 96.9818 | 22.53% | Per Unit Savings from PSE Business Case: APPROVED_Measure Case_Insulation_2022. End use ratio of 100% for Heat Central Gas Furnace. | 82.1556 | Per Unit Savings from PSE Business Case: APPROVED_Measure Case_Insulation_2022. End use ratio of 100% for Heat Central Gas Furnace. | 0 | Full | 0 | 0 | 0 | 1515.341 | 0 | 0 | 0 | Existing conditions, assuming no cost | PSE Businss Case: APPROVED_Measure Case_Insulation_2022 | M | 100% | 7.774% | 100% | 1 | 0 | 4.81 | No applicable non-energy benefitsIncludes PSE NEI data where applicable. | No applicable non-energy benefits | System | System
Pierce County | Manufactured | Heat Room Gas | Existing | Insulation - Wall - R0 to R11 - MH | Wall insulation: R0 to R11; mobile home; natural gas | 0 | 2024 | 2050 | 551.0331 | per Home | 0 | 1 | 25 | PSE Businss Case: APPROVED_Measure Case_Insulation_2022 | 87.2836 | 19.76% | Per Unit Savings from PSE Business Case: APPROVED_Measure Case_Insulation_2022. Assuming an end use ratio of 90% for Heat Room Gas and applying to the reported PSE Business Case Savings. | 23.366 | Per Unit Savings from PSE Business Case: APPROVED_Measure Case_Insulation_2022. Assuming an end use ratio of 90% for Heat Room Gas and applying to the reported PSE Business Case Savings. | 0 | Full | 0 | 0 | 0 | 1515.341 | 0 | 0 | 0 | Existing conditions, assuming no cost | PSE Businss Case: APPROVED_Measure Case_Insulation_2022 | M | 100% | 7.774% | 100% | 1 | 0 | 4.81 | No applicable non-energy benefitsIncludes PSE NEI data where applicable. | No applicable non-energy benefits | System | System
Pierce County | Manufactured - Highly Impacted | Heat Central Gas Boiler | Existing | LIW: Insulation - Wall - R0 to R11 - MH - TG | Wall insulation: R0 to R11; mobile home; natural gas | 0 | 2024 | 2050 | 485.1861 | per Home | 0 | 1 | 25 | PSE Businss Case: APPROVED_Measure Case_Insulation_2022 | 115.7927 | 25.59% | Per Unit Savings from PSE Business Case: APPROVED_Measure Case_Insulation_2022. End use ratio of 100% for Heat Central Gas Boiler. | 0 | Per Unit Savings from PSE Business Case: APPROVED_Measure Case_Insulation_2022. End use ratio of 100% for Heat Central Gas Boiler. | 0 | Full | 0 | 0 | 0 | 1334.2617 | 0 | 0 | 0 | Existing conditions, assuming no cost | PSE Businss Case: APPROVED_Measure Case_Insulation_2022 | M | 100% | 7.774% | 100% | 1 | 0 | 1.18 | No applicable non-energy benefitsIncludes PSE NEI data where applicable. | No applicable non-energy benefits | System | System
Pierce County | Manufactured - Highly Impacted | Heat Central Gas Furnace | Existing | LIW: Insulation - Wall - R0 to R11 - MH - TG | Wall insulation: R0 to R11; mobile home; natural gas | 0 | 2024 | 2050 | 485.1861 | per Home | 0 | 1 | 25 | PSE Businss Case: APPROVED_Measure Case_Insulation_2022 | 85.3927 | 25.59% | Per Unit Savings from PSE Business Case: APPROVED_Measure Case_Insulation_2022. End use ratio of 100% for Heat Central Gas Furnace. | 0 | Per Unit Savings from PSE Business Case: APPROVED_Measure Case_Insulation_2022. End use ratio of 100% for Heat Central Gas Furnace. | 0 | Full | 0 | 0 | 0 | 1334.2617 | 0 | 0 | 0 | Existing conditions, assuming no cost | PSE Businss Case: APPROVED_Measure Case_Insulation_2022 | M | 100% | 7.774% | 100% | 1 | 0 | 1.18 | No applicable non-energy benefitsIncludes PSE NEI data where applicable. | No applicable non-energy benefits | System | System
Pierce County | Manufactured - Highly Impacted | Heat Room Gas | Existing | LIW: Insulation - Wall - R0 to R11 - MH - TG | Wall insulation: R0 to R11; mobile home; natural gas | 0 | 2024 | 2050 | 485.1861 | per Home | 0 | 1 | 25 | PSE Businss Case: APPROVED_Measure Case_Insulation_2022 | 76.8535 | 22.45% | Per Unit Savings from PSE Business Case: APPROVED_Measure Case_Insulation_2022. Assuming an end use ratio of 90% for Heat Room Gas and applying to the reported PSE Business Case Savings. | 0 | Per Unit Savings from PSE Business Case: APPROVED_Measure Case_Insulation_2022. Assuming an end use ratio of 90% for Heat Room Gas and applying to the reported PSE Business Case Savings. | 0 | Full | 0 | 0 | 0 | 1334.2617 | 0 | 0 | 0 | Existing conditions, assuming no cost | PSE Businss Case: APPROVED_Measure Case_Insulation_2022 | M | 100% | 7.774% | 100% | 1 | 0 | 1.18 | No applicable non-energy benefitsIncludes PSE NEI data where applicable. | No applicable non-energy benefits | System | System
Pierce County | Single Family - Highly Impacted | Heat Central Gas Boiler | Existing | LIW: Insulation - Wall - R0 to R11 - SF - TG | Wall insulation: R0 to R11; single family; natural gas | 0 | 2024 | 2050 | 1924.3414 | per Home | 0 | 1 | 45 | PSE Businss Case: APPROVED_Measure Case_Insulation_2022 | 146.1269 | 31.42% | Per Unit Savings from PSE Business Case: APPROVED_Measure Case_Insulation_2022. End use ratio of 100% for Heat Central Gas Boiler. | 0 | Per Unit Savings from PSE Business Case: APPROVED_Measure Case_Insulation_2022. End use ratio of 100% for Heat Central Gas Boiler. | 0 | Full | 0 | 0 | 0 | 5291.9388 | 0 | 0 | 0 | Existing conditions, assuming no cost | PSE Businss Case: APPROVED_Measure Case_Insulation_2022 | M | 100% | 6.485% | 100% | 1 | 0 | 0.1 | No applicable non-energy benefitsIncludes PSE NEI data where applicable. | No applicable non-energy benefits | System | System
Pierce County | Single Family - Highly Impacted | Heat Central Gas Furnace | Existing | LIW: Insulation - Wall - R0 to R11 - SF - TG | Wall insulation: R0 to R11; single family; natural gas | 0 | 2024 | 2050 | 1924.3414 | per Home | 0 | 1 | 45 | PSE Businss Case: APPROVED_Measure Case_Insulation_2022 | 107.7631 | 31.42% | Per Unit Savings from PSE Business Case: APPROVED_Measure Case_Insulation_2022. End use ratio of 100% for Heat Central Gas Furnace. | 0 | Per Unit Savings from PSE Business Case: APPROVED_Measure Case_Insulation_2022. End use ratio of 100% for Heat Central Gas Furnace. | 0 | Full | 0 | 0 | 0 | 5291.9388 | 0 | 0 | 0 | Existing conditions, assuming no cost | PSE Businss Case: APPROVED_Measure Case_Insulation_2022 | M | 100% | 6.485% | 100% | 1 | 0 | 0.1 | No applicable non-energy benefitsIncludes PSE NEI data where applicable. | No applicable non-energy benefits | System | System
Pierce County | Single Family - Highly Impacted | Heat Room Gas | Existing | LIW: Insulation - Wall - R0 to R11 - SF - TG | Wall insulation: R0 to R11; single family; natural gas | 0 | 2024 | 2050 | 1924.3414 | per Home | 0 | 1 | 45 | PSE Businss Case: APPROVED_Measure Case_Insulation_2022 | 96.9868 | 27.57% | Per Unit Savings from PSE Business Case: APPROVED_Measure Case_Insulation_2022. Assuming an end use ratio of 90% for Heat Room Gas and applying to the reported PSE Business Case Savings. | 0 | Per Unit Savings from PSE Business Case: APPROVED_Measure Case_Insulation_2022. Assuming an end use ratio of 90% for Heat Room Gas and applying to the reported PSE Business Case Savings. | 0 | Full | 0 | 0 | 0 | 5291.9388 | 0 | 0 | 0 | Existing conditions, assuming no cost | PSE Businss Case: APPROVED_Measure Case_Insulation_2022 | M | 100% | 6.485% | 100% | 1 | 0 | 0.1 | No applicable non-energy benefitsIncludes PSE NEI data where applicable. | No applicable non-energy benefits | System | System
Pierce County | Manufactured - Highly Impacted | Heat Central Gas Boiler | Existing | LIW: Insulation - Attic - R0 to R30 - MH - TG | Attic insulation: R0 to R30; mobile home; natural gas | 0 | 2024 | 2050 | 1201.0485 | per Home | 0 | 1 | 25 | PSE Businss Case: APPROVED_Measure Case_Insulation_2022 | 52.1159 | 11.52% | Per Unit Savings from PSE Business Case: APPROVED_Measure Case_Insulation_2022. End use ratio of 100% for Heat Central Gas Boiler. | 0 | Per Unit Savings from PSE Business Case: APPROVED_Measure Case_Insulation_2022. End use ratio of 100% for Heat Central Gas Boiler. | 0 | Full | 0 | 0 | 0 | 2438.1285 | 0 | 0 | 0 | Existing conditions, assuming no cost | PSE Businss Case: APPROVED_Measure Case_Insulation_2022 | B | 100% | 38.94% | 100% | 1 | 0 | 0.24 | No applicable non-energy benefitsIncludes PSE NEI data where applicable. | No applicable non-energy benefits | System | System
Pierce County | Manufactured - Highly Impacted | Heat Central Gas Furnace | Existing | LIW: Insulation - Attic - R0 to R30 - MH - TG | Attic insulation: R0 to R30; mobile home; natural gas | 0 | 2024 | 2050 | 1201.0485 | per Home | 0 | 1 | 25 | PSE Businss Case: APPROVED_Measure Case_Insulation_2022 | 38.4336 | 11.52% | Per Unit Savings from PSE Business Case: APPROVED_Measure Case_Insulation_2022. End use ratio of 100% for Heat Central Gas Furnace. | 0 | Per Unit Savings from PSE Business Case: APPROVED_Measure Case_Insulation_2022. End use ratio of 100% for Heat Central Gas Furnace. | 0 | Full | 0 | 0 | 0 | 2438.1285 | 0 | 0 | 0 | Existing conditions, assuming no cost | PSE Businss Case: APPROVED_Measure Case_Insulation_2022 | B | 100% | 38.94% | 100% | 1 | 0 | 0.24 | No applicable non-energy benefitsIncludes PSE NEI data where applicable. | No applicable non-energy benefits | System | System
Pierce County | Manufactured - Highly Impacted | Heat Room Gas | Existing | LIW: Insulation - Attic - R0 to R30 - MH - TG | Attic insulation: R0 to R30; mobile home; natural gas | 0 | 2024 | 2050 | 1201.0485 | per Home | 0 | 1 | 25 | PSE Businss Case: APPROVED_Measure Case_Insulation_2022 | 35.4867 | 10.36% | Per Unit Savings from PSE Business Case: APPROVED_Measure Case_Insulation_2022. Assuming an end use ratio of 90% for Heat Room Gas and applying to the reported PSE Business Case Savings. | 0 | Per Unit Savings from PSE Business Case: APPROVED_Measure Case_Insulation_2022. Assuming an end use ratio of 90% for Heat Room Gas and applying to the reported PSE Business Case Savings. | 0 | Full | 0 | 0 | 0 | 2438.1285 | 0 | 0 | 0 | Existing conditions, assuming no cost | PSE Businss Case: APPROVED_Measure Case_Insulation_2022 | B | 100% | 38.94% | 100% | 1 | 0 | 0.24 | No applicable non-energy benefitsIncludes PSE NEI data where applicable. | No applicable non-energy benefits | System | System
Pierce County | Multifamily - Highly Impacted | Heat Central Gas Boiler | Existing | LIW: Insulation - Attic - R0 to R38 - MF - TG | Attic insulation: R0 to R38; multi-family; natural gas | 0 | 2024 | 2050 | 773.4304 | per Home | 0 | 1 | 45 | PSE Businss Case: APPROVED_Measure Case_Insulation_2022 | 33.5607 | 9.276% | Per Unit Savings from PSE Business Case: APPROVED_Measure Case_Insulation_2022. End use ratio of 100% for Heat Central Gas Boiler. | 0 | Per Unit Savings from PSE Business Case: APPROVED_Measure Case_Insulation_2022. End use ratio of 100% for Heat Central Gas Boiler. | 0 | Full | 0 | 0 | 0 | 1484.9864 | 0 | 0 | 0 | Existing conditions, assuming no cost | PSE Businss Case: APPROVED_Measure Case_Insulation_2022 | B | 100% | 0.6698% | 57.84% | 1 | 0 | 0.0029068 | No applicable non-energy benefitsIncludes PSE NEI data where applicable. | No applicable non-energy benefits | System | System
Pierce County | Multifamily - Highly Impacted | Heat Central Gas Furnace | Existing | LIW: Insulation - Attic - R0 to R38 - MF - TG | Attic insulation: R0 to R38; multi-family; natural gas | 0 | 2024 | 2050 | 773.4304 | per Home | 0 | 1 | 45 | PSE Businss Case: APPROVED_Measure Case_Insulation_2022 | 24.7498 | 9.276% | Per Unit Savings from PSE Business Case: APPROVED_Measure Case_Insulation_2022. End use ratio of 100% for Heat Central Gas Furnace. | 0 | Per Unit Savings from PSE Business Case: APPROVED_Measure Case_Insulation_2022. End use ratio of 100% for Heat Central Gas Furnace. | 0 | Full | 0 | 0 | 0 | 1484.9864 | 0 | 0 | 0 | Existing conditions, assuming no cost | PSE Businss Case: APPROVED_Measure Case_Insulation_2022 | B | 100% | 0.6698% | 57.84% | 1 | 0 | 0.0029068 | No applicable non-energy benefitsIncludes PSE NEI data where applicable. | No applicable non-energy benefits | System | System
Pierce County | Multifamily - Highly Impacted | Heat Room Gas | Existing | LIW: Insulation - Attic - R0 to R38 - MF - TG | Attic insulation: R0 to R38; multi-family; natural gas | 0 | 2024 | 2050 | 773.4304 | per Home | 0 | 1 | 45 | PSE Businss Case: APPROVED_Measure Case_Insulation_2022 | 22.2748 | 8.137% | Per Unit Savings from PSE Business Case: APPROVED_Measure Case_Insulation_2022. Assuming an end use ratio of 90% for Heat Room Gas and applying to the reported PSE Business Case Savings. | 0 | Per Unit Savings from PSE Business Case: APPROVED_Measure Case_Insulation_2022. Assuming an end use ratio of 90% for Heat Room Gas and applying to the reported PSE Business Case Savings. | 0 | Full | 0 | 0 | 0 | 1484.9864 | 0 | 0 | 0 | Existing conditions, assuming no cost | PSE Businss Case: APPROVED_Measure Case_Insulation_2022 | B | 100% | 0.6698% | 57.84% | 1 | 0 | 0.0026161 | No applicable non-energy benefitsIncludes PSE NEI data where applicable. | No applicable non-energy benefits | System | System
Pierce County | Multifamily - Highly Impacted | Water Heat LE 55 Gal | Existing | LIW: Insulation - Water Heater Pipe - MF - TG | Water heater pipe insulation: multi-family; natural gas | 0 | 2024 | 2050 | 1 | per Home | 0 | 1 | 15 | PSE Businss Case: APPROVED_Measure Case_Insulation_2022 | 0.67161 | 0.4642% | Per Unit Savings from PSE Business Case: APPROVED_Measure Case_Insulation_2022 | 0 | Per Unit Savings from PSE Business Case: APPROVED_Measure Case_Insulation_2022 | 0 | Full | 0 | 0 | 0 | 20 | 0 | 0 | 0 | Existing conditions, assuming no cost | PSE Businss Case: APPROVED_Measure Case_Insulation_2022 |  | 100% | 87.4% | 100% | 1 | 0 | 0.09 | No applicable non-energy benefitsIncludes PSE NEI data where applicable. | No applicable non-energy benefits | System | System
Pierce County | Multifamily - Highly Impacted | Water Heat GT 55 Gal | Existing | LIW: Insulation - Water Heater Pipe - MF - TG | Water heater pipe insulation: multi-family; natural gas | 0 | 2024 | 2050 | 1 | per Home | 0 | 1 | 15 | PSE Businss Case: APPROVED_Measure Case_Insulation_2022 | 0.47781 | 0.389% | Adjusting savings using baseline and measure water heating efficiency. PSE Business Case: APPROVED_Measure Case_Insulation_2022 | 0 | Adjusting savings using baseline and measure water heating efficiency. PSE Business Case: APPROVED_Measure Case_Insulation_2022 | 0 | Full | 0 | 0 | 0 | 20 | 0 | 0 | 0 | Existing conditions, assuming no cost | PSE Businss Case: APPROVED_Measure Case_Insulation_2022 |  | 100% | 87.4% | 100% | 1 | 0 | 0.09 | No applicable non-energy benefitsIncludes PSE NEI data where applicable. | No applicable non-energy benefits | System | System
Pierce County | Manufactured - Highly Impacted | Water Heat LE 55 Gal | Existing | LIW: Insulation - Water Heater Pipe - MH - TG | Water heater pipe insulation: mobile home; natural gas | 0 | 2024 | 2050 | 1 | per Home | 0 | 1 | 15 | PSE Businss Case: APPROVED_Measure Case_Insulation_2022 | 0.63487 | 0.4642% | Per Unit Savings from PSE Business Case: APPROVED_Measure Case_Insulation_2022 | 0 | Per Unit Savings from PSE Business Case: APPROVED_Measure Case_Insulation_2022 | 0 | Full | 0 | 0 | 0 | 20 | 0 | 0 | 0 | Existing conditions, assuming no cost | PSE Businss Case: APPROVED_Measure Case_Insulation_2022 |  | 100% | 78.85% | 100% | 1 | 0 | 11.13 | No applicable non-energy benefitsIncludes PSE NEI data where applicable. | No applicable non-energy benefits | System | System
Pierce County | Manufactured - Highly Impacted | Water Heat GT 55 Gal | Existing | LIW: Insulation - Water Heater Pipe - MH - TG | Water heater pipe insulation: mobile home; natural gas | 0 | 2024 | 2050 | 1 | per Home | 0 | 1 | 15 | PSE Businss Case: APPROVED_Measure Case_Insulation_2022 | 0.45167 | 0.389% | Adjusting savings using baseline and measure water heating efficiency. PSE Business Case: APPROVED_Measure Case_Insulation_2022 | 0 | Adjusting savings using baseline and measure water heating efficiency. PSE Business Case: APPROVED_Measure Case_Insulation_2022 | 0 | Full | 0 | 0 | 0 | 20 | 0 | 0 | 0 | Existing conditions, assuming no cost | PSE Businss Case: APPROVED_Measure Case_Insulation_2022 |  | 100% | 78.85% | 100% | 1 | 0 | 11.13 | No applicable non-energy benefitsIncludes PSE NEI data where applicable. | No applicable non-energy benefits | System | System
Pierce County | Single Family - Highly Impacted | Water Heat LE 55 Gal | Existing | LIW: Insulation - Water Heater Pipe - SF - TG | Water heater pipe insulation: single family; natural gas | 0 | 2024 | 2050 | 1 | per Home | 0 | 1 | 15 | PSE Businss Case: APPROVED_Measure Case_Insulation_2022 | 0.73386 | 0.4642% | Per Unit Savings from PSE Business Case: APPROVED_Measure Case_Insulation_2022 | 0 | Per Unit Savings from PSE Business Case: APPROVED_Measure Case_Insulation_2022 | 0 | Full | 0 | 0 | 0 | 20 | 0 | 0 | 0 | Existing conditions, assuming no cost | PSE Businss Case: APPROVED_Measure Case_Insulation_2022 |  | 100% | 74.1% | 100% | 1 | 0 | 11.04 | No applicable non-energy benefitsIncludes PSE NEI data where applicable. | No applicable non-energy benefits | System | System
Pierce County | Single Family - Highly Impacted | Water Heat GT 55 Gal | Existing | LIW: Insulation - Water Heater Pipe - SF - TG | Water heater pipe insulation: single family; natural gas | 0 | 2024 | 2050 | 1 | per Home | 0 | 1 | 15 | PSE Businss Case: APPROVED_Measure Case_Insulation_2022 | 0.52209 | 0.389% | Adjusting savings using baseline and measure water heating efficiency. PSE Business Case: APPROVED_Measure Case_Insulation_2022 | 0 | Adjusting savings using baseline and measure water heating efficiency. PSE Business Case: APPROVED_Measure Case_Insulation_2022 | 0 | Full | 0 | 0 | 0 | 20 | 0 | 0 | 0 | Existing conditions, assuming no cost | PSE Businss Case: APPROVED_Measure Case_Insulation_2022 |  | 100% | 74.1% | 100% | 1 | 0 | 11.04 | No applicable non-energy benefitsIncludes PSE NEI data where applicable. | No applicable non-energy benefits | System | System
Pierce County | Multifamily - Highly Impacted | Heat Central Gas Boiler | Existing | LIW: Insulation - Attic - R0 to R49 - MF - TG | Attic insulation: R0 to R49; multi-family; natural gas | 0 | 2024 | 2050 | 773.4304 | per Home | 0 | 1 | 45 | PSE Businss Case: APPROVED_Measure Case_Insulation_2022 | 41.9509 | 11.59% | Per Unit Savings from PSE Business Case: APPROVED_Measure Case_Insulation_2022. End use ratio of 100% for Heat Central Gas Boiler. | 0 | Per Unit Savings from PSE Business Case: APPROVED_Measure Case_Insulation_2022. End use ratio of 100% for Heat Central Gas Boiler. | 0 | Full | 0 | 0 | 0 | 1655.1411 | 0 | 0 | 0 | Existing conditions, assuming no cost | PSE Businss Case: APPROVED_Measure Case_Insulation_2022 | B | 100% | 3.751% | 57.84% | 1 | 0 | 0.0036335 | No applicable non-energy benefitsIncludes PSE NEI data where applicable. | No applicable non-energy benefits | System | System
Pierce County | Multifamily - Highly Impacted | Heat Central Gas Furnace | Existing | LIW: Insulation - Attic - R0 to R49 - MF - TG | Attic insulation: R0 to R49; multi-family; natural gas | 0 | 2024 | 2050 | 773.4304 | per Home | 0 | 1 | 45 | PSE Businss Case: APPROVED_Measure Case_Insulation_2022 | 30.9372 | 11.59% | Per Unit Savings from PSE Business Case: APPROVED_Measure Case_Insulation_2022. End use ratio of 100% for Heat Central Gas Furnace. | 0 | Per Unit Savings from PSE Business Case: APPROVED_Measure Case_Insulation_2022. End use ratio of 100% for Heat Central Gas Furnace. | 0 | Full | 0 | 0 | 0 | 1655.1411 | 0 | 0 | 0 | Existing conditions, assuming no cost | PSE Businss Case: APPROVED_Measure Case_Insulation_2022 | B | 100% | 3.751% | 57.84% | 1 | 0 | 0.0036335 | No applicable non-energy benefitsIncludes PSE NEI data where applicable. | No applicable non-energy benefits | System | System
Pierce County | Multifamily - Highly Impacted | Heat Room Gas | Existing | LIW: Insulation - Attic - R0 to R49 - MF - TG | Attic insulation: R0 to R49; multi-family; natural gas | 0 | 2024 | 2050 | 773.4304 | per Home | 0 | 1 | 45 | PSE Businss Case: APPROVED_Measure Case_Insulation_2022 | 27.8435 | 10.17% | Per Unit Savings from PSE Business Case: APPROVED_Measure Case_Insulation_2022. Assuming an end use ratio of 90% for Heat Room Gas and applying to the reported PSE Business Case Savings. | 0 | Per Unit Savings from PSE Business Case: APPROVED_Measure Case_Insulation_2022. Assuming an end use ratio of 90% for Heat Room Gas and applying to the reported PSE Business Case Savings. | 0 | Full | 0 | 0 | 0 | 1655.1411 | 0 | 0 | 0 | Existing conditions, assuming no cost | PSE Businss Case: APPROVED_Measure Case_Insulation_2022 | B | 100% | 3.751% | 57.84% | 1 | 0 | 0.0032702 | No applicable non-energy benefitsIncludes PSE NEI data where applicable. | No applicable non-energy benefits | System | System
Pierce County | Single Family - Highly Impacted | Heat Central Gas Boiler | Existing | LIW: Insulation - Attic - R0 to R49 - SF - TG | Attic insulation: R0 to R49; single family; natural gas | 0 | 2024 | 2050 | 969.9099 | per Home | 0 | 1 | 45 | PSE Businss Case: APPROVED_Measure Case_Insulation_2022 | 94.6943 | 20.36% | Per Unit Savings from PSE Business Case: APPROVED_Measure Case_Insulation_2022. End use ratio of 100% for Heat Central Gas Boiler. | 0 | Per Unit Savings from PSE Business Case: APPROVED_Measure Case_Insulation_2022. End use ratio of 100% for Heat Central Gas Boiler. | 0 | Full | 0 | 0 | 0 | 2356.881 | 0 | 0 | 0 | Existing conditions, assuming no cost | PSE Businss Case: APPROVED_Measure Case_Insulation_2022 | B | 100% | 3.696% | 18.29% | 1 | 0 | 0.09 | No applicable non-energy benefitsIncludes PSE NEI data where applicable. | No applicable non-energy benefits | System | System
Pierce County | Single Family - Highly Impacted | Heat Central Gas Furnace | Existing | LIW: Insulation - Attic - R0 to R49 - SF - TG | Attic insulation: R0 to R49; single family; natural gas | 0 | 2024 | 2050 | 969.9099 | per Home | 0 | 1 | 45 | PSE Businss Case: APPROVED_Measure Case_Insulation_2022 | 69.8335 | 20.36% | Per Unit Savings from PSE Business Case: APPROVED_Measure Case_Insulation_2022. End use ratio of 100% for Heat Central Gas Furnace. | 0 | Per Unit Savings from PSE Business Case: APPROVED_Measure Case_Insulation_2022. End use ratio of 100% for Heat Central Gas Furnace. | 0 | Full | 0 | 0 | 0 | 2356.881 | 0 | 0 | 0 | Existing conditions, assuming no cost | PSE Businss Case: APPROVED_Measure Case_Insulation_2022 | B | 100% | 3.696% | 18.29% | 1 | 0 | 0.09 | No applicable non-energy benefitsIncludes PSE NEI data where applicable. | No applicable non-energy benefits | System | System
Pierce County | Single Family - Highly Impacted | Heat Room Gas | Existing | LIW: Insulation - Attic - R0 to R49 - SF - TG | Attic insulation: R0 to R49; single family; natural gas | 0 | 2024 | 2050 | 969.9099 | per Home | 0 | 1 | 45 | PSE Businss Case: APPROVED_Measure Case_Insulation_2022 | 62.8502 | 17.86% | Per Unit Savings from PSE Business Case: APPROVED_Measure Case_Insulation_2022. Assuming an end use ratio of 90% for Heat Room Gas and applying to the reported PSE Business Case Savings. | 0 | Per Unit Savings from PSE Business Case: APPROVED_Measure Case_Insulation_2022. Assuming an end use ratio of 90% for Heat Room Gas and applying to the reported PSE Business Case Savings. | 0 | Full | 0 | 0 | 0 | 2356.881 | 0 | 0 | 0 | Existing conditions, assuming no cost | PSE Businss Case: APPROVED_Measure Case_Insulation_2022 | B | 100% | 3.696% | 18.29% | 1 | 0 | 0.09 | No applicable non-energy benefitsIncludes PSE NEI data where applicable. | No applicable non-energy benefits | System | System
Pierce County | Single Family - Highly Impacted | Heat Central Gas Boiler | Existing | LIW: Insulation - Attic - R11 to R49 - SF - TG | Attic insulation: R11 to R49; single family; natural gas | 0 | 2024 | 2050 | 969.9099 | per Home | 0 | 1 | 45 | PSE Businss Case: APPROVED_Measure Case_Insulation_2022 | 31.5648 | 6.788% | Per Unit Savings from PSE Business Case: APPROVED_Measure Case_Insulation_2022. End use ratio of 100% for Heat Central Gas Boiler. | 0 | Per Unit Savings from PSE Business Case: APPROVED_Measure Case_Insulation_2022. End use ratio of 100% for Heat Central Gas Boiler. | 0 | Full | 0 | 0 | 0 | 1765.2359 | 0 | 0 | 0 | Existing conditions, assuming no cost | PSE Businss Case: APPROVED_Measure Case_Insulation_2022 | C | 100% | 20.16% | 42.9% | 1 | 0 | 0.12 | No applicable non-energy benefitsIncludes PSE NEI data where applicable. | No applicable non-energy benefits | System | System
Pierce County | Single Family - Highly Impacted | Heat Central Gas Furnace | Existing | LIW: Insulation - Attic - R11 to R49 - SF - TG | Attic insulation: R11 to R49; single family; natural gas | 0 | 2024 | 2050 | 969.9099 | per Home | 0 | 1 | 45 | PSE Businss Case: APPROVED_Measure Case_Insulation_2022 | 23.2778 | 6.788% | Per Unit Savings from PSE Business Case: APPROVED_Measure Case_Insulation_2022. End use ratio of 100% for Heat Central Gas Furnace. | 0 | Per Unit Savings from PSE Business Case: APPROVED_Measure Case_Insulation_2022. End use ratio of 100% for Heat Central Gas Furnace. | 0 | Full | 0 | 0 | 0 | 1765.2359 | 0 | 0 | 0 | Existing conditions, assuming no cost | PSE Businss Case: APPROVED_Measure Case_Insulation_2022 | C | 100% | 20.16% | 42.9% | 1 | 0 | 0.12 | No applicable non-energy benefitsIncludes PSE NEI data where applicable. | No applicable non-energy benefits | System | System
Pierce County | Single Family - Highly Impacted | Heat Room Gas | Existing | LIW: Insulation - Attic - R11 to R49 - SF - TG | Attic insulation: R11 to R49; single family; natural gas | 0 | 2024 | 2050 | 969.9099 | per Home | 0 | 1 | 45 | PSE Businss Case: APPROVED_Measure Case_Insulation_2022 | 21.493 | 6.109% | Per Unit Savings from PSE Business Case: APPROVED_Measure Case_Insulation_2022. Assuming an end use ratio of 90% for Heat Room Gas and applying to the reported PSE Business Case Savings. | 0 | Per Unit Savings from PSE Business Case: APPROVED_Measure Case_Insulation_2022. Assuming an end use ratio of 90% for Heat Room Gas and applying to the reported PSE Business Case Savings. | 0 | Full | 0 | 0 | 0 | 1765.2359 | 0 | 0 | 0 | Existing conditions, assuming no cost | PSE Businss Case: APPROVED_Measure Case_Insulation_2022 | C | 100% | 20.16% | 42.9% | 1 | 0 | 0.12 | No applicable non-energy benefitsIncludes PSE NEI data where applicable. | No applicable non-energy benefits | System | System
Pierce County | Single Family | Heat Central Gas Boiler | Existing | SFWX: Insulation - Attic - R0 to R49 - NG | Attic Insulation: R0 to R49; home heated with natural gas | 0 | 2024 | 2050 | 1181.8733 | per Home | 0 | 1 | 45 | PSE Businss Case: APPROVED_Measure Case_Insulation_2022 | 118.4658 | 18.33% | Per Unit Savings from PSE Business Case: APPROVED_Measure Case_Insulation_2022 | 0 | Per Unit Savings from PSE Business Case: APPROVED_Measure Case_Insulation_2022 | 0 | Full | 0 | 0 | 0 | 1760.9912 | 0 | 0 | 0 | Existing conditions, assuming no cost | PSE Businss Case: APPROVED_Measure Case_Insulation_2022 | B | 100% | 3.696% | 18.29% | 1 | 0 | 0.0433 | No applicable non-energy benefitsIncludes PSE NEI data where applicable. | No applicable non-energy benefits | System | System
Pierce County | Single Family | Heat Central Gas Furnace | Existing | SFWX: Insulation - Attic - R0 to R49 - NG | Attic Insulation: R0 to R49; home heated with natural gas | 0 | 2024 | 2050 | 1181.8733 | per Home | 0 | 1 | 45 | PSE Businss Case: APPROVED_Measure Case_Insulation_2022 | 87.3641 | 18.33% | Per Unit Savings from PSE Business Case: APPROVED_Measure Case_Insulation_2022 | 0 | Per Unit Savings from PSE Business Case: APPROVED_Measure Case_Insulation_2022 | 0 | Full | 0 | 0 | 0 | 1760.9912 | 0 | 0 | 0 | Existing conditions, assuming no cost | PSE Businss Case: APPROVED_Measure Case_Insulation_2022 | B | 100% | 3.696% | 18.29% | 1 | 0 | 0.0433 | No applicable non-energy benefitsIncludes PSE NEI data where applicable. | No applicable non-energy benefits | System | System
Pierce County | Single Family | Heat Room Gas | Existing | SFWX: Insulation - Attic - R0 to R49 - NG | Attic Insulation: R0 to R49; home heated with natural gas | 0 | 2024 | 2050 | 1181.8733 | per Home | 0 | 1 | 45 | PSE Businss Case: APPROVED_Measure Case_Insulation_2022 | 89.6282 | 18.33% | Per Unit Savings from PSE Business Case: APPROVED_Measure Case_Insulation_2022 | 0 | Per Unit Savings from PSE Business Case: APPROVED_Measure Case_Insulation_2022 | 0 | Full | 0 | 0 | 0 | 1760.9912 | 0 | 0 | 0 | Existing conditions, assuming no cost | PSE Businss Case: APPROVED_Measure Case_Insulation_2022 | B | 100% | 3.696% | 18.29% | 1 | 0 | 0.0433 | No applicable non-energy benefitsIncludes PSE NEI data where applicable. | No applicable non-energy benefits | System | System
Pierce County | Single Family | Heat Central Gas Boiler | Existing | SFWX: Insulation - Attic - R11 to R49 - NG | Attic Insulation: R11 to R49; home heated with natural gas | 0 | 2024 | 2050 | 1181.8733 | per Home | 0 | 1 | 45 | PSE Businss Case: APPROVED_Measure Case_Insulation_2022 | 41.1553 | 6.366% | Per Unit Savings from PSE Business Case: APPROVED_Measure Case_Insulation_2022 | 0 | Per Unit Savings from PSE Business Case: APPROVED_Measure Case_Insulation_2022 | 0 | Full | 0 | 0 | 0 | 1465.5229 | 0 | 0 | 0 | Existing conditions, assuming no cost | PSE Businss Case: APPROVED_Measure Case_Insulation_2022 | C | 100% | 20.16% | 42.9% | 1 | 0 | 0.0481 | No applicable non-energy benefitsIncludes PSE NEI data where applicable. | No applicable non-energy benefits | System | System
Pierce County | Single Family | Heat Central Gas Furnace | Existing | SFWX: Insulation - Attic - R11 to R49 - NG | Attic Insulation: R11 to R49; home heated with natural gas | 0 | 2024 | 2050 | 1181.8733 | per Home | 0 | 1 | 45 | PSE Businss Case: APPROVED_Measure Case_Insulation_2022 | 30.3505 | 6.366% | Per Unit Savings from PSE Business Case: APPROVED_Measure Case_Insulation_2022 | 0 | Per Unit Savings from PSE Business Case: APPROVED_Measure Case_Insulation_2022 | 0 | Full | 0 | 0 | 0 | 1465.5229 | 0 | 0 | 0 | Existing conditions, assuming no cost | PSE Businss Case: APPROVED_Measure Case_Insulation_2022 | C | 100% | 20.16% | 42.9% | 1 | 0 | 0.0481 | No applicable non-energy benefitsIncludes PSE NEI data where applicable. | No applicable non-energy benefits | System | System
Pierce County | Single Family | Heat Room Gas | Existing | SFWX: Insulation - Attic - R11 to R49 - NG | Attic Insulation: R11 to R49; home heated with natural gas | 0 | 2024 | 2050 | 1181.8733 | per Home | 0 | 1 | 45 | PSE Businss Case: APPROVED_Measure Case_Insulation_2022 | 31.1371 | 6.366% | Per Unit Savings from PSE Business Case: APPROVED_Measure Case_Insulation_2022 | 0 | Per Unit Savings from PSE Business Case: APPROVED_Measure Case_Insulation_2022 | 0 | Full | 0 | 0 | 0 | 1465.5229 | 0 | 0 | 0 | Existing conditions, assuming no cost | PSE Businss Case: APPROVED_Measure Case_Insulation_2022 | C | 100% | 20.16% | 42.9% | 1 | 0 | 0.0481 | No applicable non-energy benefitsIncludes PSE NEI data where applicable. | No applicable non-energy benefits | System | System
Pierce County | Manufactured | Heat Central Gas Boiler | Existing | SFWX: Insulation - Floor - R0 to R22 - NG - MH | Floor Insulation: R0 to R22; manufactured home heated with natural gas | 0 | 2024 | 2050 | 1549.1708 | per Home | 0 | 1 | 25 | PSE Businss Case: APPROVED_Measure Case_Insulation_2022 | 71.9272 | 12.32% | Per Unit Savings from PSE Business Case: APPROVED_Measure Case_Insulation_2022 | 0 | Per Unit Savings from PSE Business Case: APPROVED_Measure Case_Insulation_2022 | 0 | Full | 0 | 0 | 0 | 3594.0762 | 0 | 0 | 0 | Existing conditions, assuming no cost | PSE Businss Case: APPROVED_Measure Case_Insulation_2022 | H | 100% | 8.661% | 62.51% | 1 | 0 | 0.0917 | No applicable non-energy benefitsIncludes PSE NEI data where applicable. | No applicable non-energy benefits | System | System
Pierce County | Manufactured | Heat Central Gas Furnace | Existing | SFWX: Insulation - Floor - R0 to R22 - NG - MH | Floor Insulation: R0 to R22; manufactured home heated with natural gas | 0 | 2024 | 2050 | 1549.1708 | per Home | 0 | 1 | 25 | PSE Businss Case: APPROVED_Measure Case_Insulation_2022 | 53.0436 | 12.32% | Per Unit Savings from PSE Business Case: APPROVED_Measure Case_Insulation_2022 | 0 | Per Unit Savings from PSE Business Case: APPROVED_Measure Case_Insulation_2022 | 0 | Full | 0 | 0 | 0 | 3594.0762 | 0 | 0 | 0 | Existing conditions, assuming no cost | PSE Businss Case: APPROVED_Measure Case_Insulation_2022 | H | 100% | 8.661% | 62.51% | 1 | 0 | 0.0917 | No applicable non-energy benefitsIncludes PSE NEI data where applicable. | No applicable non-energy benefits | System | System
Pierce County | Manufactured | Heat Room Gas | Existing | SFWX: Insulation - Floor - R0 to R22 - NG - MH | Floor Insulation: R0 to R22; manufactured home heated with natural gas | 0 | 2024 | 2050 | 1549.1708 | per Home | 0 | 1 | 25 | PSE Businss Case: APPROVED_Measure Case_Insulation_2022 | 54.4183 | 12.32% | Per Unit Savings from PSE Business Case: APPROVED_Measure Case_Insulation_2022 | 0 | Per Unit Savings from PSE Business Case: APPROVED_Measure Case_Insulation_2022 | 0 | Full | 0 | 0 | 0 | 3594.0762 | 0 | 0 | 0 | Existing conditions, assuming no cost | PSE Businss Case: APPROVED_Measure Case_Insulation_2022 | H | 100% | 8.661% | 62.51% | 1 | 0 | 0.0917 | No applicable non-energy benefitsIncludes PSE NEI data where applicable. | No applicable non-energy benefits | System | System
Pierce County | Manufactured - Highly Impacted | Heat Central Gas Boiler | Existing | LIW: Insulation - Floor - R11 to R22 - MH - TE | Floor Insulation: R11 to R22; manufactured home heated with natural gas | 0 | 2024 | 2050 | 1201.0485 | per Home | 0 | 1 | 25 | PSE Businss Case: APPROVED_Measure Case_Insulation_2022 | 24.1036 | 5.326% | Per Unit Savings from PSE Business Case: APPROVED_Measure Case_Insulation_2022. End use ratio of 100% for Heat Central Gas Boiler. | 5.1475 | Per Unit Savings from PSE Business Case: APPROVED_Measure Case_Insulation_2022. End use ratio of 100% for Heat Central Gas Boiler. | 0 | Full | 0 | 0 | 0 | 2846.485 | 0 | 0 | 0 | Existing conditions, assuming no cost | PSE Businss Case: APPROVED_Measure Case_Insulation_2022 | I | 100% | 8.571% | 37.49% | 1 | 0 | 0.15 | No applicable non-energy benefitsIncludes PSE NEI data where applicable. | No applicable non-energy benefits | System | System
Pierce County | Manufactured - Highly Impacted | Heat Central Gas Furnace | Existing | LIW: Insulation - Floor - R11 to R22 - MH - TE | Floor Insulation: R11 to R22; manufactured home heated with natural gas | 0 | 2024 | 2050 | 1201.0485 | per Home | 0 | 1 | 25 | PSE Businss Case: APPROVED_Measure Case_Insulation_2022 | 17.7755 | 5.326% | Per Unit Savings from PSE Business Case: APPROVED_Measure Case_Insulation_2022. End use ratio of 100% for Heat Central Gas Furnace. | 15.6981 | Per Unit Savings from PSE Business Case: APPROVED_Measure Case_Insulation_2022. End use ratio of 100% for Heat Central Gas Furnace. | 0 | Full | 0 | 0 | 0 | 2846.485 | 0 | 0 | 0 | Existing conditions, assuming no cost | PSE Businss Case: APPROVED_Measure Case_Insulation_2022 | I | 100% | 8.571% | 37.49% | 1 | 0 | 0.15 | No applicable non-energy benefitsIncludes PSE NEI data where applicable. | No applicable non-energy benefits | System | System
Pierce County | Manufactured - Highly Impacted | Heat Room Gas | Existing | LIW: Insulation - Floor - R11 to R22 - MH - TE | Floor Insulation: R11 to R22; manufactured home heated with natural gas | 0 | 2024 | 2050 | 1201.0485 | per Home | 0 | 1 | 25 | PSE Businss Case: APPROVED_Measure Case_Insulation_2022 | 15.998 | 4.673% | Per Unit Savings from PSE Business Case: APPROVED_Measure Case_Insulation_2022. Assuming an end use ratio of 90% for Heat Room Gas and applying to the reported PSE Business Case Savings. | 4.7442 | Per Unit Savings from PSE Business Case: APPROVED_Measure Case_Insulation_2022. Assuming an end use ratio of 90% for Heat Room Gas and applying to the reported PSE Business Case Savings. | 0 | Full | 0 | 0 | 0 | 2846.485 | 0 | 0 | 0 | Existing conditions, assuming no cost | PSE Businss Case: APPROVED_Measure Case_Insulation_2022 | I | 100% | 8.571% | 37.49% | 1 | 0 | 0.15 | No applicable non-energy benefitsIncludes PSE NEI data where applicable. | No applicable non-energy benefits | System | System
Pierce County | Single Family | Heat Central Gas Boiler | Existing | SFWX: Insulation - Floor - R0 to R30 - NG | Floor Insulation: R0 to R30; home heated with natural gas | 0 | 2024 | 2050 | 1181.8733 | per Home | 0 | 1 | 45 | PSE Businss Case: APPROVED_Measure Case_Insulation_2022 | 44.2324 | 6.842% | Per Unit Savings from PSE Business Case: APPROVED_Measure Case_Insulation_2022 | 0 | Per Unit Savings from PSE Business Case: APPROVED_Measure Case_Insulation_2022 | 0 | Full | 0 | 0 | 0 | 1666.4414 | 0 | 0 | 0 | Existing conditions, assuming no cost | PSE Businss Case: APPROVED_Measure Case_Insulation_2022 | L | 100% | 6.068% | 100% | 1 | 0 | 0.0403 | No applicable non-energy benefitsIncludes PSE NEI data where applicable. | No applicable non-energy benefits | System | System
Pierce County | Single Family | Heat Central Gas Furnace | Existing | SFWX: Insulation - Floor - R0 to R30 - NG | Floor Insulation: R0 to R30; home heated with natural gas | 0 | 2024 | 2050 | 1181.8733 | per Home | 0 | 1 | 45 | PSE Businss Case: APPROVED_Measure Case_Insulation_2022 | 32.6197 | 6.842% | Per Unit Savings from PSE Business Case: APPROVED_Measure Case_Insulation_2022 | 0 | Per Unit Savings from PSE Business Case: APPROVED_Measure Case_Insulation_2022 | 0 | Full | 0 | 0 | 0 | 1666.4414 | 0 | 0 | 0 | Existing conditions, assuming no cost | PSE Businss Case: APPROVED_Measure Case_Insulation_2022 | L | 100% | 6.068% | 100% | 1 | 0 | 0.0403 | No applicable non-energy benefitsIncludes PSE NEI data where applicable. | No applicable non-energy benefits | System | System
Pierce County | Single Family | Heat Room Gas | Existing | SFWX: Insulation - Floor - R0 to R30 - NG | Floor Insulation: R0 to R30; home heated with natural gas | 0 | 2024 | 2050 | 1181.8733 | per Home | 0 | 1 | 45 | PSE Businss Case: APPROVED_Measure Case_Insulation_2022 | 33.4651 | 6.842% | Per Unit Savings from PSE Business Case: APPROVED_Measure Case_Insulation_2022 | 0 | Per Unit Savings from PSE Business Case: APPROVED_Measure Case_Insulation_2022 | 0 | Full | 0 | 0 | 0 | 1666.4414 | 0 | 0 | 0 | Existing conditions, assuming no cost | PSE Businss Case: APPROVED_Measure Case_Insulation_2022 | L | 100% | 6.068% | 100% | 1 | 0 | 0.0403 | No applicable non-energy benefitsIncludes PSE NEI data where applicable. | No applicable non-energy benefits | System | System
Pierce County | Single Family | Heat Central Gas Boiler | Existing | SFWX: Insulation - Wall - R0 to R13 - NG | Wall insulation: R0 to R13: home heated with natural gas | 0 | 2024 | 2050 | 2423.4322 | per Home | 0 | 1 | 45 | PSE Businss Case: APPROVED_Measure Case_Insulation_2022 | 175.8762 | 27.21% | Per Unit Savings from PSE Business Case: APPROVED_Measure Case_Insulation_2022 | 0 | Per Unit Savings from PSE Business Case: APPROVED_Measure Case_Insulation_2022 | 0 | Full | 0 | 0 | 0 | 3780.5542 | 0 | 0 | 0 | Existing conditions, assuming no cost | PSE Businss Case: APPROVED_Measure Case_Insulation_2022 | M | 100% | 6.485% | 100% | 1 | 0 | 0.0417 | No applicable non-energy benefitsIncludes PSE NEI data where applicable. | No applicable non-energy benefits | System | System
Pierce County | Single Family | Heat Central Gas Furnace | Existing | SFWX: Insulation - Wall - R0 to R13 - NG | Wall insulation: R0 to R13: home heated with natural gas | 0 | 2024 | 2050 | 2423.4322 | per Home | 0 | 1 | 45 | PSE Businss Case: APPROVED_Measure Case_Insulation_2022 | 129.7021 | 27.21% | Per Unit Savings from PSE Business Case: APPROVED_Measure Case_Insulation_2022 | 0 | Per Unit Savings from PSE Business Case: APPROVED_Measure Case_Insulation_2022 | 0 | Full | 0 | 0 | 0 | 3780.5542 | 0 | 0 | 0 | Existing conditions, assuming no cost | PSE Businss Case: APPROVED_Measure Case_Insulation_2022 | M | 100% | 6.485% | 100% | 1 | 0 | 0.0417 | No applicable non-energy benefitsIncludes PSE NEI data where applicable. | No applicable non-energy benefits | System | System
Pierce County | Single Family | Heat Room Gas | Existing | SFWX: Insulation - Wall - R0 to R13 - NG | Wall insulation: R0 to R13: home heated with natural gas | 0 | 2024 | 2050 | 2423.4322 | per Home | 0 | 1 | 45 | PSE Businss Case: APPROVED_Measure Case_Insulation_2022 | 133.0635 | 27.21% | Per Unit Savings from PSE Business Case: APPROVED_Measure Case_Insulation_2022 | 0 | Per Unit Savings from PSE Business Case: APPROVED_Measure Case_Insulation_2022 | 0 | Full | 0 | 0 | 0 | 3780.5542 | 0 | 0 | 0 | Existing conditions, assuming no cost | PSE Businss Case: APPROVED_Measure Case_Insulation_2022 | M | 100% | 6.485% | 100% | 1 | 0 | 0.0417 | No applicable non-energy benefitsIncludes PSE NEI data where applicable. | No applicable non-energy benefits | System | System
Pierce County | Multifamily | Heat Central Gas Boiler | Existing | Insulation - Attic - R0 to R38 - NG | Attic insulation: R0 to R38; natural gas heating | 0 | 2024 | 2050 | 911.2552 | per Home | 0 | 1 | 45 | PSE Businss Case: APPROVED_Measure Case_Insulation_2022 | 39.5412 | 9.276% | Per Unit Savings from PSE Business Case: APPROVED_Measure Case_Insulation_2022. End use ratio of 100% for Heat Central Gas Boiler. | 0 | Per Unit Savings from PSE Business Case: APPROVED_Measure Case_Insulation_2022. End use ratio of 100% for Heat Central Gas Boiler. | 0 | Full | 0 | 0 | 0 | 1749.61 | 0 | 0 | 0 | Existing conditions, assuming no cost | PSE Businss Case: APPROVED_Measure Case_Insulation_2022 | B | 100% | 0.6698% | 57.84% | 1 | 0 | 0 | No applicable non-energy benefitsIncludes PSE NEI data where applicable. | No applicable non-energy benefits | System | System
Pierce County | Multifamily | Heat Central Gas Furnace | Existing | Insulation - Attic - R0 to R38 - NG | Attic insulation: R0 to R38; natural gas heating | 0 | 2024 | 2050 | 911.2552 | per Home | 0 | 1 | 45 | PSE Businss Case: APPROVED_Measure Case_Insulation_2022 | 29.1602 | 9.276% | Per Unit Savings from PSE Business Case: APPROVED_Measure Case_Insulation_2022. End use ratio of 100% for Heat Central Gas Furnace. | 0 | Per Unit Savings from PSE Business Case: APPROVED_Measure Case_Insulation_2022. End use ratio of 100% for Heat Central Gas Furnace. | 0 | Full | 0 | 0 | 0 | 1749.61 | 0 | 0 | 0 | Existing conditions, assuming no cost | PSE Businss Case: APPROVED_Measure Case_Insulation_2022 | B | 100% | 0.6698% | 57.84% | 1 | 0 | 0 | No applicable non-energy benefitsIncludes PSE NEI data where applicable. | No applicable non-energy benefits | System | System
Pierce County | Multifamily | Heat Room Gas | Existing | Insulation - Attic - R0 to R38 - NG | Attic insulation: R0 to R38; natural gas heating | 0 | 2024 | 2050 | 911.2552 | per Home | 0 | 1 | 45 | PSE Businss Case: APPROVED_Measure Case_Insulation_2022 | 26.2442 | 8.137% | Per Unit Savings from PSE Business Case: APPROVED_Measure Case_Insulation_2022. Assuming an end use ratio of 90% for Heat Room Gas and applying to the reported PSE Business Case Savings. | 0 | Per Unit Savings from PSE Business Case: APPROVED_Measure Case_Insulation_2022. Assuming an end use ratio of 90% for Heat Room Gas and applying to the reported PSE Business Case Savings. | 0 | Full | 0 | 0 | 0 | 1749.61 | 0 | 0 | 0 | Existing conditions, assuming no cost | PSE Businss Case: APPROVED_Measure Case_Insulation_2022 | B | 100% | 0.6698% | 57.84% | 1 | 0 | 0 | No applicable non-energy benefitsIncludes PSE NEI data where applicable. | No applicable non-energy benefits | System | System
Pierce County | Multifamily | Heat Central Gas Boiler | Existing | Insulation - Attic - R11 to R38 - NG | Attic insulation: R11 to R38; natural gas heating | 0 | 2024 | 2050 | 911.2552 | per Home | 0 | 1 | 45 | PSE Businss Case: APPROVED_Measure Case_Insulation_2022 | 29.6559 | 6.957% | Per Unit Savings from PSE Business Case: APPROVED_Measure Case_Insulation_2022. End use ratio of 100% for Heat Central Gas Boiler. | 0 | Per Unit Savings from PSE Business Case: APPROVED_Measure Case_Insulation_2022. End use ratio of 100% for Heat Central Gas Boiler. | 0 | Full | 0 | 0 | 0 | 1448.8958 | 0 | 0 | 0 | Existing conditions, assuming no cost | PSE Businss Case: APPROVED_Measure Case_Insulation_2022 | C | 100% | 0.5073% | 10% | 1 | 0 | 0 | No applicable non-energy benefitsIncludes PSE NEI data where applicable. | No applicable non-energy benefits | System | System
Pierce County | Multifamily | Heat Central Gas Furnace | Existing | Insulation - Attic - R11 to R38 - NG | Attic insulation: R11 to R38; natural gas heating | 0 | 2024 | 2050 | 911.2552 | per Home | 0 | 1 | 45 | PSE Businss Case: APPROVED_Measure Case_Insulation_2022 | 21.8701 | 6.957% | Per Unit Savings from PSE Business Case: APPROVED_Measure Case_Insulation_2022. End use ratio of 100% for Heat Central Gas Furnace. | 0 | Per Unit Savings from PSE Business Case: APPROVED_Measure Case_Insulation_2022. End use ratio of 100% for Heat Central Gas Furnace. | 0 | Full | 0 | 0 | 0 | 1448.8958 | 0 | 0 | 0 | Existing conditions, assuming no cost | PSE Businss Case: APPROVED_Measure Case_Insulation_2022 | C | 100% | 0.5073% | 10% | 1 | 0 | 0 | No applicable non-energy benefitsIncludes PSE NEI data where applicable. | No applicable non-energy benefits | System | System
Pierce County | Multifamily | Heat Room Gas | Existing | Insulation - Attic - R11 to R38 - NG | Attic insulation: R11 to R38; natural gas heating | 0 | 2024 | 2050 | 911.2552 | per Home | 0 | 1 | 45 | PSE Businss Case: APPROVED_Measure Case_Insulation_2022 | 20.1932 | 6.261% | Per Unit Savings from PSE Business Case: APPROVED_Measure Case_Insulation_2022. Assuming an end use ratio of 90% for Heat Room Gas and applying to the reported PSE Business Case Savings. | 0 | Per Unit Savings from PSE Business Case: APPROVED_Measure Case_Insulation_2022. Assuming an end use ratio of 90% for Heat Room Gas and applying to the reported PSE Business Case Savings. | 0 | Full | 0 | 0 | 0 | 1448.8958 | 0 | 0 | 0 | Existing conditions, assuming no cost | PSE Businss Case: APPROVED_Measure Case_Insulation_2022 | C | 100% | 0.5073% | 10% | 1 | 0 | 0 | No applicable non-energy benefitsIncludes PSE NEI data where applicable. | No applicable non-energy benefits | System | System
Pierce County | Multifamily - Highly Impacted | Heat Central Gas Boiler | Existing | Insulation - Attic - R11 to R38 - NG | Attic insulation: R11 to R38; natural gas heating | 0 | 2024 | 2050 | 773.4304 | per Home | 0 | 1 | 45 | PSE Businss Case: APPROVED_Measure Case_Insulation_2022 | 25.1705 | 6.957% | Per Unit Savings from PSE Business Case: APPROVED_Measure Case_Insulation_2022. End use ratio of 100% for Heat Central Gas Boiler. | 0 | Per Unit Savings from PSE Business Case: APPROVED_Measure Case_Insulation_2022. End use ratio of 100% for Heat Central Gas Boiler. | 0 | Full | 0 | 0 | 0 | 1229.7544 | 0 | 0 | 0 | Existing conditions, assuming no cost | PSE Businss Case: APPROVED_Measure Case_Insulation_2022 | C | 100% | 0.5073% | 10% | 1 | 0 | 0 | No applicable non-energy benefitsIncludes PSE NEI data where applicable. | No applicable non-energy benefits | System | System
Pierce County | Multifamily - Highly Impacted | Heat Central Gas Furnace | Existing | Insulation - Attic - R11 to R38 - NG | Attic insulation: R11 to R38; natural gas heating | 0 | 2024 | 2050 | 773.4304 | per Home | 0 | 1 | 45 | PSE Businss Case: APPROVED_Measure Case_Insulation_2022 | 18.5623 | 6.957% | Per Unit Savings from PSE Business Case: APPROVED_Measure Case_Insulation_2022. End use ratio of 100% for Heat Central Gas Furnace. | 0 | Per Unit Savings from PSE Business Case: APPROVED_Measure Case_Insulation_2022. End use ratio of 100% for Heat Central Gas Furnace. | 0 | Full | 0 | 0 | 0 | 1229.7544 | 0 | 0 | 0 | Existing conditions, assuming no cost | PSE Businss Case: APPROVED_Measure Case_Insulation_2022 | C | 100% | 0.5073% | 10% | 1 | 0 | 0 | No applicable non-energy benefitsIncludes PSE NEI data where applicable. | No applicable non-energy benefits | System | System
Pierce County | Multifamily - Highly Impacted | Heat Room Gas | Existing | Insulation - Attic - R11 to R38 - NG | Attic insulation: R11 to R38; natural gas heating | 0 | 2024 | 2050 | 773.4304 | per Home | 0 | 1 | 45 | PSE Businss Case: APPROVED_Measure Case_Insulation_2022 | 17.1391 | 6.261% | Per Unit Savings from PSE Business Case: APPROVED_Measure Case_Insulation_2022. Assuming an end use ratio of 90% for Heat Room Gas and applying to the reported PSE Business Case Savings. | 0 | Per Unit Savings from PSE Business Case: APPROVED_Measure Case_Insulation_2022. Assuming an end use ratio of 90% for Heat Room Gas and applying to the reported PSE Business Case Savings. | 0 | Full | 0 | 0 | 0 | 1229.7544 | 0 | 0 | 0 | Existing conditions, assuming no cost | PSE Businss Case: APPROVED_Measure Case_Insulation_2022 | C | 100% | 0.5073% | 10% | 1 | 0 | 0 | No applicable non-energy benefitsIncludes PSE NEI data where applicable. | No applicable non-energy benefits | System | System
Pierce County | Multifamily | Heat Central Gas Boiler | Existing | MFRFT: Insulation - Floor - R0 to R30 - NG | Floor insulation: R0 to R30; natural gas heating | 0 | 2024 | 2050 | 911.2552 | per Home | 0 | 1 | 45 | PSE Businss Case: APPROVED_Measure Case_Insulation_2022 | 59.3118 | 13.91% | Per Unit Savings from PSE Business Case: APPROVED_Measure Case_Insulation_2022. End use ratio of 100% for Heat Central Gas Boiler. | 0 | Per Unit Savings from PSE Business Case: APPROVED_Measure Case_Insulation_2022. End use ratio of 100% for Heat Central Gas Boiler. | 0 | Full | 0 | 0 | 0 | 1448.8958 | 0 | 0 | 0 | Existing conditions, assuming no cost | PSE Businss Case: APPROVED_Measure Case_Insulation_2022 | J | 100% | 23.08% | 66.69% | 1 | 0 | 0 | No applicable non-energy benefitsIncludes PSE NEI data where applicable. | No applicable non-energy benefits | System | System
Pierce County | Multifamily | Heat Central Gas Furnace | Existing | MFRFT: Insulation - Floor - R0 to R30 - NG | Floor insulation: R0 to R30; natural gas heating | 0 | 2024 | 2050 | 911.2552 | per Home | 0 | 1 | 45 | PSE Businss Case: APPROVED_Measure Case_Insulation_2022 | 43.7403 | 13.91% | Per Unit Savings from PSE Business Case: APPROVED_Measure Case_Insulation_2022. End use ratio of 100% for Heat Central Gas Furnace. | 0 | Per Unit Savings from PSE Business Case: APPROVED_Measure Case_Insulation_2022. End use ratio of 100% for Heat Central Gas Furnace. | 0 | Full | 0 | 0 | 0 | 1448.8958 | 0 | 0 | 0 | Existing conditions, assuming no cost | PSE Businss Case: APPROVED_Measure Case_Insulation_2022 | J | 100% | 23.08% | 66.69% | 1 | 0 | 0 | No applicable non-energy benefitsIncludes PSE NEI data where applicable. | No applicable non-energy benefits | System | System
Pierce County | Multifamily | Heat Room Gas | Existing | MFRFT: Insulation - Floor - R0 to R30 - NG | Floor insulation: R0 to R30; natural gas heating | 0 | 2024 | 2050 | 911.2552 | per Home | 0 | 1 | 45 | PSE Businss Case: APPROVED_Measure Case_Insulation_2022 | 39.3662 | 12.21% | Per Unit Savings from PSE Business Case: APPROVED_Measure Case_Insulation_2022. Assuming an end use ratio of 90% for Heat Room Gas and applying to the reported PSE Business Case Savings. | 0 | Per Unit Savings from PSE Business Case: APPROVED_Measure Case_Insulation_2022. Assuming an end use ratio of 90% for Heat Room Gas and applying to the reported PSE Business Case Savings. | 0 | Full | 0 | 0 | 0 | 1448.8958 | 0 | 0 | 0 | Existing conditions, assuming no cost | PSE Businss Case: APPROVED_Measure Case_Insulation_2022 | J | 100% | 23.08% | 66.69% | 1 | 0 | 0 | No applicable non-energy benefitsIncludes PSE NEI data where applicable. | No applicable non-energy benefits | System | System
Pierce County | Multifamily | Heat Central Gas Boiler | Existing | MFRFT: Insulation - Wall - R0 to R11 - NG | Wall insulation: R0 to R11; natural gas heating | 0 | 2024 | 2050 | 301.87 | per Home | 0 | 1 | 45 | PSE Businss Case: APPROVED_Measure Case_Insulation_2022 | 32.7469 | 7.682% | Per Unit Savings from PSE Business Case: APPROVED_Measure Case_Insulation_2022. End use ratio of 100% for Heat Central Gas Boiler. | 0 | Per Unit Savings from PSE Business Case: APPROVED_Measure Case_Insulation_2022. End use ratio of 100% for Heat Central Gas Boiler. | 0 | Full | 0 | 0 | 0 | 498.0856 | 0 | 0 | 0 | Existing conditions, assuming no cost | PSE Businss Case: APPROVED_Measure Case_Insulation_2022 | M | 100% | 7.774% | 100% | 1 | 0 | 0 | No applicable non-energy benefitsIncludes PSE NEI data where applicable. | No applicable non-energy benefits | System | System
Pierce County | Multifamily | Heat Central Gas Furnace | Existing | MFRFT: Insulation - Wall - R0 to R11 - NG | Wall insulation: R0 to R11; natural gas heating | 0 | 2024 | 2050 | 301.87 | per Home | 0 | 1 | 45 | PSE Businss Case: APPROVED_Measure Case_Insulation_2022 | 24.1496 | 7.682% | Per Unit Savings from PSE Business Case: APPROVED_Measure Case_Insulation_2022. End use ratio of 100% for Heat Central Gas Furnace. | 0 | Per Unit Savings from PSE Business Case: APPROVED_Measure Case_Insulation_2022. End use ratio of 100% for Heat Central Gas Furnace. | 0 | Full | 0 | 0 | 0 | 498.0856 | 0 | 0 | 0 | Existing conditions, assuming no cost | PSE Businss Case: APPROVED_Measure Case_Insulation_2022 | M | 100% | 7.774% | 100% | 1 | 0 | 0 | No applicable non-energy benefitsIncludes PSE NEI data where applicable. | No applicable non-energy benefits | System | System
Pierce County | Multifamily | Heat Room Gas | Existing | MFRFT: Insulation - Wall - R0 to R11 - NG | Wall insulation: R0 to R11; natural gas heating | 0 | 2024 | 2050 | 301.87 | per Home | 0 | 1 | 45 | PSE Businss Case: APPROVED_Measure Case_Insulation_2022 | 21.7346 | 6.739% | Per Unit Savings from PSE Business Case: APPROVED_Measure Case_Insulation_2022. Assuming an end use ratio of 90% for Heat Room Gas and applying to the reported PSE Business Case Savings. | 0 | Per Unit Savings from PSE Business Case: APPROVED_Measure Case_Insulation_2022. Assuming an end use ratio of 90% for Heat Room Gas and applying to the reported PSE Business Case Savings. | 0 | Full | 0 | 0 | 0 | 498.0856 | 0 | 0 | 0 | Existing conditions, assuming no cost | PSE Businss Case: APPROVED_Measure Case_Insulation_2022 | M | 100% | 7.774% | 100% | 1 | 0 | 0 | No applicable non-energy benefitsIncludes PSE NEI data where applicable. | No applicable non-energy benefits | System | System
Pierce County | Manufactured - Highly Impacted | Heat Central Gas Boiler | Existing | LIW: Insulation - Attic - R0 to R22 - MH - TG | Attic insulation: R0 to R22; mobile home; gas | 0 | 2024 | 2050 | 1201.0485 | per Home | 0 | 1 | 25 | PSE Businss Case: APPROVED_Measure Case_Insulation_2022 | 39.087 | 8.637% | Per Unit Savings from PSE Business Case: APPROVED_Measure Case_Insulation_2022. End use ratio of 100% for Heat Central Gas Boiler. | 0 | Per Unit Savings from PSE Business Case: APPROVED_Measure Case_Insulation_2022. End use ratio of 100% for Heat Central Gas Boiler. | 0 | Full | 0 | 0 | 0 | 1861.6252 | 0 | 0 | 0 | Existing conditions, assuming no cost | PSE Businss Case: APPROVED_Measure Case_Insulation_2022 | B | 100% | 2.14% | 100% | 1 | 0 | 0.12 | No applicable non-energy benefitsIncludes PSE NEI data where applicable. | No applicable non-energy benefits | System | System
Pierce County | Manufactured - Highly Impacted | Heat Central Gas Furnace | Existing | LIW: Insulation - Attic - R0 to R22 - MH - TG | Attic insulation: R0 to R22; mobile home; gas | 0 | 2024 | 2050 | 1201.0485 | per Home | 0 | 1 | 25 | PSE Businss Case: APPROVED_Measure Case_Insulation_2022 | 28.8252 | 8.637% | Per Unit Savings from PSE Business Case: APPROVED_Measure Case_Insulation_2022. End use ratio of 100% for Heat Central Gas Furnace. | 0 | Per Unit Savings from PSE Business Case: APPROVED_Measure Case_Insulation_2022. End use ratio of 100% for Heat Central Gas Furnace. | 0 | Full | 0 | 0 | 0 | 1861.6252 | 0 | 0 | 0 | Existing conditions, assuming no cost | PSE Businss Case: APPROVED_Measure Case_Insulation_2022 | B | 100% | 2.14% | 100% | 1 | 0 | 0.12 | No applicable non-energy benefitsIncludes PSE NEI data where applicable. | No applicable non-energy benefits | System | System
Pierce County | Manufactured - Highly Impacted | Heat Room Gas | Existing | LIW: Insulation - Attic - R0 to R22 - MH - TG | Attic insulation: R0 to R22; mobile home; gas | 0 | 2024 | 2050 | 1201.0485 | per Home | 0 | 1 | 25 | PSE Businss Case: APPROVED_Measure Case_Insulation_2022 | 25.9426 | 7.577% | Per Unit Savings from PSE Business Case: APPROVED_Measure Case_Insulation_2022. Assuming an end use ratio of 90% for Heat Room Gas and applying to the reported PSE Business Case Savings. | 0 | Per Unit Savings from PSE Business Case: APPROVED_Measure Case_Insulation_2022. Assuming an end use ratio of 90% for Heat Room Gas and applying to the reported PSE Business Case Savings. | 0 | Full | 0 | 0 | 0 | 1861.6252 | 0 | 0 | 0 | Existing conditions, assuming no cost | PSE Businss Case: APPROVED_Measure Case_Insulation_2022 | B | 100% | 2.14% | 100% | 1 | 0 | 0.12 | No applicable non-energy benefitsIncludes PSE NEI data where applicable. | No applicable non-energy benefits | System | System
Pierce County | Manufactured | Heat Central Gas Boiler | Existing | Insulation - Attic - R0 to R22 - NG - MH - Pre HUD | Attic insulation: R0 to R22; Pre-HUD manufactured home heated with natural gas | 0 | 2024 | 2050 | 1549.1708 | per Home | 0 | 1 | 25 | PSE Businss Case: APPROVED_Measure Case_Insulation_2022 | 52.2649 | 8.954% | Per Unit Savings from PSE Business Case: APPROVED_Measure Case_Insulation_2022 | 0 | Per Unit Savings from PSE Business Case: APPROVED_Measure Case_Insulation_2022 | 0 | Full | 0 | 0 | 0 | 5034.805 | 0 | 0 | 0 | Existing conditions, assuming no cost | PSE Businss Case: APPROVED_Measure Case_Insulation_2022 | B | 100% | 2.14% | 100% | 1 | 0 | 0.0534 | No applicable non-energy benefitsIncludes PSE NEI data where applicable. | No applicable non-energy benefits | System | System
Pierce County | Manufactured | Heat Central Gas Furnace | Existing | Insulation - Attic - R0 to R22 - NG - MH - Pre HUD | Attic insulation: R0 to R22; Pre-HUD manufactured home heated with natural gas | 0 | 2024 | 2050 | 1549.1708 | per Home | 0 | 1 | 25 | PSE Businss Case: APPROVED_Measure Case_Insulation_2022 | 38.5434 | 8.954% | Per Unit Savings from PSE Business Case: APPROVED_Measure Case_Insulation_2022 | 0 | Per Unit Savings from PSE Business Case: APPROVED_Measure Case_Insulation_2022 | 0 | Full | 0 | 0 | 0 | 5034.805 | 0 | 0 | 0 | Existing conditions, assuming no cost | PSE Businss Case: APPROVED_Measure Case_Insulation_2022 | B | 100% | 2.14% | 100% | 1 | 0 | 0.0534 | No applicable non-energy benefitsIncludes PSE NEI data where applicable. | No applicable non-energy benefits | System | System
Pierce County | Manufactured | Heat Room Gas | Existing | Insulation - Attic - R0 to R22 - NG - MH - Pre HUD | Attic insulation: R0 to R22; Pre-HUD manufactured home heated with natural gas | 0 | 2024 | 2050 | 1549.1708 | per Home | 0 | 1 | 25 | PSE Businss Case: APPROVED_Measure Case_Insulation_2022 | 39.5423 | 8.954% | Per Unit Savings from PSE Business Case: APPROVED_Measure Case_Insulation_2022 | 0 | Per Unit Savings from PSE Business Case: APPROVED_Measure Case_Insulation_2022 | 0 | Full | 0 | 0 | 0 | 5034.805 | 0 | 0 | 0 | Existing conditions, assuming no cost | PSE Businss Case: APPROVED_Measure Case_Insulation_2022 | B | 100% | 2.14% | 100% | 1 | 0 | 0.0534 | No applicable non-energy benefitsIncludes PSE NEI data where applicable. | No applicable non-energy benefits | System | System
Pierce County | Manufactured | Heat Central Gas Boiler | Existing | Insulation - Attic - R0 to R30 - NG - MH - HUD | Attic insulation: R0 to R30; HUD manufactured home heated with natural gas | 0 | 2024 | 2050 | 1549.1708 | per Home | 0 | 1 | 25 | PSE Businss Case: APPROVED_Measure Case_Insulation_2022 | 70.4147 | 12.06% | Per Unit Savings from PSE Business Case: APPROVED_Measure Case_Insulation_2022 | 0 | Per Unit Savings from PSE Business Case: APPROVED_Measure Case_Insulation_2022 | 0 | Full | 0 | 0 | 0 | 6475.5338 | 0 | 0 | 0 | Existing conditions, assuming no cost | PSE Businss Case: APPROVED_Measure Case_Insulation_2022 | B | 100% | 38.94% | 100% | 1 | 0 | 0 | No applicable non-energy benefitsIncludes PSE NEI data where applicable. | No applicable non-energy benefits | System | System
Pierce County | Manufactured | Heat Central Gas Furnace | Existing | Insulation - Attic - R0 to R30 - NG - MH - HUD | Attic insulation: R0 to R30; HUD manufactured home heated with natural gas | 0 | 2024 | 2050 | 1549.1708 | per Home | 0 | 1 | 25 | PSE Businss Case: APPROVED_Measure Case_Insulation_2022 | 51.9282 | 12.06% | Per Unit Savings from PSE Business Case: APPROVED_Measure Case_Insulation_2022 | 0 | Per Unit Savings from PSE Business Case: APPROVED_Measure Case_Insulation_2022 | 0 | Full | 0 | 0 | 0 | 6475.5338 | 0 | 0 | 0 | Existing conditions, assuming no cost | PSE Businss Case: APPROVED_Measure Case_Insulation_2022 | B | 100% | 38.94% | 100% | 1 | 0 | 0 | No applicable non-energy benefitsIncludes PSE NEI data where applicable. | No applicable non-energy benefits | System | System
Pierce County | Manufactured | Heat Room Gas | Existing | Insulation - Attic - R0 to R30 - NG - MH - HUD | Attic insulation: R0 to R30; HUD manufactured home heated with natural gas | 0 | 2024 | 2050 | 1549.1708 | per Home | 0 | 1 | 25 | PSE Businss Case: APPROVED_Measure Case_Insulation_2022 | 53.274 | 12.06% | Per Unit Savings from PSE Business Case: APPROVED_Measure Case_Insulation_2022 | 0 | Per Unit Savings from PSE Business Case: APPROVED_Measure Case_Insulation_2022 | 0 | Full | 0 | 0 | 0 | 6475.5338 | 0 | 0 | 0 | Existing conditions, assuming no cost | PSE Businss Case: APPROVED_Measure Case_Insulation_2022 | B | 100% | 38.94% | 100% | 1 | 0 | 0 | No applicable non-energy benefitsIncludes PSE NEI data where applicable. | No applicable non-energy benefits | System | System
Pierce County | Multifamily | Heat Central Gas Boiler | Existing | Insulation - Floor - R11 to R30 - GH - MF | R11 to R30 floor insulation: multi-family dwelling heated with natural gas | 0 | 2024 | 2050 | 911.2552 | per Home | 0 | 1 | 45 | PSE Businss Case: APPROVED_Measure Case_Insulation_2022 | 29.6559 | 6.957% | Per Unit Savings from PSE Business Case: APPROVED_Measure Case_Insulation_2022. End use ratio of 100% for Heat Central Gas Boiler. | 0 | Per Unit Savings from PSE Business Case: APPROVED_Measure Case_Insulation_2022. End use ratio of 100% for Heat Central Gas Boiler. | 0 | Full | 0 | 0 | 0 | 1448.8958 | 0 | 0 | 0 | Existing conditions, assuming no cost | PSE Businss Case: APPROVED_Measure Case_Insulation_2022 | K | 100% | 10.49% | 33.31% | 1 | 0 | 0 | No applicable non-energy benefitsIncludes PSE NEI data where applicable. | No applicable non-energy benefits | System | System
Pierce County | Multifamily | Heat Central Gas Furnace | Existing | Insulation - Floor - R11 to R30 - GH - MF | R11 to R30 floor insulation: multi-family dwelling heated with natural gas | 0 | 2024 | 2050 | 911.2552 | per Home | 0 | 1 | 45 | PSE Businss Case: APPROVED_Measure Case_Insulation_2022 | 21.8701 | 6.957% | Per Unit Savings from PSE Business Case: APPROVED_Measure Case_Insulation_2022. End use ratio of 100% for Heat Central Gas Furnace. | 0 | Per Unit Savings from PSE Business Case: APPROVED_Measure Case_Insulation_2022. End use ratio of 100% for Heat Central Gas Furnace. | 0 | Full | 0 | 0 | 0 | 1448.8958 | 0 | 0 | 0 | Existing conditions, assuming no cost | PSE Businss Case: APPROVED_Measure Case_Insulation_2022 | K | 100% | 10.49% | 33.31% | 1 | 0 | 0 | No applicable non-energy benefitsIncludes PSE NEI data where applicable. | No applicable non-energy benefits | System | System
Pierce County | Multifamily | Heat Room Gas | Existing | Insulation - Floor - R11 to R30 - GH - MF | R11 to R30 floor insulation: multi-family dwelling heated with natural gas | 0 | 2024 | 2050 | 911.2552 | per Home | 0 | 1 | 45 | PSE Businss Case: APPROVED_Measure Case_Insulation_2022 | 20.1932 | 6.261% | Per Unit Savings from PSE Business Case: APPROVED_Measure Case_Insulation_2022. Assuming an end use ratio of 90% for Heat Room Gas and applying to the reported PSE Business Case Savings. | 0 | Per Unit Savings from PSE Business Case: APPROVED_Measure Case_Insulation_2022. Assuming an end use ratio of 90% for Heat Room Gas and applying to the reported PSE Business Case Savings. | 0 | Full | 0 | 0 | 0 | 1448.8958 | 0 | 0 | 0 | Existing conditions, assuming no cost | PSE Businss Case: APPROVED_Measure Case_Insulation_2022 | K | 100% | 10.49% | 33.31% | 1 | 0 | 0 | No applicable non-energy benefitsIncludes PSE NEI data where applicable. | No applicable non-energy benefits | System | System
Pierce County | Multifamily - Highly Impacted | Heat Central Gas Boiler | Existing | LIW: Insulation - Floor - R11 to R30 - GH - MF | R11 to R30 floor insulation: multi-family dwelling heated with natural gas | 0 | 2024 | 2050 | 773.4304 | per Home | 0 | 1 | 45 | PSE Businss Case: APPROVED_Measure Case_Insulation_2022 | 25.1705 | 6.957% | Per Unit Savings from PSE Business Case: APPROVED_Measure Case_Insulation_2022. End use ratio of 100% for Heat Central Gas Boiler. | 0 | Per Unit Savings from PSE Business Case: APPROVED_Measure Case_Insulation_2022. End use ratio of 100% for Heat Central Gas Boiler. | 0 | Full | 0 | 0 | 0 | 1229.7544 | 0 | 0 | 0 | Existing conditions, assuming no cost | PSE Businss Case: APPROVED_Measure Case_Insulation_2022 | K | 100% | 10.49% | 33.31% | 1 | 0 | 0 | No applicable non-energy benefitsIncludes PSE NEI data where applicable. | No applicable non-energy benefits | System | System
Pierce County | Multifamily - Highly Impacted | Heat Central Gas Furnace | Existing | LIW: Insulation - Floor - R11 to R30 - GH - MF | R11 to R30 floor insulation: multi-family dwelling heated with natural gas | 0 | 2024 | 2050 | 773.4304 | per Home | 0 | 1 | 45 | PSE Businss Case: APPROVED_Measure Case_Insulation_2022 | 18.5623 | 6.957% | Per Unit Savings from PSE Business Case: APPROVED_Measure Case_Insulation_2022. End use ratio of 100% for Heat Central Gas Furnace. | 0 | Per Unit Savings from PSE Business Case: APPROVED_Measure Case_Insulation_2022. End use ratio of 100% for Heat Central Gas Furnace. | 0 | Full | 0 | 0 | 0 | 1229.7544 | 0 | 0 | 0 | Existing conditions, assuming no cost | PSE Businss Case: APPROVED_Measure Case_Insulation_2022 | K | 100% | 10.49% | 33.31% | 1 | 0 | 0 | No applicable non-energy benefitsIncludes PSE NEI data where applicable. | No applicable non-energy benefits | System | System
Pierce County | Multifamily - Highly Impacted | Heat Room Gas | Existing | LIW: Insulation - Floor - R11 to R30 - GH - MF | R11 to R30 floor insulation: multi-family dwelling heated with natural gas | 0 | 2024 | 2050 | 773.4304 | per Home | 0 | 1 | 45 | PSE Businss Case: APPROVED_Measure Case_Insulation_2022 | 17.1391 | 6.261% | Per Unit Savings from PSE Business Case: APPROVED_Measure Case_Insulation_2022. Assuming an end use ratio of 90% for Heat Room Gas and applying to the reported PSE Business Case Savings. | 0 | Per Unit Savings from PSE Business Case: APPROVED_Measure Case_Insulation_2022. Assuming an end use ratio of 90% for Heat Room Gas and applying to the reported PSE Business Case Savings. | 0 | Full | 0 | 0 | 0 | 1229.7544 | 0 | 0 | 0 | Existing conditions, assuming no cost | PSE Businss Case: APPROVED_Measure Case_Insulation_2022 | K | 100% | 10.49% | 33.31% | 1 | 0 | 0 | No applicable non-energy benefitsIncludes PSE NEI data where applicable. | No applicable non-energy benefits | System | System
Pierce County | Multifamily | Heat Central Gas Boiler | Existing | Insulation - Attic - R0 to R49 - GH - MF | R0 to R49 attic insulation: multi-family dwelling heated with natural gas | 0 | 2024 | 2050 | 911.2552 | per Home | 0 | 1 | 45 | PSE Businss Case: APPROVED_Measure Case_Insulation_2022 | 49.4265 | 11.59% | Per Unit Savings from PSE Business Case: APPROVED_Measure Case_Insulation_2022. End use ratio of 100% for Heat Central Gas Boiler. | 0 | Per Unit Savings from PSE Business Case: APPROVED_Measure Case_Insulation_2022. End use ratio of 100% for Heat Central Gas Boiler. | 0 | Full | 0 | 0 | 0 | 1658.4845 | 0 | 0 | 0 | Existing conditions, assuming no cost | PSE Businss Case: APPROVED_Measure Case_Insulation_2022 | B | 100% | 3.751% | 57.84% | 1 | 0 | 0 | No applicable non-energy benefitsIncludes PSE NEI data where applicable. | No applicable non-energy benefits | System | System
Pierce County | Multifamily | Heat Central Gas Furnace | Existing | Insulation - Attic - R0 to R49 - GH - MF | R0 to R49 attic insulation: multi-family dwelling heated with natural gas | 0 | 2024 | 2050 | 911.2552 | per Home | 0 | 1 | 45 | PSE Businss Case: APPROVED_Measure Case_Insulation_2022 | 36.4502 | 11.59% | Per Unit Savings from PSE Business Case: APPROVED_Measure Case_Insulation_2022. End use ratio of 100% for Heat Central Gas Furnace. | 0 | Per Unit Savings from PSE Business Case: APPROVED_Measure Case_Insulation_2022. End use ratio of 100% for Heat Central Gas Furnace. | 0 | Full | 0 | 0 | 0 | 1658.4845 | 0 | 0 | 0 | Existing conditions, assuming no cost | PSE Businss Case: APPROVED_Measure Case_Insulation_2022 | B | 100% | 3.751% | 57.84% | 1 | 0 | 0 | No applicable non-energy benefitsIncludes PSE NEI data where applicable. | No applicable non-energy benefits | System | System
Pierce County | Multifamily | Heat Room Gas | Existing | Insulation - Attic - R0 to R49 - GH - MF | R0 to R49 attic insulation: multi-family dwelling heated with natural gas | 0 | 2024 | 2050 | 911.2552 | per Home | 0 | 1 | 45 | PSE Businss Case: APPROVED_Measure Case_Insulation_2022 | 32.8052 | 10.17% | Per Unit Savings from PSE Business Case: APPROVED_Measure Case_Insulation_2022. Assuming an end use ratio of 90% for Heat Room Gas and applying to the reported PSE Business Case Savings. | 0 | Per Unit Savings from PSE Business Case: APPROVED_Measure Case_Insulation_2022. Assuming an end use ratio of 90% for Heat Room Gas and applying to the reported PSE Business Case Savings. | 0 | Full | 0 | 0 | 0 | 1658.4845 | 0 | 0 | 0 | Existing conditions, assuming no cost | PSE Businss Case: APPROVED_Measure Case_Insulation_2022 | B | 100% | 3.751% | 57.84% | 1 | 0 | 0 | No applicable non-energy benefitsIncludes PSE NEI data where applicable. | No applicable non-energy benefits | System | System
Pierce County | Multifamily | Heat Central Gas Boiler | Existing | Insulation - Attic - R19 to R49 - GH - MF | R19 to R49 attic insulation: multi-family dwelling heated with natural gas | 0 | 2024 | 2050 | 911.2552 | per Home | 0 | 1 | 45 | PSE Businss Case: APPROVED_Measure Case_Insulation_2022 | 9.8853 | 2.319% | Per Unit Savings from PSE Business Case: APPROVED_Measure Case_Insulation_2022. End use ratio of 100% for Heat Central Gas Boiler. | 0 | Per Unit Savings from PSE Business Case: APPROVED_Measure Case_Insulation_2022. End use ratio of 100% for Heat Central Gas Boiler. | 0 | Full | 0 | 0 | 0 | 710.7791 | 0 | 0 | 0 | Existing conditions, assuming no cost | PSE Businss Case: APPROVED_Measure Case_Insulation_2022 | D | 100% | 8.456% | 32.16% | 1 | 0 | 0 | No applicable non-energy benefitsIncludes PSE NEI data where applicable. | No applicable non-energy benefits | System | System
Pierce County | Multifamily | Heat Central Gas Furnace | Existing | Insulation - Attic - R19 to R49 - GH - MF | R19 to R49 attic insulation: multi-family dwelling heated with natural gas | 0 | 2024 | 2050 | 911.2552 | per Home | 0 | 1 | 45 | PSE Businss Case: APPROVED_Measure Case_Insulation_2022 | 7.29 | 2.319% | Per Unit Savings from PSE Business Case: APPROVED_Measure Case_Insulation_2022. End use ratio of 100% for Heat Central Gas Furnace. | 0 | Per Unit Savings from PSE Business Case: APPROVED_Measure Case_Insulation_2022. End use ratio of 100% for Heat Central Gas Furnace. | 0 | Full | 0 | 0 | 0 | 710.7791 | 0 | 0 | 0 | Existing conditions, assuming no cost | PSE Businss Case: APPROVED_Measure Case_Insulation_2022 | D | 100% | 8.456% | 32.16% | 1 | 0 | 0 | No applicable non-energy benefitsIncludes PSE NEI data where applicable. | No applicable non-energy benefits | System | System
Pierce County | Multifamily | Heat Room Gas | Existing | Insulation - Attic - R19 to R49 - GH - MF | R19 to R49 attic insulation: multi-family dwelling heated with natural gas | 0 | 2024 | 2050 | 911.2552 | per Home | 0 | 1 | 45 | PSE Businss Case: APPROVED_Measure Case_Insulation_2022 | 6.561 | 2.034% | Per Unit Savings from PSE Business Case: APPROVED_Measure Case_Insulation_2022. Assuming an end use ratio of 90% for Heat Room Gas and applying to the reported PSE Business Case Savings. | 0 | Per Unit Savings from PSE Business Case: APPROVED_Measure Case_Insulation_2022. Assuming an end use ratio of 90% for Heat Room Gas and applying to the reported PSE Business Case Savings. | 0 | Full | 0 | 0 | 0 | 710.7791 | 0 | 0 | 0 | Existing conditions, assuming no cost | PSE Businss Case: APPROVED_Measure Case_Insulation_2022 | D | 100% | 8.456% | 32.16% | 1 | 0 | 0 | No applicable non-energy benefitsIncludes PSE NEI data where applicable. | No applicable non-energy benefits | System | System
Pierce County | Multifamily - Highly Impacted | Heat Central Gas Boiler | Existing | LIW: Insulation - Attic - R19 to R49 - GH - MF | R19 to R49 attic insulation: multi-family dwelling heated with natural gas | 0 | 2024 | 2050 | 773.4304 | per Home | 0 | 1 | 45 | PSE Businss Case: APPROVED_Measure Case_Insulation_2022 | 8.3902 | 2.319% | Per Unit Savings from PSE Business Case: APPROVED_Measure Case_Insulation_2022. End use ratio of 100% for Heat Central Gas Boiler. | 0 | Per Unit Savings from PSE Business Case: APPROVED_Measure Case_Insulation_2022. End use ratio of 100% for Heat Central Gas Boiler. | 0 | Full | 0 | 0 | 0 | 603.2757 | 0 | 0 | 0 | Existing conditions, assuming no cost | PSE Businss Case: APPROVED_Measure Case_Insulation_2022 | D | 100% | 8.456% | 32.16% | 1 | 0 | 0 | No applicable non-energy benefitsIncludes PSE NEI data where applicable. | No applicable non-energy benefits | System | System
Pierce County | Multifamily - Highly Impacted | Heat Central Gas Furnace | Existing | LIW: Insulation - Attic - R19 to R49 - GH - MF | R19 to R49 attic insulation: multi-family dwelling heated with natural gas | 0 | 2024 | 2050 | 773.4304 | per Home | 0 | 1 | 45 | PSE Businss Case: APPROVED_Measure Case_Insulation_2022 | 6.1874 | 2.319% | Per Unit Savings from PSE Business Case: APPROVED_Measure Case_Insulation_2022. End use ratio of 100% for Heat Central Gas Furnace. | 0 | Per Unit Savings from PSE Business Case: APPROVED_Measure Case_Insulation_2022. End use ratio of 100% for Heat Central Gas Furnace. | 0 | Full | 0 | 0 | 0 | 603.2757 | 0 | 0 | 0 | Existing conditions, assuming no cost | PSE Businss Case: APPROVED_Measure Case_Insulation_2022 | D | 100% | 8.456% | 32.16% | 1 | 0 | 0 | No applicable non-energy benefitsIncludes PSE NEI data where applicable. | No applicable non-energy benefits | System | System
Pierce County | Multifamily - Highly Impacted | Heat Room Gas | Existing | LIW: Insulation - Attic - R19 to R49 - GH - MF | R19 to R49 attic insulation: multi-family dwelling heated with natural gas | 0 | 2024 | 2050 | 773.4304 | per Home | 0 | 1 | 45 | PSE Businss Case: APPROVED_Measure Case_Insulation_2022 | 5.5687 | 2.034% | Per Unit Savings from PSE Business Case: APPROVED_Measure Case_Insulation_2022. Assuming an end use ratio of 90% for Heat Room Gas and applying to the reported PSE Business Case Savings. | 0 | Per Unit Savings from PSE Business Case: APPROVED_Measure Case_Insulation_2022. Assuming an end use ratio of 90% for Heat Room Gas and applying to the reported PSE Business Case Savings. | 0 | Full | 0 | 0 | 0 | 603.2757 | 0 | 0 | 0 | Existing conditions, assuming no cost | PSE Businss Case: APPROVED_Measure Case_Insulation_2022 | D | 100% | 8.456% | 32.16% | 1 | 0 | 0 | No applicable non-energy benefitsIncludes PSE NEI data where applicable. | No applicable non-energy benefits | System | System
Pierce County | Multifamily - Highly Impacted | Heat Central Gas Boiler | Existing | LIW: Thermostat - ESS - MF - TG | Energy star smart thermostat: multi-family; gas | 0 | 2024 | 2050 | 1 | per Home | 0 | 1 | 11 | PSE Businss Case: APPROVED_Measure Case_Thermostat_2022 | 20.0366 | 5.538% | Per Unit Savings from PSE Business Case: APPROVED_Measure Case_Thermostat_2022. End use ratio of 100% for Heat Central Gas Boiler. | 0 | Per Unit Savings from PSE Business Case: APPROVED_Measure Case_Thermostat_2022. End use ratio of 100% for Heat Central Gas Boiler. | 0 | Full | 0 | 0 | 0 | 400 | 0 | 0 | 0 | Existing conditions, assuming no cost | PSE Businss Case: APPROVED_Measure Case_Thermostat_2022 |  | 100% | 70.4% | 100% | 1 | 0 | 3.64 | No applicable non-energy benefitsIncludes PSE NEI data where applicable. | No applicable non-energy benefits | System | System
Pierce County | Multifamily - Highly Impacted | Heat Central Gas Boiler | New | LIW: Thermostat - ESS - MF - TG | Energy star smart thermostat: multi-family; gas | 0 | 2024 | 2050 | 1 | per Home | 0 | 1 | 11 | PSE Businss Case: APPROVED_Measure Case_Thermostat_2022 | 12.4437 | 5.538% | Per Unit Savings from PSE Business Case: APPROVED_Measure Case_Thermostat_2022. End use ratio of 100% for Heat Central Gas Boiler. | 0 | Per Unit Savings from PSE Business Case: APPROVED_Measure Case_Thermostat_2022. End use ratio of 100% for Heat Central Gas Boiler. | 0 | Full | 0 | 0 | 0 | 400 | 0 | 0 | 0 | Existing conditions, assuming no cost | PSE Businss Case: APPROVED_Measure Case_Thermostat_2022 |  | 100% | 87.12% | 100% | 1 | 0 | 3.64 | No applicable non-energy benefitsIncludes PSE NEI data where applicable. | No applicable non-energy benefits | System | System
Pierce County | Multifamily - Highly Impacted | Heat Central Gas Furnace | Existing | LIW: Thermostat - ESS - MF - TG | Energy star smart thermostat: multi-family; gas | 0 | 2024 | 2050 | 1 | per Home | 0 | 1 | 11 | PSE Businss Case: APPROVED_Measure Case_Thermostat_2022 | 14.7762 | 5.538% | Per Unit Savings from PSE Business Case: APPROVED_Measure Case_Thermostat_2022. End use ratio of 100% for Heat Central Gas Furnace. | 0 | Per Unit Savings from PSE Business Case: APPROVED_Measure Case_Thermostat_2022. End use ratio of 100% for Heat Central Gas Furnace. | 0 | Full | 0 | 0 | 0 | 400 | 0 | 0 | 0 | Existing conditions, assuming no cost | PSE Businss Case: APPROVED_Measure Case_Thermostat_2022 |  | 100% | 70.4% | 100% | 1 | 0 | 3.64 | No applicable non-energy benefitsIncludes PSE NEI data where applicable. | No applicable non-energy benefits | System | System
Pierce County | Multifamily - Highly Impacted | Heat Central Gas Furnace | New | LIW: Thermostat - ESS - MF - TG | Energy star smart thermostat: multi-family; gas | 0 | 2024 | 2050 | 1 | per Home | 0 | 1 | 11 | PSE Businss Case: APPROVED_Measure Case_Thermostat_2022 | 8.5844 | 5.538% | Per Unit Savings from PSE Business Case: APPROVED_Measure Case_Thermostat_2022. End use ratio of 100% for Heat Central Gas Furnace. | 0 | Per Unit Savings from PSE Business Case: APPROVED_Measure Case_Thermostat_2022. End use ratio of 100% for Heat Central Gas Furnace. | 0 | Full | 0 | 0 | 0 | 400 | 0 | 0 | 0 | Existing conditions, assuming no cost | PSE Businss Case: APPROVED_Measure Case_Thermostat_2022 |  | 100% | 87.12% | 100% | 1 | 0 | 3.64 | No applicable non-energy benefitsIncludes PSE NEI data where applicable. | No applicable non-energy benefits | System | System
Pierce County | Manufactured - Highly Impacted | Heat Central Gas Boiler | Existing | LIW: Thermostat - ESS - MH - TG | Energy star smart thermostat: mobile home; gas | 0 | 2024 | 2050 | 1 | per Home | 0 | 1 | 11 | PSE Businss Case: APPROVED_Measure Case_Thermostat_2022 | 25.0606 | 5.538% | Per Unit Savings from PSE Business Case: APPROVED_Measure Case_Thermostat_2022. End use ratio of 100% for Heat Central Gas Boiler. | 0 | Per Unit Savings from PSE Business Case: APPROVED_Measure Case_Thermostat_2022. End use ratio of 100% for Heat Central Gas Boiler. | 0 | Full | 0 | 0 | 0 | 400 | 0 | 0 | 0 | Existing conditions, assuming no cost | PSE Businss Case: APPROVED_Measure Case_Thermostat_2022 |  | 100% | 79.16% | 100% | 1 | 0 | 3.64 | No applicable non-energy benefitsIncludes PSE NEI data where applicable. | No applicable non-energy benefits | System | System
Pierce County | Manufactured - Highly Impacted | Heat Central Gas Boiler | New | LIW: Thermostat - ESS - MH - TG | Energy star smart thermostat: mobile home; gas | 0 | 2024 | 2050 | 1 | per Home | 0 | 1 | 11 | PSE Businss Case: APPROVED_Measure Case_Thermostat_2022 | 15.5639 | 5.538% | Per Unit Savings from PSE Business Case: APPROVED_Measure Case_Thermostat_2022. End use ratio of 100% for Heat Central Gas Boiler. | 0 | Per Unit Savings from PSE Business Case: APPROVED_Measure Case_Thermostat_2022. End use ratio of 100% for Heat Central Gas Boiler. | 0 | Full | 0 | 0 | 0 | 400 | 0 | 0 | 0 | Existing conditions, assuming no cost | PSE Businss Case: APPROVED_Measure Case_Thermostat_2022 |  | 100% | 97.96% | 100% | 1 | 0 | 3.64 | No applicable non-energy benefitsIncludes PSE NEI data where applicable. | No applicable non-energy benefits | System | System
Pierce County | Manufactured - Highly Impacted | Heat Central Gas Furnace | Existing | LIW: Thermostat - ESS - MH - TG | Energy star smart thermostat: mobile home; gas | 0 | 2024 | 2050 | 1 | per Home | 0 | 1 | 11 | PSE Businss Case: APPROVED_Measure Case_Thermostat_2022 | 18.4813 | 5.538% | Per Unit Savings from PSE Business Case: APPROVED_Measure Case_Thermostat_2022. End use ratio of 100% for Heat Central Gas Furnace. | 0 | Per Unit Savings from PSE Business Case: APPROVED_Measure Case_Thermostat_2022. End use ratio of 100% for Heat Central Gas Furnace. | 0 | Full | 0 | 0 | 0 | 400 | 0 | 0 | 0 | Existing conditions, assuming no cost | PSE Businss Case: APPROVED_Measure Case_Thermostat_2022 |  | 100% | 79.16% | 100% | 1 | 0 | 3.64 | No applicable non-energy benefitsIncludes PSE NEI data where applicable. | No applicable non-energy benefits | System | System
Pierce County | Manufactured - Highly Impacted | Heat Central Gas Furnace | New | LIW: Thermostat - ESS - MH - TG | Energy star smart thermostat: mobile home; gas | 0 | 2024 | 2050 | 1 | per Home | 0 | 1 | 11 | PSE Businss Case: APPROVED_Measure Case_Thermostat_2022 | 10.7369 | 5.538% | Per Unit Savings from PSE Business Case: APPROVED_Measure Case_Thermostat_2022. End use ratio of 100% for Heat Central Gas Furnace. | 0 | Per Unit Savings from PSE Business Case: APPROVED_Measure Case_Thermostat_2022. End use ratio of 100% for Heat Central Gas Furnace. | 0 | Full | 0 | 0 | 0 | 400 | 0 | 0 | 0 | Existing conditions, assuming no cost | PSE Businss Case: APPROVED_Measure Case_Thermostat_2022 |  | 100% | 97.96% | 100% | 1 | 0 | 3.64 | No applicable non-energy benefitsIncludes PSE NEI data where applicable. | No applicable non-energy benefits | System | System
Pierce County | Single Family - Highly Impacted | Heat Central Gas Boiler | Existing | LIW: Thermostat - ESS - SF - TG | Energy star smart thermostat: single family; gas | 0 | 2024 | 2050 | 1 | per Home | 0 | 1 | 11 | PSE Businss Case: APPROVED_Measure Case_Thermostat_2022 | 25.7511 | 5.538% | Per Unit Savings from PSE Business Case: APPROVED_Measure Case_Thermostat_2022. End use ratio of 100% for Heat Central Gas Boiler. | 0 | Per Unit Savings from PSE Business Case: APPROVED_Measure Case_Thermostat_2022. End use ratio of 100% for Heat Central Gas Boiler. | 0 | Full | 0 | 0 | 0 | 400 | 0 | 0 | 0 | Existing conditions, assuming no cost | PSE Businss Case: APPROVED_Measure Case_Thermostat_2022 |  | 100% | 68.84% | 100% | 1 | 0 | 26.45 | No applicable non-energy benefitsIncludes PSE NEI data where applicable. | No applicable non-energy benefits | System | System
Pierce County | Single Family - Highly Impacted | Heat Central Gas Boiler | New | LIW: Thermostat - ESS - SF - TG | Energy star smart thermostat: single family; gas | 0 | 2024 | 2050 | 1 | per Home | 0 | 1 | 11 | PSE Businss Case: APPROVED_Measure Case_Thermostat_2022 | 15.9927 | 5.538% | Per Unit Savings from PSE Business Case: APPROVED_Measure Case_Thermostat_2022. End use ratio of 100% for Heat Central Gas Boiler. | 0 | Per Unit Savings from PSE Business Case: APPROVED_Measure Case_Thermostat_2022. End use ratio of 100% for Heat Central Gas Boiler. | 0 | Full | 0 | 0 | 0 | 400 | 0 | 0 | 0 | Existing conditions, assuming no cost | PSE Businss Case: APPROVED_Measure Case_Thermostat_2022 |  | 100% | 85.19% | 100% | 1 | 0 | 26.45 | No applicable non-energy benefitsIncludes PSE NEI data where applicable. | No applicable non-energy benefits | System | System
Pierce County | Single Family - Highly Impacted | Heat Central Gas Furnace | Existing | LIW: Thermostat - ESS - SF - TG | Energy star smart thermostat: single family; gas | 0 | 2024 | 2050 | 1 | per Home | 0 | 1 | 11 | PSE Businss Case: APPROVED_Measure Case_Thermostat_2022 | 18.9905 | 5.538% | Per Unit Savings from PSE Business Case: APPROVED_Measure Case_Thermostat_2022. End use ratio of 100% for Heat Central Gas Furnace. | 0 | Per Unit Savings from PSE Business Case: APPROVED_Measure Case_Thermostat_2022. End use ratio of 100% for Heat Central Gas Furnace. | 0 | Full | 0 | 0 | 0 | 400 | 0 | 0 | 0 | Existing conditions, assuming no cost | PSE Businss Case: APPROVED_Measure Case_Thermostat_2022 |  | 100% | 68.84% | 100% | 1 | 0 | 26.45 | No applicable non-energy benefitsIncludes PSE NEI data where applicable. | No applicable non-energy benefits | System | System
Pierce County | Single Family - Highly Impacted | Heat Central Gas Furnace | New | LIW: Thermostat - ESS - SF - TG | Energy star smart thermostat: single family; gas | 0 | 2024 | 2050 | 1 | per Home | 0 | 1 | 11 | PSE Businss Case: APPROVED_Measure Case_Thermostat_2022 | 11.0327 | 5.538% | Per Unit Savings from PSE Business Case: APPROVED_Measure Case_Thermostat_2022. End use ratio of 100% for Heat Central Gas Furnace. | 0 | Per Unit Savings from PSE Business Case: APPROVED_Measure Case_Thermostat_2022. End use ratio of 100% for Heat Central Gas Furnace. | 0 | Full | 0 | 0 | 0 | 400 | 0 | 0 | 0 | Existing conditions, assuming no cost | PSE Businss Case: APPROVED_Measure Case_Thermostat_2022 |  | 100% | 85.19% | 100% | 1 | 0 | 26.45 | No applicable non-energy benefitsIncludes PSE NEI data where applicable. | No applicable non-energy benefits | System | System
Pierce County | Single Family | Heat Central Gas Boiler | Existing | Thermostat - Smart - GH - Res | Smart thermostat: home heated with natural gas | 0 | 2024 | 2050 | 1 | per Home | 0 | 1 | 11 | PSE Businss Case: APPROVED_Measure Case_Thermostat_2022 | 35.7984 | 5.538% | Per Unit Savings from PSE Business Case: APPROVED_Measure Case_Thermostat_2022. End use ratio of 100% for Heat Central Gas Boiler. | 0 | Per Unit Savings from PSE Business Case: APPROVED_Measure Case_Thermostat_2022. End use ratio of 100% for Heat Central Gas Boiler. | 0 | Full | 0 | 0 | 0 | 189 | 0 | 0 | 0 | Existing conditions, assuming no cost | PSE Businss Case: APPROVED_Measure Case_Thermostat_2022 |  | 100% | 68.84% | 100% | 1 | 0 | 6.076 | No applicable non-energy benefitsIncludes PSE NEI data where applicable. | No applicable non-energy benefits | System | System
Pierce County | Single Family | Heat Central Gas Boiler | New | Thermostat - Smart - GH - Res | Smart thermostat: home heated with natural gas | 0 | 2024 | 2050 | 1 | per Home | 0 | 1 | 11 | PSE Businss Case: APPROVED_Measure Case_Thermostat_2022 | 22.2326 | 5.538% | Per Unit Savings from PSE Business Case: APPROVED_Measure Case_Thermostat_2022. End use ratio of 100% for Heat Central Gas Boiler. | 0 | Per Unit Savings from PSE Business Case: APPROVED_Measure Case_Thermostat_2022. End use ratio of 100% for Heat Central Gas Boiler. | 0 | Full | 0 | 0 | 0 | 189 | 0 | 0 | 0 | Existing conditions, assuming no cost | PSE Businss Case: APPROVED_Measure Case_Thermostat_2022 |  | 100% | 85.19% | 100% | 1 | 0 | 6.076 | No applicable non-energy benefitsIncludes PSE NEI data where applicable. | No applicable non-energy benefits | System | System
Pierce County | Single Family | Heat Central Gas Furnace | Existing | Thermostat - Smart - GH - Res | Smart thermostat: home heated with natural gas | 0 | 2024 | 2050 | 1 | per Home | 0 | 1 | 11 | PSE Businss Case: APPROVED_Measure Case_Thermostat_2022 | 26.4 | 5.538% | Per Unit Savings from PSE Business Case: APPROVED_Measure Case_Thermostat_2022. End use ratio of 100% for Heat Central Gas Furnace. | 0 | Per Unit Savings from PSE Business Case: APPROVED_Measure Case_Thermostat_2022. End use ratio of 100% for Heat Central Gas Furnace. | 0 | Full | 0 | 0 | 0 | 189 | 0 | 0 | 0 | Existing conditions, assuming no cost | PSE Businss Case: APPROVED_Measure Case_Thermostat_2022 |  | 100% | 68.84% | 100% | 1 | 0 | 6.076 | No applicable non-energy benefitsIncludes PSE NEI data where applicable. | No applicable non-energy benefits | System | System
Pierce County | Single Family | Heat Central Gas Furnace | New | Thermostat - Smart - GH - Res | Smart thermostat: home heated with natural gas | 0 | 2024 | 2050 | 1 | per Home | 0 | 1 | 11 | PSE Businss Case: APPROVED_Measure Case_Thermostat_2022 | 15.3374 | 5.538% | Per Unit Savings from PSE Business Case: APPROVED_Measure Case_Thermostat_2022. End use ratio of 100% for Heat Central Gas Furnace. | 0 | Per Unit Savings from PSE Business Case: APPROVED_Measure Case_Thermostat_2022. End use ratio of 100% for Heat Central Gas Furnace. | 0 | Full | 0 | 0 | 0 | 189 | 0 | 0 | 0 | Existing conditions, assuming no cost | PSE Businss Case: APPROVED_Measure Case_Thermostat_2022 |  | 100% | 85.19% | 100% | 1 | 0 | 6.076 | No applicable non-energy benefitsIncludes PSE NEI data where applicable. | No applicable non-energy benefits | System | System
Pierce County | Single Family | Heat Central Gas Boiler | Existing | SFWIN: Windows - Single Pane - to U30 - NG | Single pane windows: U-factor up to 0.30; home heated with natural gas | 0 | 2024 | 2050 | 306.6112 | per Home | 0 | 1 | 45 | PSE Businss Case: APPROVED_Measure Case_Window_2022 | 126.7585 | 19.61% | Per Unit Savings from PSE Business Case: APPROVED_Measure Case_Window_2022 | 0 | Per Unit Savings from PSE Business Case: APPROVED_Measure Case_Window_2022 | 0 | Full | 0 | 0 | 0 | 6929.414 | 0 | 0 | 0 | Existing conditions, assuming no cost | PSE Businss Case: APPROVED_Measure Case_Window_2022 | Q | 100% | 5% | 20.95% | 1 | 0 | 0 | No applicable non-energy benefitsIncludes PSE NEI data where applicable. | No applicable non-energy benefits | System | System
Pierce County | Single Family | Heat Central Gas Furnace | Existing | SFWIN: Windows - Single Pane - to U30 - NG | Single pane windows: U-factor up to 0.30; home heated with natural gas | 0 | 2024 | 2050 | 306.6112 | per Home | 0 | 1 | 45 | PSE Businss Case: APPROVED_Measure Case_Window_2022 | 93.4796 | 19.61% | Per Unit Savings from PSE Business Case: APPROVED_Measure Case_Window_2022 | 0 | Per Unit Savings from PSE Business Case: APPROVED_Measure Case_Window_2022 | 0 | Full | 0 | 0 | 0 | 6929.414 | 0 | 0 | 0 | Existing conditions, assuming no cost | PSE Businss Case: APPROVED_Measure Case_Window_2022 | Q | 100% | 5% | 20.95% | 1 | 0 | 0 | No applicable non-energy benefitsIncludes PSE NEI data where applicable. | No applicable non-energy benefits | System | System
Pierce County | Single Family | Heat Room Gas | Existing | SFWIN: Windows - Single Pane - to U30 - NG | Single pane windows: U-factor up to 0.30; home heated with natural gas | 0 | 2024 | 2050 | 306.6112 | per Home | 0 | 1 | 45 | PSE Businss Case: APPROVED_Measure Case_Window_2022 | 95.9023 | 19.61% | Per Unit Savings from PSE Business Case: APPROVED_Measure Case_Window_2022 | 0 | Per Unit Savings from PSE Business Case: APPROVED_Measure Case_Window_2022 | 0 | Full | 0 | 0 | 0 | 6929.414 | 0 | 0 | 0 | Existing conditions, assuming no cost | PSE Businss Case: APPROVED_Measure Case_Window_2022 | Q | 100% | 5% | 20.95% | 1 | 0 | 0 | No applicable non-energy benefitsIncludes PSE NEI data where applicable. | No applicable non-energy benefits | System | System
Pierce County | Manufactured | Heat Central Gas Boiler | Existing | SFWIN: Windows - Single Pane - to U30 - NG - MH | Single pane windows: U-factor up to 0.30; manufactured home heated with natural gas | 0 | 2024 | 2050 | 178.2998 | per Home | 0 | 1 | 25 | PSE Businss Case: APPROVED_Measure Case_Window_2022 | 147.7147 | 25.31% | Per Unit Savings from PSE Business Case: APPROVED_Measure Case_Window_2022 | 0 | Per Unit Savings from PSE Business Case: APPROVED_Measure Case_Window_2022 | 0 | Full | 0 | 0 | 0 | 3303.8954 | 0 | 0 | 0 | Existing conditions, assuming no cost | PSE Businss Case: APPROVED_Measure Case_Window_2022 |  | 100% | 5% | 44.5% | 1 | 0 | 0 | No applicable non-energy benefitsIncludes PSE NEI data where applicable. | No applicable non-energy benefits | System | System
Pierce County | Manufactured | Heat Central Gas Furnace | Existing | SFWIN: Windows - Single Pane - to U30 - NG - MH | Single pane windows: U-factor up to 0.30; manufactured home heated with natural gas | 0 | 2024 | 2050 | 178.2998 | per Home | 0 | 1 | 25 | PSE Businss Case: APPROVED_Measure Case_Window_2022 | 108.934 | 25.31% | Per Unit Savings from PSE Business Case: APPROVED_Measure Case_Window_2022 | 0 | Per Unit Savings from PSE Business Case: APPROVED_Measure Case_Window_2022 | 0 | Full | 0 | 0 | 0 | 3303.8954 | 0 | 0 | 0 | Existing conditions, assuming no cost | PSE Businss Case: APPROVED_Measure Case_Window_2022 |  | 100% | 5% | 44.5% | 1 | 0 | 0 | No applicable non-energy benefitsIncludes PSE NEI data where applicable. | No applicable non-energy benefits | System | System
Pierce County | Manufactured | Heat Room Gas | Existing | SFWIN: Windows - Single Pane - to U30 - NG - MH | Single pane windows: U-factor up to 0.30; manufactured home heated with natural gas | 0 | 2024 | 2050 | 178.2998 | per Home | 0 | 1 | 25 | PSE Businss Case: APPROVED_Measure Case_Window_2022 | 111.7572 | 25.31% | Per Unit Savings from PSE Business Case: APPROVED_Measure Case_Window_2022 | 0 | Per Unit Savings from PSE Business Case: APPROVED_Measure Case_Window_2022 | 0 | Full | 0 | 0 | 0 | 3303.8954 | 0 | 0 | 0 | Existing conditions, assuming no cost | PSE Businss Case: APPROVED_Measure Case_Window_2022 |  | 100% | 5% | 44.5% | 1 | 0 | 0 | No applicable non-energy benefitsIncludes PSE NEI data where applicable. | No applicable non-energy benefits | System | System
Pierce County | Manufactured - Highly Impacted | Heat Central Gas Boiler | Existing | LIW: Windows - Single Pane - to U30 - NG - MH | Single pane windows: U-factor up to 0.30; manufactured home heated with natural gas | 0 | 2024 | 2050 | 156.9934 | per Home | 0 | 1 | 25 | PSE Businss Case: APPROVED_Measure Case_Window_2022 | 130.0632 | 28.74% | Per Unit Savings from PSE Business Case: APPROVED_Measure Case_Window_2022 | 0 | Per Unit Savings from PSE Business Case: APPROVED_Measure Case_Window_2022 | 0 | Full | 0 | 0 | 0 | 2909.0884 | 0 | 0 | 0 | Existing conditions, assuming no cost | PSE Businss Case: APPROVED_Measure Case_Window_2022 |  | 100% | 5% | 44.5% | 1 | 0 | 0 | No applicable non-energy benefitsIncludes PSE NEI data where applicable. | No applicable non-energy benefits | System | System
Pierce County | Manufactured - Highly Impacted | Heat Central Gas Furnace | Existing | LIW: Windows - Single Pane - to U30 - NG - MH | Single pane windows: U-factor up to 0.30; manufactured home heated with natural gas | 0 | 2024 | 2050 | 156.9934 | per Home | 0 | 1 | 25 | PSE Businss Case: APPROVED_Measure Case_Window_2022 | 95.9167 | 28.74% | Per Unit Savings from PSE Business Case: APPROVED_Measure Case_Window_2022 | 0 | Per Unit Savings from PSE Business Case: APPROVED_Measure Case_Window_2022 | 0 | Full | 0 | 0 | 0 | 2909.0884 | 0 | 0 | 0 | Existing conditions, assuming no cost | PSE Businss Case: APPROVED_Measure Case_Window_2022 |  | 100% | 5% | 44.5% | 1 | 0 | 0 | No applicable non-energy benefitsIncludes PSE NEI data where applicable. | No applicable non-energy benefits | System | System
Pierce County | Manufactured - Highly Impacted | Heat Room Gas | Existing | LIW: Windows - Single Pane - to U30 - NG - MH | Single pane windows: U-factor up to 0.30; manufactured home heated with natural gas | 0 | 2024 | 2050 | 156.9934 | per Home | 0 | 1 | 25 | PSE Businss Case: APPROVED_Measure Case_Window_2022 | 98.4025 | 28.74% | Per Unit Savings from PSE Business Case: APPROVED_Measure Case_Window_2022 | 0 | Per Unit Savings from PSE Business Case: APPROVED_Measure Case_Window_2022 | 0 | Full | 0 | 0 | 0 | 2909.0884 | 0 | 0 | 0 | Existing conditions, assuming no cost | PSE Businss Case: APPROVED_Measure Case_Window_2022 |  | 100% | 5% | 44.5% | 1 | 0 | 0 | No applicable non-energy benefitsIncludes PSE NEI data where applicable. | No applicable non-energy benefits | System | System
Pierce County | Manufactured | Heat Central Gas Boiler | Existing | Windows - Double Pane - Metal Frame - to U30 - NG - MH | Double pane metal-framed windows: U-factor up to 0.30; manufactured home heated with natural gas | 0 | 2024 | 2050 | 178.2998 | per Home | 0 | 1 | 25 | PSE Businss Case: APPROVED_Measure Case_Window_2022 | 63.7318 | 10.92% | Per Unit Savings from PSE Business Case: APPROVED_Measure Case_Window_2022 | 0 | Per Unit Savings from PSE Business Case: APPROVED_Measure Case_Window_2022 | 0 | Full | 0 | 0 | 0 | 3303.8954 | 0 | 0 | 0 | Existing conditions, assuming no cost | PSE Businss Case: APPROVED_Measure Case_Window_2022 |  | 100% | 5% | 55.5% | 1 | 0 | 0 | No applicable non-energy benefitsIncludes PSE NEI data where applicable. | No applicable non-energy benefits | System | System
Pierce County | Manufactured | Heat Central Gas Furnace | Existing | Windows - Double Pane - Metal Frame - to U30 - NG - MH | Double pane metal-framed windows: U-factor up to 0.30; manufactured home heated with natural gas | 0 | 2024 | 2050 | 178.2998 | per Home | 0 | 1 | 25 | PSE Businss Case: APPROVED_Measure Case_Window_2022 | 46.9998 | 10.92% | Per Unit Savings from PSE Business Case: APPROVED_Measure Case_Window_2022 | 0 | Per Unit Savings from PSE Business Case: APPROVED_Measure Case_Window_2022 | 0 | Full | 0 | 0 | 0 | 3303.8954 | 0 | 0 | 0 | Existing conditions, assuming no cost | PSE Businss Case: APPROVED_Measure Case_Window_2022 |  | 100% | 5% | 55.5% | 1 | 0 | 0 | No applicable non-energy benefitsIncludes PSE NEI data where applicable. | No applicable non-energy benefits | System | System
Pierce County | Manufactured | Heat Room Gas | Existing | Windows - Double Pane - Metal Frame - to U30 - NG - MH | Double pane metal-framed windows: U-factor up to 0.30; manufactured home heated with natural gas | 0 | 2024 | 2050 | 178.2998 | per Home | 0 | 1 | 25 | PSE Businss Case: APPROVED_Measure Case_Window_2022 | 48.2179 | 10.92% | Per Unit Savings from PSE Business Case: APPROVED_Measure Case_Window_2022 | 0 | Per Unit Savings from PSE Business Case: APPROVED_Measure Case_Window_2022 | 0 | Full | 0 | 0 | 0 | 3303.8954 | 0 | 0 | 0 | Existing conditions, assuming no cost | PSE Businss Case: APPROVED_Measure Case_Window_2022 |  | 100% | 5% | 55.5% | 1 | 0 | 0 | No applicable non-energy benefitsIncludes PSE NEI data where applicable. | No applicable non-energy benefits | System | System
Pierce County | Manufactured - Highly Impacted | Heat Central Gas Boiler | Existing | LIW: Windows - Double Pane - Metal Frame - to U30 - NG - MH | Double pane metal-framed windows: U-factor up to 0.30; manufactured home heated with natural gas | 0 | 2024 | 2050 | 156.9934 | per Home | 0 | 1 | 25 | PSE Businss Case: APPROVED_Measure Case_Window_2022 | 56.116 | 12.4% | Per Unit Savings from PSE Business Case: APPROVED_Measure Case_Window_2022 | 0 | Per Unit Savings from PSE Business Case: APPROVED_Measure Case_Window_2022 | 0 | Full | 0 | 0 | 0 | 2909.0884 | 0 | 0 | 0 | Existing conditions, assuming no cost | PSE Businss Case: APPROVED_Measure Case_Window_2022 |  | 100% | 5% | 55.5% | 1 | 0 | 0 | No applicable non-energy benefitsIncludes PSE NEI data where applicable. | No applicable non-energy benefits | System | System
Pierce County | Manufactured - Highly Impacted | Heat Central Gas Furnace | Existing | LIW: Windows - Double Pane - Metal Frame - to U30 - NG - MH | Double pane metal-framed windows: U-factor up to 0.30; manufactured home heated with natural gas | 0 | 2024 | 2050 | 156.9934 | per Home | 0 | 1 | 25 | PSE Businss Case: APPROVED_Measure Case_Window_2022 | 41.3835 | 12.4% | Per Unit Savings from PSE Business Case: APPROVED_Measure Case_Window_2022 | 0 | Per Unit Savings from PSE Business Case: APPROVED_Measure Case_Window_2022 | 0 | Full | 0 | 0 | 0 | 2909.0884 | 0 | 0 | 0 | Existing conditions, assuming no cost | PSE Businss Case: APPROVED_Measure Case_Window_2022 |  | 100% | 5% | 55.5% | 1 | 0 | 0 | No applicable non-energy benefitsIncludes PSE NEI data where applicable. | No applicable non-energy benefits | System | System
Pierce County | Manufactured - Highly Impacted | Heat Room Gas | Existing | LIW: Windows - Double Pane - Metal Frame - to U30 - NG - MH | Double pane metal-framed windows: U-factor up to 0.30; manufactured home heated with natural gas | 0 | 2024 | 2050 | 156.9934 | per Home | 0 | 1 | 25 | PSE Businss Case: APPROVED_Measure Case_Window_2022 | 42.456 | 12.4% | Per Unit Savings from PSE Business Case: APPROVED_Measure Case_Window_2022 | 0 | Per Unit Savings from PSE Business Case: APPROVED_Measure Case_Window_2022 | 0 | Full | 0 | 0 | 0 | 2909.0884 | 0 | 0 | 0 | Existing conditions, assuming no cost | PSE Businss Case: APPROVED_Measure Case_Window_2022 |  | 100% | 5% | 55.5% | 1 | 0 | 0 | No applicable non-energy benefitsIncludes PSE NEI data where applicable. | No applicable non-energy benefits | System | System
Pierce County | Single Family - Highly Impacted | Heat Central Gas Boiler | Existing | LIW: Windows - SP to DP - SF - TG | Double pane windows: upgrade from single pane; single family dwelling heated with natural gas; low income customer | 0 | 2024 | 2050 | 243.4666 | per Home | 0 | 1 | 45 | PSE Businss Case: APPROVED_Measure Case_Window_2022 | 100.3628 | 21.58% | Per Unit Savings from PSE Business Case: APPROVED_Measure Case_Window_2022. End use ratio of 100% for Heat Central Gas Boiler. | 0 | Per Unit Savings from PSE Business Case: APPROVED_Measure Case_Window_2022. End use ratio of 100% for Heat Central Gas Boiler. | 0 | Full | 0 | 0 | 0 | 5502.3441 | 0 | 0 | 0 | Existing conditions, assuming no cost | PSE Businss Case: APPROVED_Measure Case_Window_2022 | Q | 100% | 5% | 20.95% | 1 | 0 | 0.48 | No applicable non-energy benefitsIncludes PSE NEI data where applicable. | No applicable non-energy benefits | System | System
Pierce County | Single Family - Highly Impacted | Heat Central Gas Furnace | Existing | LIW: Windows - SP to DP - SF - TG | Double pane windows: upgrade from single pane; single family dwelling heated with natural gas; low income customer | 0 | 2024 | 2050 | 243.4666 | per Home | 0 | 1 | 45 | PSE Businss Case: APPROVED_Measure Case_Window_2022 | 74.0138 | 21.58% | Per Unit Savings from PSE Business Case: APPROVED_Measure Case_Window_2022. End use ratio of 100% for Heat Central Gas Furnace. | 0 | Per Unit Savings from PSE Business Case: APPROVED_Measure Case_Window_2022. End use ratio of 100% for Heat Central Gas Furnace. | 0 | Full | 0 | 0 | 0 | 5502.3441 | 0 | 0 | 0 | Existing conditions, assuming no cost | PSE Businss Case: APPROVED_Measure Case_Window_2022 | Q | 100% | 5% | 20.95% | 1 | 0 | 0.48 | No applicable non-energy benefitsIncludes PSE NEI data where applicable. | No applicable non-energy benefits | System | System
Pierce County | Single Family - Highly Impacted | Heat Room Gas | Existing | LIW: Windows - SP to DP - SF - TG | Double pane windows: upgrade from single pane; single family dwelling heated with natural gas; low income customer | 0 | 2024 | 2050 | 243.4666 | per Home | 0 | 1 | 45 | PSE Businss Case: APPROVED_Measure Case_Window_2022 | 66.6124 | 18.93% | Per Unit Savings from PSE Business Case: APPROVED_Measure Case_Window_2022. Assuming an end use ratio of 90% for Heat Room Gas and applying to the reported PSE Business Case Savings. | 0 | Per Unit Savings from PSE Business Case: APPROVED_Measure Case_Window_2022. Assuming an end use ratio of 90% for Heat Room Gas and applying to the reported PSE Business Case Savings. | 0 | Full | 0 | 0 | 0 | 5502.3441 | 0 | 0 | 0 | Existing conditions, assuming no cost | PSE Businss Case: APPROVED_Measure Case_Window_2022 | Q | 100% | 5% | 20.95% | 1 | 0 | 0.48 | No applicable non-energy benefitsIncludes PSE NEI data where applicable. | No applicable non-energy benefits | System | System
Pierce County | Multifamily | Heat Central Gas Boiler | Existing | Windows - Double Pane - U30 - from SP U120 - GH - MF | Double pane windows: U-factor 0.30; from 1.20 single pane; multi-family dwelling heated with natural gas | 0 | 2024 | 2050 | 36.1897 | per Home | 0 | 1 | 45 | PSE Businss Case: APPROVED_Measure Case_Window_2022 | 45.1474 | 10.59% | Per Unit Savings from PSE Business Case: APPROVED_Measure Case_Window_2022. End use ratio of 100% for Heat Central Gas Boiler. | 0 | Per Unit Savings from PSE Business Case: APPROVED_Measure Case_Window_2022. End use ratio of 100% for Heat Central Gas Boiler. | 0 | Full | 0 | 0 | 0 | 843.2205 | 0 | 0 | 0 | Existing conditions, assuming no cost | PSE Businss Case: APPROVED_Measure Case_Window_2022 | P | 100% | 5% | 19.1% | 1 | 0 | 0 | No applicable non-energy benefitsIncludes PSE NEI data where applicable. | No applicable non-energy benefits | System | System
Pierce County | Multifamily | Heat Central Gas Furnace | Existing | Windows - Double Pane - U30 - from SP U120 - GH - MF | Double pane windows: U-factor 0.30; from 1.20 single pane; multi-family dwelling heated with natural gas | 0 | 2024 | 2050 | 36.1897 | per Home | 0 | 1 | 45 | PSE Businss Case: APPROVED_Measure Case_Window_2022 | 33.2945 | 10.59% | Per Unit Savings from PSE Business Case: APPROVED_Measure Case_Window_2022. End use ratio of 100% for Heat Central Gas Furnace. | 0 | Per Unit Savings from PSE Business Case: APPROVED_Measure Case_Window_2022. End use ratio of 100% for Heat Central Gas Furnace. | 0 | Full | 0 | 0 | 0 | 843.2205 | 0 | 0 | 0 | Existing conditions, assuming no cost | PSE Businss Case: APPROVED_Measure Case_Window_2022 | P | 100% | 5% | 19.1% | 1 | 0 | 0 | No applicable non-energy benefitsIncludes PSE NEI data where applicable. | No applicable non-energy benefits | System | System
Pierce County | Multifamily | Heat Room Gas | Existing | Windows - Double Pane - U30 - from SP U120 - GH - MF | Double pane windows: U-factor 0.30; from 1.20 single pane; multi-family dwelling heated with natural gas | 0 | 2024 | 2050 | 36.1897 | per Home | 0 | 1 | 45 | PSE Businss Case: APPROVED_Measure Case_Window_2022 | 29.9651 | 9.291% | Per Unit Savings from PSE Business Case: APPROVED_Measure Case_Window_2022. Assuming an end use ratio of 90% for Heat Room Gas and applying to the reported PSE Business Case Savings. | 0 | Per Unit Savings from PSE Business Case: APPROVED_Measure Case_Window_2022. Assuming an end use ratio of 90% for Heat Room Gas and applying to the reported PSE Business Case Savings. | 0 | Full | 0 | 0 | 0 | 843.2205 | 0 | 0 | 0 | Existing conditions, assuming no cost | PSE Businss Case: APPROVED_Measure Case_Window_2022 | P | 100% | 5% | 19.1% | 1 | 0 | 0 | No applicable non-energy benefitsIncludes PSE NEI data where applicable. | No applicable non-energy benefits | System | System
Pierce County | Single Family - Highly Impacted | Heat Central Gas Boiler | Existing | Windows - Single Pane - to U30 - GH - SF or DX - MI | Single pane windows: U-factor up to 0.30; single family or duplex dwelling heated with natural gas; moderate income customer | 0 | 2024 | 2050 | 243.4666 | per Home | 0 | 1 | 45 | PSE Businss Case: APPROVED_Measure Case_Window_2022 | 100.6534 | 21.65% | Per Unit Savings from PSE Business Case: APPROVED_Measure Case_Window_2022 | 0 | Per Unit Savings from PSE Business Case: APPROVED_Measure Case_Window_2022 | 0 | Full | 0 | 0 | 0 | 5502.3441 | 0 | 0 | 0 | Existing conditions, assuming no cost | PSE Businss Case: APPROVED_Measure Case_Window_2022 | Q | 100% | 5% | 20.95% | 1 | 0 | 0 | No applicable non-energy benefitsIncludes PSE NEI data where applicable. | No applicable non-energy benefits | System | System
Pierce County | Single Family - Highly Impacted | Heat Central Gas Furnace | Existing | Windows - Single Pane - to U30 - GH - SF or DX - MI | Single pane windows: U-factor up to 0.30; single family or duplex dwelling heated with natural gas; moderate income customer | 0 | 2024 | 2050 | 243.4666 | per Home | 0 | 1 | 45 | PSE Businss Case: APPROVED_Measure Case_Window_2022 | 74.2281 | 21.65% | Per Unit Savings from PSE Business Case: APPROVED_Measure Case_Window_2022 | 0 | Per Unit Savings from PSE Business Case: APPROVED_Measure Case_Window_2022 | 0 | Full | 0 | 0 | 0 | 5502.3441 | 0 | 0 | 0 | Existing conditions, assuming no cost | PSE Businss Case: APPROVED_Measure Case_Window_2022 | Q | 100% | 5% | 20.95% | 1 | 0 | 0 | No applicable non-energy benefitsIncludes PSE NEI data where applicable. | No applicable non-energy benefits | System | System
Pierce County | Single Family - Highly Impacted | Heat Room Gas | Existing | Windows - Single Pane - to U30 - GH - SF or DX - MI | Single pane windows: U-factor up to 0.30; single family or duplex dwelling heated with natural gas; moderate income customer | 0 | 2024 | 2050 | 243.4666 | per Home | 0 | 1 | 45 | PSE Businss Case: APPROVED_Measure Case_Window_2022 | 76.1518 | 21.65% | Per Unit Savings from PSE Business Case: APPROVED_Measure Case_Window_2022 | 0 | Per Unit Savings from PSE Business Case: APPROVED_Measure Case_Window_2022 | 0 | Full | 0 | 0 | 0 | 5502.3441 | 0 | 0 | 0 | Existing conditions, assuming no cost | PSE Businss Case: APPROVED_Measure Case_Window_2022 | Q | 100% | 5% | 20.95% | 1 | 0 | 0 | No applicable non-energy benefitsIncludes PSE NEI data where applicable. | No applicable non-energy benefits | System | System
Pierce County | Multifamily | Heat Central Gas Boiler | Existing | Windows - Double Pane - from U60 to U30 - GH - MF | Double pane windows: U-factor from 0.60 to 0.30; multi-family dwelling heated with natural gas | 0 | 2024 | 2050 | 36.1897 | per Home | 0 | 1 | 45 | PSE Businss Case: APPROVED_Measure Case_Window_2022 | 24.3404 | 5.71% | Per Unit Savings from PSE Business Case: APPROVED_Measure Case_Window_2022. End use ratio of 100% for Heat Central Gas Boiler. | 0 | Per Unit Savings from PSE Business Case: APPROVED_Measure Case_Window_2022. End use ratio of 100% for Heat Central Gas Boiler. | 0 | Full | 0 | 0 | 0 | 843.2205 | 0 | 0 | 0 | Existing conditions, assuming no cost | PSE Businss Case: APPROVED_Measure Case_Window_2022 | O | 100% | 5% | 80.9% | 1 | 0 | 0 | No applicable non-energy benefitsIncludes PSE NEI data where applicable. | No applicable non-energy benefits | System | System
Pierce County | Multifamily | Heat Central Gas Furnace | Existing | Windows - Double Pane - from U60 to U30 - GH - MF | Double pane windows: U-factor from 0.60 to 0.30; multi-family dwelling heated with natural gas | 0 | 2024 | 2050 | 36.1897 | per Home | 0 | 1 | 45 | PSE Businss Case: APPROVED_Measure Case_Window_2022 | 17.9501 | 5.71% | Per Unit Savings from PSE Business Case: APPROVED_Measure Case_Window_2022. End use ratio of 100% for Heat Central Gas Furnace. | 0 | Per Unit Savings from PSE Business Case: APPROVED_Measure Case_Window_2022. End use ratio of 100% for Heat Central Gas Furnace. | 0 | Full | 0 | 0 | 0 | 843.2205 | 0 | 0 | 0 | Existing conditions, assuming no cost | PSE Businss Case: APPROVED_Measure Case_Window_2022 | O | 100% | 5% | 80.9% | 1 | 0 | 0 | No applicable non-energy benefitsIncludes PSE NEI data where applicable. | No applicable non-energy benefits | System | System
Pierce County | Multifamily | Heat Room Gas | Existing | Windows - Double Pane - from U60 to U30 - GH - MF | Double pane windows: U-factor from 0.60 to 0.30; multi-family dwelling heated with natural gas | 0 | 2024 | 2050 | 36.1897 | per Home | 0 | 1 | 45 | PSE Businss Case: APPROVED_Measure Case_Window_2022 | 16.1551 | 5.009% | Per Unit Savings from PSE Business Case: APPROVED_Measure Case_Window_2022. Assuming an end use ratio of 90% for Heat Room Gas and applying to the reported PSE Business Case Savings. | 0 | Per Unit Savings from PSE Business Case: APPROVED_Measure Case_Window_2022. Assuming an end use ratio of 90% for Heat Room Gas and applying to the reported PSE Business Case Savings. | 0 | Full | 0 | 0 | 0 | 843.2205 | 0 | 0 | 0 | Existing conditions, assuming no cost | PSE Businss Case: APPROVED_Measure Case_Window_2022 | O | 100% | 5% | 80.9% | 1 | 0 | 0 | No applicable non-energy benefitsIncludes PSE NEI data where applicable. | No applicable non-energy benefits | System | System
Pierce County | Multifamily | Heat Central Gas Boiler | Existing | Windows - Triple Pane - U22 - from DP U30 - GH - MF | Triple pane windows: U-factor 0.22; from 0.30 double pane; multi-family dwelling heated with natural gas | 0 | 2024 | 2050 | 36.1897 | per Home | 0 | 1 | 45 | PSE Businss Case: APPROVED_Measure Case_Window_2022 | 5.1036 | 1.197% | Per Unit Savings from PSE Business Case: APPROVED_Measure Case_Window_2022. End use ratio of 100% for Heat Central Gas Boiler. | 0 | Per Unit Savings from PSE Business Case: APPROVED_Measure Case_Window_2022. End use ratio of 100% for Heat Central Gas Boiler. | 0 | Incremental | 0 | 0 | 0 | 133.1782 | 0 | 0 | 0 | Measure cost represents incremental cost, default cost of zero | PSE Businss Case: APPROVED_Measure Case_Window_2022 |  | 100% | 2.5% | 80.9% | 1 | 0 | 0 | No applicable non-energy benefitsIncludes PSE NEI data where applicable. | No applicable non-energy benefits | System | System
Pierce County | Multifamily | Heat Central Gas Boiler | New | Windows - Triple Pane - U22 - from DP U30 - GH - MF | Triple pane windows: U-factor 0.22; from 0.30 double pane; multi-family dwelling heated with natural gas | 0 | 2024 | 2050 | 36.1897 | per Home | 0 | 1 | 45 | PSE Businss Case: APPROVED_Measure Case_Window_2022 | 3.1696 | 1.197% | Per Unit Savings from PSE Business Case: APPROVED_Measure Case_Window_2022. End use ratio of 100% for Heat Central Gas Boiler. | 0 | Per Unit Savings from PSE Business Case: APPROVED_Measure Case_Window_2022. End use ratio of 100% for Heat Central Gas Boiler. | 0 | Incremental | 0 | 0 | 0 | 133.1782 | 0 | 0 | 0 | Measure cost represents incremental cost, default cost of zero | PSE Businss Case: APPROVED_Measure Case_Window_2022 |  | 100% | 2.5% | 80.9% | 1 | 0 | 0 | No applicable non-energy benefitsIncludes PSE NEI data where applicable. | No applicable non-energy benefits | System | System
Pierce County | Multifamily | Heat Central Gas Furnace | Existing | Windows - Triple Pane - U22 - from DP U30 - GH - MF | Triple pane windows: U-factor 0.22; from 0.30 double pane; multi-family dwelling heated with natural gas | 0 | 2024 | 2050 | 36.1897 | per Home | 0 | 1 | 45 | PSE Businss Case: APPROVED_Measure Case_Window_2022 | 3.7637 | 1.197% | Per Unit Savings from PSE Business Case: APPROVED_Measure Case_Window_2022. End use ratio of 100% for Heat Central Gas Furnace. | 0 | Per Unit Savings from PSE Business Case: APPROVED_Measure Case_Window_2022. End use ratio of 100% for Heat Central Gas Furnace. | 0 | Incremental | 0 | 0 | 0 | 133.1782 | 0 | 0 | 0 | Measure cost represents incremental cost, default cost of zero | PSE Businss Case: APPROVED_Measure Case_Window_2022 |  | 100% | 2.5% | 80.9% | 1 | 0 | 0 | No applicable non-energy benefitsIncludes PSE NEI data where applicable. | No applicable non-energy benefits | System | System
Pierce County | Multifamily | Heat Central Gas Furnace | New | Windows - Triple Pane - U22 - from DP U30 - GH - MF | Triple pane windows: U-factor 0.22; from 0.30 double pane; multi-family dwelling heated with natural gas | 0 | 2024 | 2050 | 36.1897 | per Home | 0 | 1 | 45 | PSE Businss Case: APPROVED_Measure Case_Window_2022 | 2.1866 | 1.197% | Per Unit Savings from PSE Business Case: APPROVED_Measure Case_Window_2022. End use ratio of 100% for Heat Central Gas Furnace. | 0 | Per Unit Savings from PSE Business Case: APPROVED_Measure Case_Window_2022. End use ratio of 100% for Heat Central Gas Furnace. | 0 | Incremental | 0 | 0 | 0 | 133.1782 | 0 | 0 | 0 | Measure cost represents incremental cost, default cost of zero | PSE Businss Case: APPROVED_Measure Case_Window_2022 |  | 100% | 2.5% | 80.9% | 1 | 0 | 0 | No applicable non-energy benefitsIncludes PSE NEI data where applicable. | No applicable non-energy benefits | System | System
Pierce County | Multifamily | Heat Room Gas | Existing | Windows - Triple Pane - U22 - from DP U30 - GH - MF | Triple pane windows: U-factor 0.22; from 0.30 double pane; multi-family dwelling heated with natural gas | 0 | 2024 | 2050 | 36.1897 | per Home | 0 | 1 | 45 | PSE Businss Case: APPROVED_Measure Case_Window_2022 | 3.3874 | 1.05% | Per Unit Savings from PSE Business Case: APPROVED_Measure Case_Window_2022. Assuming an end use ratio of 90% for Heat Room Gas and applying to the reported PSE Business Case Savings. | 0 | Per Unit Savings from PSE Business Case: APPROVED_Measure Case_Window_2022. Assuming an end use ratio of 90% for Heat Room Gas and applying to the reported PSE Business Case Savings. | 0 | Incremental | 0 | 0 | 0 | 133.1782 | 0 | 0 | 0 | Measure cost represents incremental cost, default cost of zero | PSE Businss Case: APPROVED_Measure Case_Window_2022 |  | 100% | 2.5% | 80.9% | 1 | 0 | 0 | No applicable non-energy benefitsIncludes PSE NEI data where applicable. | No applicable non-energy benefits | System | System
Pierce County | Multifamily | Heat Room Gas | New | Windows - Triple Pane - U22 - from DP U30 - GH - MF | Triple pane windows: U-factor 0.22; from 0.30 double pane; multi-family dwelling heated with natural gas | 0 | 2024 | 2050 | 36.1897 | per Home | 0 | 1 | 45 | PSE Businss Case: APPROVED_Measure Case_Window_2022 | 2.2018 | 1.05% | Per Unit Savings from PSE Business Case: APPROVED_Measure Case_Window_2022. Assuming an end use ratio of 90% for Heat Room Gas and applying to the reported PSE Business Case Savings. | 0 | Per Unit Savings from PSE Business Case: APPROVED_Measure Case_Window_2022. Assuming an end use ratio of 90% for Heat Room Gas and applying to the reported PSE Business Case Savings. | 0 | Incremental | 0 | 0 | 0 | 133.1782 | 0 | 0 | 0 | Measure cost represents incremental cost, default cost of zero | PSE Businss Case: APPROVED_Measure Case_Window_2022 |  | 100% | 2.5% | 80.9% | 1 | 0 | 0 | No applicable non-energy benefitsIncludes PSE NEI data where applicable. | No applicable non-energy benefits | System | System
Pierce County | Multifamily - Highly Impacted | Heat Central Gas Boiler | Existing | Windows - Double Pane - from U60 to U30 - GH - MF - MI | Double pane windows: U-factor from 0.60 to 0.30; multi-family dwelling heated with natural gas; moderate income customer | 0 | 2024 | 2050 | 33.3408 | per Home | 0 | 1 | 45 | PSE Businss Case: APPROVED_Measure Case_Window_2022 | 22.4242 | 6.198% | Per Unit Savings from PSE Business Case: APPROVED_Measure Case_Window_2022. End use ratio of 100% for Heat Central Gas Boiler. | 0 | Per Unit Savings from PSE Business Case: APPROVED_Measure Case_Window_2022. End use ratio of 100% for Heat Central Gas Boiler. | 0 | Full | 0 | 0 | 0 | 776.8403 | 0 | 0 | 0 | Existing conditions, assuming no cost | PSE Businss Case: APPROVED_Measure Case_Window_2022 | O | 100% | 5% | 80.9% | 1 | 0 | 0 | No applicable non-energy benefitsIncludes PSE NEI data where applicable. | No applicable non-energy benefits | System | System
Pierce County | Multifamily - Highly Impacted | Heat Central Gas Furnace | Existing | Windows - Double Pane - from U60 to U30 - GH - MF - MI | Double pane windows: U-factor from 0.60 to 0.30; multi-family dwelling heated with natural gas; moderate income customer | 0 | 2024 | 2050 | 33.3408 | per Home | 0 | 1 | 45 | PSE Businss Case: APPROVED_Measure Case_Window_2022 | 16.537 | 6.198% | Per Unit Savings from PSE Business Case: APPROVED_Measure Case_Window_2022. End use ratio of 100% for Heat Central Gas Furnace. | 0 | Per Unit Savings from PSE Business Case: APPROVED_Measure Case_Window_2022. End use ratio of 100% for Heat Central Gas Furnace. | 0 | Full | 0 | 0 | 0 | 776.8403 | 0 | 0 | 0 | Existing conditions, assuming no cost | PSE Businss Case: APPROVED_Measure Case_Window_2022 | O | 100% | 5% | 80.9% | 1 | 0 | 0 | No applicable non-energy benefitsIncludes PSE NEI data where applicable. | No applicable non-energy benefits | System | System
Pierce County | Multifamily - Highly Impacted | Heat Room Gas | Existing | Windows - Double Pane - from U60 to U30 - GH - MF - MI | Double pane windows: U-factor from 0.60 to 0.30; multi-family dwelling heated with natural gas; moderate income customer | 0 | 2024 | 2050 | 33.3408 | per Home | 0 | 1 | 45 | PSE Businss Case: APPROVED_Measure Case_Window_2022 | 14.8833 | 5.437% | Per Unit Savings from PSE Business Case: APPROVED_Measure Case_Window_2022. Assuming an end use ratio of 90% for Heat Room Gas and applying to the reported PSE Business Case Savings. | 0 | Per Unit Savings from PSE Business Case: APPROVED_Measure Case_Window_2022. Assuming an end use ratio of 90% for Heat Room Gas and applying to the reported PSE Business Case Savings. | 0 | Full | 0 | 0 | 0 | 776.8403 | 0 | 0 | 0 | Existing conditions, assuming no cost | PSE Businss Case: APPROVED_Measure Case_Window_2022 | O | 100% | 5% | 80.9% | 1 | 0 | 0 | No applicable non-energy benefitsIncludes PSE NEI data where applicable. | No applicable non-energy benefits | System | System
Pierce County | Single Family | Heat Central Gas Boiler | Existing | Windows - Double Pane - Metal Frame - to U22 - GH - SF or DX | Double pane metal-framed windows: U-factor up to 0.22; single family or duplex dwelling heated with natural gas | 0 | 2024 | 2050 | 306.6112 | per Home | 0 | 1 | 45 | PSE Businss Case: APPROVED_Measure Case_Window_2022 | 87.6433 | 13.56% | Per Unit Savings from PSE Business Case: APPROVED_Measure Case_Window_2022 | 0 | Per Unit Savings from PSE Business Case: APPROVED_Measure Case_Window_2022 | 0 | Full | 0 | 0 | 0 | 8048.545 | 0 | 0 | 0 | Existing conditions, assuming no cost | PSE Businss Case: APPROVED_Measure Case_Window_2022 | R | 100% | 5% | 78.77% | 1 | 0 | 0 | No applicable non-energy benefitsIncludes PSE NEI data where applicable. | No applicable non-energy benefits | System | System
Pierce County | Single Family | Heat Central Gas Boiler | New | Windows - Double Pane - Metal Frame - to U22 - GH - SF or DX | Double pane metal-framed windows: U-factor up to 0.22; single family or duplex dwelling heated with natural gas | 0 | 2024 | 2050 | 306.6112 | per Home | 0 | 1 | 45 | PSE Businss Case: APPROVED_Measure Case_Window_2022 | 54.4309 | 13.56% | Per Unit Savings from PSE Business Case: APPROVED_Measure Case_Window_2022 | 0 | Per Unit Savings from PSE Business Case: APPROVED_Measure Case_Window_2022 | 0 | Full | 0 | 0 | 0 | 8048.545 | 0 | 0 | 0 | Existing conditions, assuming no cost | PSE Businss Case: APPROVED_Measure Case_Window_2022 | R | 100% | 5% | 78.77% | 1 | 0 | 0 | No applicable non-energy benefitsIncludes PSE NEI data where applicable. | No applicable non-energy benefits | System | System
Pierce County | Single Family | Heat Central Gas Furnace | Existing | Windows - Double Pane - Metal Frame - to U22 - GH - SF or DX | Double pane metal-framed windows: U-factor up to 0.22; single family or duplex dwelling heated with natural gas | 0 | 2024 | 2050 | 306.6112 | per Home | 0 | 1 | 45 | PSE Businss Case: APPROVED_Measure Case_Window_2022 | 64.6336 | 13.56% | Per Unit Savings from PSE Business Case: APPROVED_Measure Case_Window_2022 | 0 | Per Unit Savings from PSE Business Case: APPROVED_Measure Case_Window_2022 | 0 | Full | 0 | 0 | 0 | 8048.545 | 0 | 0 | 0 | Existing conditions, assuming no cost | PSE Businss Case: APPROVED_Measure Case_Window_2022 | R | 100% | 5% | 78.77% | 1 | 0 | 0 | No applicable non-energy benefitsIncludes PSE NEI data where applicable. | No applicable non-energy benefits | System | System
Pierce County | Single Family | Heat Central Gas Furnace | New | Windows - Double Pane - Metal Frame - to U22 - GH - SF or DX | Double pane metal-framed windows: U-factor up to 0.22; single family or duplex dwelling heated with natural gas | 0 | 2024 | 2050 | 306.6112 | per Home | 0 | 1 | 45 | PSE Businss Case: APPROVED_Measure Case_Window_2022 | 37.5497 | 13.56% | Per Unit Savings from PSE Business Case: APPROVED_Measure Case_Window_2022 | 0 | Per Unit Savings from PSE Business Case: APPROVED_Measure Case_Window_2022 | 0 | Full | 0 | 0 | 0 | 8048.545 | 0 | 0 | 0 | Existing conditions, assuming no cost | PSE Businss Case: APPROVED_Measure Case_Window_2022 | R | 100% | 5% | 78.77% | 1 | 0 | 0 | No applicable non-energy benefitsIncludes PSE NEI data where applicable. | No applicable non-energy benefits | System | System
Pierce County | Single Family | Heat Room Gas | Existing | Windows - Double Pane - Metal Frame - to U22 - GH - SF or DX | Double pane metal-framed windows: U-factor up to 0.22; single family or duplex dwelling heated with natural gas | 0 | 2024 | 2050 | 306.6112 | per Home | 0 | 1 | 45 | PSE Businss Case: APPROVED_Measure Case_Window_2022 | 66.3087 | 13.56% | Per Unit Savings from PSE Business Case: APPROVED_Measure Case_Window_2022 | 0 | Per Unit Savings from PSE Business Case: APPROVED_Measure Case_Window_2022 | 0 | Full | 0 | 0 | 0 | 8048.545 | 0 | 0 | 0 | Existing conditions, assuming no cost | PSE Businss Case: APPROVED_Measure Case_Window_2022 | R | 100% | 5% | 78.77% | 1 | 0 | 0 | No applicable non-energy benefitsIncludes PSE NEI data where applicable. | No applicable non-energy benefits | System | System
Pierce County | Single Family | Heat Room Gas | New | Windows - Double Pane - Metal Frame - to U22 - GH - SF or DX | Double pane metal-framed windows: U-factor up to 0.22; single family or duplex dwelling heated with natural gas | 0 | 2024 | 2050 | 306.6112 | per Home | 0 | 1 | 45 | PSE Businss Case: APPROVED_Measure Case_Window_2022 | 43.1007 | 13.56% | Per Unit Savings from PSE Business Case: APPROVED_Measure Case_Window_2022 | 0 | Per Unit Savings from PSE Business Case: APPROVED_Measure Case_Window_2022 | 0 | Full | 0 | 0 | 0 | 8048.545 | 0 | 0 | 0 | Existing conditions, assuming no cost | PSE Businss Case: APPROVED_Measure Case_Window_2022 | R | 100% | 5% | 78.77% | 1 | 0 | 0 | No applicable non-energy benefitsIncludes PSE NEI data where applicable. | No applicable non-energy benefits | System | System
Pierce County | Single Family - Highly Impacted | Heat Central Gas Boiler | Existing | Windows - Double Pane - Metal Frame - to U22 - GH - SF or DX - MI | Double pane metal-framed windows: U-factor up to 0.22; single family or duplex dwelling heated with natural gas; moderate income customer | 0 | 2024 | 2050 | 243.4666 | per Home | 0 | 1 | 45 | PSE Businss Case: APPROVED_Measure Case_Window_2022 | 69.5937 | 14.97% | Per Unit Savings from PSE Business Case: APPROVED_Measure Case_Window_2022 | 0 | Per Unit Savings from PSE Business Case: APPROVED_Measure Case_Window_2022 | 0 | Full | 0 | 0 | 0 | 6390.9971 | 0 | 0 | 0 | Existing conditions, assuming no cost | PSE Businss Case: APPROVED_Measure Case_Window_2022 | R | 100% | 5% | 78.77% | 1 | 0 | 0 | No applicable non-energy benefitsIncludes PSE NEI data where applicable. | No applicable non-energy benefits | System | System
Pierce County | Single Family - Highly Impacted | Heat Central Gas Boiler | New | Windows - Double Pane - Metal Frame - to U22 - GH - SF or DX - MI | Double pane metal-framed windows: U-factor up to 0.22; single family or duplex dwelling heated with natural gas; moderate income customer | 0 | 2024 | 2050 | 243.4666 | per Home | 0 | 1 | 45 | PSE Businss Case: APPROVED_Measure Case_Window_2022 | 43.2212 | 14.97% | Per Unit Savings from PSE Business Case: APPROVED_Measure Case_Window_2022 | 0 | Per Unit Savings from PSE Business Case: APPROVED_Measure Case_Window_2022 | 0 | Full | 0 | 0 | 0 | 6390.9971 | 0 | 0 | 0 | Existing conditions, assuming no cost | PSE Businss Case: APPROVED_Measure Case_Window_2022 | R | 100% | 5% | 78.77% | 1 | 0 | 0 | No applicable non-energy benefitsIncludes PSE NEI data where applicable. | No applicable non-energy benefits | System | System
Pierce County | Single Family - Highly Impacted | Heat Central Gas Furnace | Existing | Windows - Double Pane - Metal Frame - to U22 - GH - SF or DX - MI | Double pane metal-framed windows: U-factor up to 0.22; single family or duplex dwelling heated with natural gas; moderate income customer | 0 | 2024 | 2050 | 243.4666 | per Home | 0 | 1 | 45 | PSE Businss Case: APPROVED_Measure Case_Window_2022 | 51.3227 | 14.97% | Per Unit Savings from PSE Business Case: APPROVED_Measure Case_Window_2022 | 0 | Per Unit Savings from PSE Business Case: APPROVED_Measure Case_Window_2022 | 0 | Full | 0 | 0 | 0 | 6390.9971 | 0 | 0 | 0 | Existing conditions, assuming no cost | PSE Businss Case: APPROVED_Measure Case_Window_2022 | R | 100% | 5% | 78.77% | 1 | 0 | 0 | No applicable non-energy benefitsIncludes PSE NEI data where applicable. | No applicable non-energy benefits | System | System
Pierce County | Single Family - Highly Impacted | Heat Central Gas Furnace | New | Windows - Double Pane - Metal Frame - to U22 - GH - SF or DX - MI | Double pane metal-framed windows: U-factor up to 0.22; single family or duplex dwelling heated with natural gas; moderate income customer | 0 | 2024 | 2050 | 243.4666 | per Home | 0 | 1 | 45 | PSE Businss Case: APPROVED_Measure Case_Window_2022 | 29.8166 | 14.97% | Per Unit Savings from PSE Business Case: APPROVED_Measure Case_Window_2022 | 0 | Per Unit Savings from PSE Business Case: APPROVED_Measure Case_Window_2022 | 0 | Full | 0 | 0 | 0 | 6390.9971 | 0 | 0 | 0 | Existing conditions, assuming no cost | PSE Businss Case: APPROVED_Measure Case_Window_2022 | R | 100% | 5% | 78.77% | 1 | 0 | 0 | No applicable non-energy benefitsIncludes PSE NEI data where applicable. | No applicable non-energy benefits | System | System
Pierce County | Single Family - Highly Impacted | Heat Room Gas | Existing | Windows - Double Pane - Metal Frame - to U22 - GH - SF or DX - MI | Double pane metal-framed windows: U-factor up to 0.22; single family or duplex dwelling heated with natural gas; moderate income customer | 0 | 2024 | 2050 | 243.4666 | per Home | 0 | 1 | 45 | PSE Businss Case: APPROVED_Measure Case_Window_2022 | 52.6529 | 14.97% | Per Unit Savings from PSE Business Case: APPROVED_Measure Case_Window_2022 | 0 | Per Unit Savings from PSE Business Case: APPROVED_Measure Case_Window_2022 | 0 | Full | 0 | 0 | 0 | 6390.9971 | 0 | 0 | 0 | Existing conditions, assuming no cost | PSE Businss Case: APPROVED_Measure Case_Window_2022 | R | 100% | 5% | 78.77% | 1 | 0 | 0 | No applicable non-energy benefitsIncludes PSE NEI data where applicable. | No applicable non-energy benefits | System | System
Pierce County | Single Family - Highly Impacted | Heat Room Gas | New | Windows - Double Pane - Metal Frame - to U22 - GH - SF or DX - MI | Double pane metal-framed windows: U-factor up to 0.22; single family or duplex dwelling heated with natural gas; moderate income customer | 0 | 2024 | 2050 | 243.4666 | per Home | 0 | 1 | 45 | PSE Businss Case: APPROVED_Measure Case_Window_2022 | 34.2244 | 14.97% | Per Unit Savings from PSE Business Case: APPROVED_Measure Case_Window_2022 | 0 | Per Unit Savings from PSE Business Case: APPROVED_Measure Case_Window_2022 | 0 | Full | 0 | 0 | 0 | 6390.9971 | 0 | 0 | 0 | Existing conditions, assuming no cost | PSE Businss Case: APPROVED_Measure Case_Window_2022 | R | 100% | 5% | 78.77% | 1 | 0 | 0 | No applicable non-energy benefitsIncludes PSE NEI data where applicable. | No applicable non-energy benefits | System | System
Pierce County | Multifamily - Highly Impacted | Heat Central Gas Boiler | Existing | Windows - Double Pane - U30 - from SP U120 - GH - MF - MI | Double pane windows: U-factor 0.30; from 1.20 single pane; multi-family dwelling heated with natural gas; moderate income customer | 0 | 2024 | 2050 | 33.3408 | per Home | 0 | 1 | 45 | PSE Businss Case: APPROVED_Measure Case_Window_2022 | 41.5933 | 11.5% | Per Unit Savings from PSE Business Case: APPROVED_Measure Case_Window_2022. End use ratio of 100% for Heat Central Gas Boiler. | 0 | Per Unit Savings from PSE Business Case: APPROVED_Measure Case_Window_2022. End use ratio of 100% for Heat Central Gas Boiler. | 0 | Full | 0 | 0 | 0 | 776.8403 | 0 | 0 | 0 | Existing conditions, assuming no cost | PSE Businss Case: APPROVED_Measure Case_Window_2022 | P | 100% | 5% | 19.1% | 1 | 0 | 0 | No applicable non-energy benefitsIncludes PSE NEI data where applicable. | No applicable non-energy benefits | System | System
Pierce County | Multifamily - Highly Impacted | Heat Central Gas Furnace | Existing | Windows - Double Pane - U30 - from SP U120 - GH - MF - MI | Double pane windows: U-factor 0.30; from 1.20 single pane; multi-family dwelling heated with natural gas; moderate income customer | 0 | 2024 | 2050 | 33.3408 | per Home | 0 | 1 | 45 | PSE Businss Case: APPROVED_Measure Case_Window_2022 | 30.6735 | 11.5% | Per Unit Savings from PSE Business Case: APPROVED_Measure Case_Window_2022. End use ratio of 100% for Heat Central Gas Furnace. | 0 | Per Unit Savings from PSE Business Case: APPROVED_Measure Case_Window_2022. End use ratio of 100% for Heat Central Gas Furnace. | 0 | Full | 0 | 0 | 0 | 776.8403 | 0 | 0 | 0 | Existing conditions, assuming no cost | PSE Businss Case: APPROVED_Measure Case_Window_2022 | P | 100% | 5% | 19.1% | 1 | 0 | 0 | No applicable non-energy benefitsIncludes PSE NEI data where applicable. | No applicable non-energy benefits | System | System
Pierce County | Multifamily - Highly Impacted | Heat Room Gas | Existing | Windows - Double Pane - U30 - from SP U120 - GH - MF - MI | Double pane windows: U-factor 0.30; from 1.20 single pane; multi-family dwelling heated with natural gas; moderate income customer | 0 | 2024 | 2050 | 33.3408 | per Home | 0 | 1 | 45 | PSE Businss Case: APPROVED_Measure Case_Window_2022 | 27.6062 | 10.08% | Per Unit Savings from PSE Business Case: APPROVED_Measure Case_Window_2022. Assuming an end use ratio of 90% for Heat Room Gas and applying to the reported PSE Business Case Savings. | 0 | Per Unit Savings from PSE Business Case: APPROVED_Measure Case_Window_2022. Assuming an end use ratio of 90% for Heat Room Gas and applying to the reported PSE Business Case Savings. | 0 | Full | 0 | 0 | 0 | 776.8403 | 0 | 0 | 0 | Existing conditions, assuming no cost | PSE Businss Case: APPROVED_Measure Case_Window_2022 | P | 100% | 5% | 19.1% | 1 | 0 | 0 | No applicable non-energy benefitsIncludes PSE NEI data where applicable. | No applicable non-energy benefits | System | System
Pierce County | Single Family | Heat Central Gas Boiler | Existing | Windows - Single Pane - to U22 - GH - SF or DX | Single pane windows: U-factor up to 0.22; single family or duplex dwelling heated with natural gas | 0 | 2024 | 2050 | 306.6112 | per Home | 0 | 1 | 45 | PSE Businss Case: APPROVED_Measure Case_Window_2022 | 141.1273 | 21.83% | Per Unit Savings from PSE Business Case: APPROVED_Measure Case_Window_2022 | 0 | Per Unit Savings from PSE Business Case: APPROVED_Measure Case_Window_2022 | 0 | Full | 0 | 0 | 0 | 8048.545 | 0 | 0 | 0 | Existing conditions, assuming no cost | PSE Businss Case: APPROVED_Measure Case_Window_2022 | Q | 100% | 5% | 20.95% | 1 | 0 | 0 | No applicable non-energy benefitsIncludes PSE NEI data where applicable. | No applicable non-energy benefits | System | System
Pierce County | Single Family | Heat Central Gas Furnace | Existing | Windows - Single Pane - to U22 - GH - SF or DX | Single pane windows: U-factor up to 0.22; single family or duplex dwelling heated with natural gas | 0 | 2024 | 2050 | 306.6112 | per Home | 0 | 1 | 45 | PSE Businss Case: APPROVED_Measure Case_Window_2022 | 104.0761 | 21.83% | Per Unit Savings from PSE Business Case: APPROVED_Measure Case_Window_2022 | 0 | Per Unit Savings from PSE Business Case: APPROVED_Measure Case_Window_2022 | 0 | Full | 0 | 0 | 0 | 8048.545 | 0 | 0 | 0 | Existing conditions, assuming no cost | PSE Businss Case: APPROVED_Measure Case_Window_2022 | Q | 100% | 5% | 20.95% | 1 | 0 | 0 | No applicable non-energy benefitsIncludes PSE NEI data where applicable. | No applicable non-energy benefits | System | System
Pierce County | Single Family | Heat Room Gas | Existing | Windows - Single Pane - to U22 - GH - SF or DX | Single pane windows: U-factor up to 0.22; single family or duplex dwelling heated with natural gas | 0 | 2024 | 2050 | 306.6112 | per Home | 0 | 1 | 45 | PSE Businss Case: APPROVED_Measure Case_Window_2022 | 106.7734 | 21.83% | Per Unit Savings from PSE Business Case: APPROVED_Measure Case_Window_2022 | 0 | Per Unit Savings from PSE Business Case: APPROVED_Measure Case_Window_2022 | 0 | Full | 0 | 0 | 0 | 8048.545 | 0 | 0 | 0 | Existing conditions, assuming no cost | PSE Businss Case: APPROVED_Measure Case_Window_2022 | Q | 100% | 5% | 20.95% | 1 | 0 | 0 | No applicable non-energy benefitsIncludes PSE NEI data where applicable. | No applicable non-energy benefits | System | System
Pierce County | Single Family - Highly Impacted | Heat Central Gas Boiler | Existing | Windows - Single Pane - to U22 - GH - SF or DX - MI | Single pane windows: U-factor up to 0.22; single family or duplex dwelling heated with natural gas; moderate income customer | 0 | 2024 | 2050 | 243.4666 | per Home | 0 | 1 | 45 | PSE Businss Case: APPROVED_Measure Case_Window_2022 | 112.063 | 24.1% | Per Unit Savings from PSE Business Case: APPROVED_Measure Case_Window_2022 | 0 | Per Unit Savings from PSE Business Case: APPROVED_Measure Case_Window_2022 | 0 | Full | 0 | 0 | 0 | 6390.9971 | 0 | 0 | 0 | Existing conditions, assuming no cost | PSE Businss Case: APPROVED_Measure Case_Window_2022 | Q | 100% | 5% | 20.95% | 1 | 0 | 0 | No applicable non-energy benefitsIncludes PSE NEI data where applicable. | No applicable non-energy benefits | System | System
Pierce County | Single Family - Highly Impacted | Heat Central Gas Furnace | Existing | Windows - Single Pane - to U22 - GH - SF or DX - MI | Single pane windows: U-factor up to 0.22; single family or duplex dwelling heated with natural gas; moderate income customer | 0 | 2024 | 2050 | 243.4666 | per Home | 0 | 1 | 45 | PSE Businss Case: APPROVED_Measure Case_Window_2022 | 82.6423 | 24.1% | Per Unit Savings from PSE Business Case: APPROVED_Measure Case_Window_2022 | 0 | Per Unit Savings from PSE Business Case: APPROVED_Measure Case_Window_2022 | 0 | Full | 0 | 0 | 0 | 6390.9971 | 0 | 0 | 0 | Existing conditions, assuming no cost | PSE Businss Case: APPROVED_Measure Case_Window_2022 | Q | 100% | 5% | 20.95% | 1 | 0 | 0 | No applicable non-energy benefitsIncludes PSE NEI data where applicable. | No applicable non-energy benefits | System | System
Pierce County | Single Family - Highly Impacted | Heat Room Gas | Existing | Windows - Single Pane - to U22 - GH - SF or DX - MI | Single pane windows: U-factor up to 0.22; single family or duplex dwelling heated with natural gas; moderate income customer | 0 | 2024 | 2050 | 243.4666 | per Home | 0 | 1 | 45 | PSE Businss Case: APPROVED_Measure Case_Window_2022 | 84.7841 | 24.1% | Per Unit Savings from PSE Business Case: APPROVED_Measure Case_Window_2022 | 0 | Per Unit Savings from PSE Business Case: APPROVED_Measure Case_Window_2022 | 0 | Full | 0 | 0 | 0 | 6390.9971 | 0 | 0 | 0 | Existing conditions, assuming no cost | PSE Businss Case: APPROVED_Measure Case_Window_2022 | Q | 100% | 5% | 20.95% | 1 | 0 | 0 | No applicable non-energy benefitsIncludes PSE NEI data where applicable. | No applicable non-energy benefits | System | System
Pierce County | Multifamily - Highly Impacted | Heat Central Gas Boiler | Existing | Windows - Triple Pane - U22 - from DP U30 - GH - MF - MI | Triple pane windows: U-factor 0.22; from 0.30 double pane; multi-family dwelling heated with natural gas; moderate income customer | 0 | 2024 | 2050 | 33.3408 | per Home | 0 | 1 | 45 | PSE Businss Case: APPROVED_Measure Case_Window_2022 | 4.7019 | 1.3% | Per Unit Savings from PSE Business Case: APPROVED_Measure Case_Window_2022. End use ratio of 100% for Heat Central Gas Boiler. | 0 | Per Unit Savings from PSE Business Case: APPROVED_Measure Case_Window_2022. End use ratio of 100% for Heat Central Gas Boiler. | 0 | Incremental | 0 | 0 | 0 | 122.6941 | 0 | 0 | 0 | Measure cost represents incremental cost, default cost of zero | PSE Businss Case: APPROVED_Measure Case_Window_2022 |  | 100% | 2.5% | 80.9% | 1 | 0 | 0 | No applicable non-energy benefitsIncludes PSE NEI data where applicable. | No applicable non-energy benefits | System | System
Pierce County | Multifamily - Highly Impacted | Heat Central Gas Boiler | New | Windows - Triple Pane - U22 - from DP U30 - GH - MF - MI | Triple pane windows: U-factor 0.22; from 0.30 double pane; multi-family dwelling heated with natural gas; moderate income customer | 0 | 2024 | 2050 | 33.3408 | per Home | 0 | 1 | 45 | PSE Businss Case: APPROVED_Measure Case_Window_2022 | 2.9201 | 1.3% | Per Unit Savings from PSE Business Case: APPROVED_Measure Case_Window_2022. End use ratio of 100% for Heat Central Gas Boiler. | 0 | Per Unit Savings from PSE Business Case: APPROVED_Measure Case_Window_2022. End use ratio of 100% for Heat Central Gas Boiler. | 0 | Incremental | 0 | 0 | 0 | 122.6941 | 0 | 0 | 0 | Measure cost represents incremental cost, default cost of zero | PSE Businss Case: APPROVED_Measure Case_Window_2022 |  | 100% | 2.5% | 80.9% | 1 | 0 | 0 | No applicable non-energy benefitsIncludes PSE NEI data where applicable. | No applicable non-energy benefits | System | System
Pierce County | Multifamily - Highly Impacted | Heat Central Gas Furnace | Existing | Windows - Triple Pane - U22 - from DP U30 - GH - MF - MI | Triple pane windows: U-factor 0.22; from 0.30 double pane; multi-family dwelling heated with natural gas; moderate income customer | 0 | 2024 | 2050 | 33.3408 | per Home | 0 | 1 | 45 | PSE Businss Case: APPROVED_Measure Case_Window_2022 | 3.4674 | 1.3% | Per Unit Savings from PSE Business Case: APPROVED_Measure Case_Window_2022. End use ratio of 100% for Heat Central Gas Furnace. | 0 | Per Unit Savings from PSE Business Case: APPROVED_Measure Case_Window_2022. End use ratio of 100% for Heat Central Gas Furnace. | 0 | Incremental | 0 | 0 | 0 | 122.6941 | 0 | 0 | 0 | Measure cost represents incremental cost, default cost of zero | PSE Businss Case: APPROVED_Measure Case_Window_2022 |  | 100% | 2.5% | 80.9% | 1 | 0 | 0 | No applicable non-energy benefitsIncludes PSE NEI data where applicable. | No applicable non-energy benefits | System | System
Pierce County | Multifamily - Highly Impacted | Heat Central Gas Furnace | New | Windows - Triple Pane - U22 - from DP U30 - GH - MF - MI | Triple pane windows: U-factor 0.22; from 0.30 double pane; multi-family dwelling heated with natural gas; moderate income customer | 0 | 2024 | 2050 | 33.3408 | per Home | 0 | 1 | 45 | PSE Businss Case: APPROVED_Measure Case_Window_2022 | 2.0145 | 1.3% | Per Unit Savings from PSE Business Case: APPROVED_Measure Case_Window_2022. End use ratio of 100% for Heat Central Gas Furnace. | 0 | Per Unit Savings from PSE Business Case: APPROVED_Measure Case_Window_2022. End use ratio of 100% for Heat Central Gas Furnace. | 0 | Incremental | 0 | 0 | 0 | 122.6941 | 0 | 0 | 0 | Measure cost represents incremental cost, default cost of zero | PSE Businss Case: APPROVED_Measure Case_Window_2022 |  | 100% | 2.5% | 80.9% | 1 | 0 | 0 | No applicable non-energy benefitsIncludes PSE NEI data where applicable. | No applicable non-energy benefits | System | System
Pierce County | Multifamily - Highly Impacted | Heat Room Gas | Existing | Windows - Triple Pane - U22 - from DP U30 - GH - MF - MI | Triple pane windows: U-factor 0.22; from 0.30 double pane; multi-family dwelling heated with natural gas; moderate income customer | 0 | 2024 | 2050 | 33.3408 | per Home | 0 | 1 | 45 | PSE Businss Case: APPROVED_Measure Case_Window_2022 | 3.1207 | 1.14% | Per Unit Savings from PSE Business Case: APPROVED_Measure Case_Window_2022. Assuming an end use ratio of 90% for Heat Room Gas and applying to the reported PSE Business Case Savings. | 0 | Per Unit Savings from PSE Business Case: APPROVED_Measure Case_Window_2022. Assuming an end use ratio of 90% for Heat Room Gas and applying to the reported PSE Business Case Savings. | 0 | Incremental | 0 | 0 | 0 | 122.6941 | 0 | 0 | 0 | Measure cost represents incremental cost, default cost of zero | PSE Businss Case: APPROVED_Measure Case_Window_2022 |  | 100% | 2.5% | 80.9% | 1 | 0 | 0 | No applicable non-energy benefitsIncludes PSE NEI data where applicable. | No applicable non-energy benefits | System | System
Pierce County | Multifamily - Highly Impacted | Heat Room Gas | New | Windows - Triple Pane - U22 - from DP U30 - GH - MF - MI | Triple pane windows: U-factor 0.22; from 0.30 double pane; multi-family dwelling heated with natural gas; moderate income customer | 0 | 2024 | 2050 | 33.3408 | per Home | 0 | 1 | 45 | PSE Businss Case: APPROVED_Measure Case_Window_2022 | 2.0285 | 1.14% | Per Unit Savings from PSE Business Case: APPROVED_Measure Case_Window_2022. Assuming an end use ratio of 90% for Heat Room Gas and applying to the reported PSE Business Case Savings. | 0 | Per Unit Savings from PSE Business Case: APPROVED_Measure Case_Window_2022. Assuming an end use ratio of 90% for Heat Room Gas and applying to the reported PSE Business Case Savings. | 0 | Incremental | 0 | 0 | 0 | 122.6941 | 0 | 0 | 0 | Measure cost represents incremental cost, default cost of zero | PSE Businss Case: APPROVED_Measure Case_Window_2022 |  | 100% | 2.5% | 80.9% | 1 | 0 | 0 | No applicable non-energy benefitsIncludes PSE NEI data where applicable. | No applicable non-energy benefits | System | System
Pierce County | Multifamily - Highly Impacted | Heat Central Gas Boiler | Existing | Windows - Triple Pane - U22 - from DP U60 - GH - MF - MI | Triple pane windows: U-factor 0.22; from 0.60 double pane; multi-family dwelling heated with natural gas; moderate income customer | 0 | 2024 | 2050 | 33.3408 | per Home | 0 | 1 | 45 | PSE Businss Case: APPROVED_Measure Case_Window_2022 | 27.1261 | 7.497% | Per Unit Savings from PSE Business Case: APPROVED_Measure Case_Window_2022. End use ratio of 100% for Heat Central Gas Boiler. | 0 | Per Unit Savings from PSE Business Case: APPROVED_Measure Case_Window_2022. End use ratio of 100% for Heat Central Gas Boiler. | 0 | Full | 0 | 0 | 0 | 899.5344 | 0 | 0 | 0 | Existing conditions, assuming no cost | PSE Businss Case: APPROVED_Measure Case_Window_2022 | O | 100% | 2.5% | 80.9% | 1 | 0 | 0 | No applicable non-energy benefitsIncludes PSE NEI data where applicable. | No applicable non-energy benefits | System | System
Pierce County | Multifamily - Highly Impacted | Heat Central Gas Boiler | New | Windows - Triple Pane - U22 - from DP U60 - GH - MF - MI | Triple pane windows: U-factor 0.22; from 0.60 double pane; multi-family dwelling heated with natural gas; moderate income customer | 0 | 2024 | 2050 | 33.3408 | per Home | 0 | 1 | 45 | PSE Businss Case: APPROVED_Measure Case_Window_2022 | 16.8467 | 7.497% | Per Unit Savings from PSE Business Case: APPROVED_Measure Case_Window_2022. End use ratio of 100% for Heat Central Gas Boiler. | 0 | Per Unit Savings from PSE Business Case: APPROVED_Measure Case_Window_2022. End use ratio of 100% for Heat Central Gas Boiler. | 0 | Full | 0 | 0 | 0 | 899.5344 | 0 | 0 | 0 | Existing conditions, assuming no cost | PSE Businss Case: APPROVED_Measure Case_Window_2022 | O | 100% | 2.5% | 80.9% | 1 | 0 | 0 | No applicable non-energy benefitsIncludes PSE NEI data where applicable. | No applicable non-energy benefits | System | System
Pierce County | Multifamily - Highly Impacted | Heat Central Gas Furnace | Existing | Windows - Triple Pane - U22 - from DP U60 - GH - MF - MI | Triple pane windows: U-factor 0.22; from 0.60 double pane; multi-family dwelling heated with natural gas; moderate income customer | 0 | 2024 | 2050 | 33.3408 | per Home | 0 | 1 | 45 | PSE Businss Case: APPROVED_Measure Case_Window_2022 | 20.0045 | 7.497% | Per Unit Savings from PSE Business Case: APPROVED_Measure Case_Window_2022. End use ratio of 100% for Heat Central Gas Furnace. | 0 | Per Unit Savings from PSE Business Case: APPROVED_Measure Case_Window_2022. End use ratio of 100% for Heat Central Gas Furnace. | 0 | Full | 0 | 0 | 0 | 899.5344 | 0 | 0 | 0 | Existing conditions, assuming no cost | PSE Businss Case: APPROVED_Measure Case_Window_2022 | O | 100% | 2.5% | 80.9% | 1 | 0 | 0 | No applicable non-energy benefitsIncludes PSE NEI data where applicable. | No applicable non-energy benefits | System | System
Pierce County | Multifamily - Highly Impacted | Heat Central Gas Furnace | New | Windows - Triple Pane - U22 - from DP U60 - GH - MF - MI | Triple pane windows: U-factor 0.22; from 0.60 double pane; multi-family dwelling heated with natural gas; moderate income customer | 0 | 2024 | 2050 | 33.3408 | per Home | 0 | 1 | 45 | PSE Businss Case: APPROVED_Measure Case_Window_2022 | 11.6218 | 7.497% | Per Unit Savings from PSE Business Case: APPROVED_Measure Case_Window_2022. End use ratio of 100% for Heat Central Gas Furnace. | 0 | Per Unit Savings from PSE Business Case: APPROVED_Measure Case_Window_2022. End use ratio of 100% for Heat Central Gas Furnace. | 0 | Full | 0 | 0 | 0 | 899.5344 | 0 | 0 | 0 | Existing conditions, assuming no cost | PSE Businss Case: APPROVED_Measure Case_Window_2022 | O | 100% | 2.5% | 80.9% | 1 | 0 | 0 | No applicable non-energy benefitsIncludes PSE NEI data where applicable. | No applicable non-energy benefits | System | System
Pierce County | Multifamily - Highly Impacted | Heat Room Gas | Existing | Windows - Triple Pane - U22 - from DP U60 - GH - MF - MI | Triple pane windows: U-factor 0.22; from 0.60 double pane; multi-family dwelling heated with natural gas; moderate income customer | 0 | 2024 | 2050 | 33.3408 | per Home | 0 | 1 | 45 | PSE Businss Case: APPROVED_Measure Case_Window_2022 | 18.004 | 6.577% | Per Unit Savings from PSE Business Case: APPROVED_Measure Case_Window_2022. Assuming an end use ratio of 90% for Heat Room Gas and applying to the reported PSE Business Case Savings. | 0 | Per Unit Savings from PSE Business Case: APPROVED_Measure Case_Window_2022. Assuming an end use ratio of 90% for Heat Room Gas and applying to the reported PSE Business Case Savings. | 0 | Full | 0 | 0 | 0 | 899.5344 | 0 | 0 | 0 | Existing conditions, assuming no cost | PSE Businss Case: APPROVED_Measure Case_Window_2022 | O | 100% | 2.5% | 80.9% | 1 | 0 | 0 | No applicable non-energy benefitsIncludes PSE NEI data where applicable. | No applicable non-energy benefits | System | System
Pierce County | Multifamily - Highly Impacted | Heat Room Gas | New | Windows - Triple Pane - U22 - from DP U60 - GH - MF - MI | Triple pane windows: U-factor 0.22; from 0.60 double pane; multi-family dwelling heated with natural gas; moderate income customer | 0 | 2024 | 2050 | 33.3408 | per Home | 0 | 1 | 45 | PSE Businss Case: APPROVED_Measure Case_Window_2022 | 11.7026 | 6.577% | Per Unit Savings from PSE Business Case: APPROVED_Measure Case_Window_2022. Assuming an end use ratio of 90% for Heat Room Gas and applying to the reported PSE Business Case Savings. | 0 | Per Unit Savings from PSE Business Case: APPROVED_Measure Case_Window_2022. Assuming an end use ratio of 90% for Heat Room Gas and applying to the reported PSE Business Case Savings. | 0 | Full | 0 | 0 | 0 | 899.5344 | 0 | 0 | 0 | Existing conditions, assuming no cost | PSE Businss Case: APPROVED_Measure Case_Window_2022 | O | 100% | 2.5% | 80.9% | 1 | 0 | 0 | No applicable non-energy benefitsIncludes PSE NEI data where applicable. | No applicable non-energy benefits | System | System
Pierce County | Multifamily - Highly Impacted | Heat Central Gas Boiler | Existing | Windows - Triple Pane - U22 - from SP U120 - GH - MF - MI | Triple pane windows: U-factor 0.22; from 1.20 single pane; multi-family dwelling heated with natural gas; moderate income customer | 0 | 2024 | 2050 | 33.3408 | per Home | 0 | 1 | 45 | PSE Businss Case: APPROVED_Measure Case_Window_2022 | 45.9335 | 12.7% | Per Unit Savings from PSE Business Case: APPROVED_Measure Case_Window_2022. End use ratio of 100% for Heat Central Gas Boiler. | 0 | Per Unit Savings from PSE Business Case: APPROVED_Measure Case_Window_2022. End use ratio of 100% for Heat Central Gas Boiler. | 0 | Full | 0 | 0 | 0 | 899.5344 | 0 | 0 | 0 | Existing conditions, assuming no cost | PSE Businss Case: APPROVED_Measure Case_Window_2022 | P | 100% | 2.5% | 19.1% | 1 | 0 | 0 | No applicable non-energy benefitsIncludes PSE NEI data where applicable. | No applicable non-energy benefits | System | System
Pierce County | Multifamily - Highly Impacted | Heat Central Gas Boiler | New | Windows - Triple Pane - U22 - from SP U120 - GH - MF - MI | Triple pane windows: U-factor 0.22; from 1.20 single pane; multi-family dwelling heated with natural gas; moderate income customer | 0 | 2024 | 2050 | 33.3408 | per Home | 0 | 1 | 45 | PSE Businss Case: APPROVED_Measure Case_Window_2022 | 28.527 | 12.7% | Per Unit Savings from PSE Business Case: APPROVED_Measure Case_Window_2022. End use ratio of 100% for Heat Central Gas Boiler. | 0 | Per Unit Savings from PSE Business Case: APPROVED_Measure Case_Window_2022. End use ratio of 100% for Heat Central Gas Boiler. | 0 | Full | 0 | 0 | 0 | 899.5344 | 0 | 0 | 0 | Existing conditions, assuming no cost | PSE Businss Case: APPROVED_Measure Case_Window_2022 | P | 100% | 2.5% | 19.1% | 1 | 0 | 0 | No applicable non-energy benefitsIncludes PSE NEI data where applicable. | No applicable non-energy benefits | System | System
Pierce County | Multifamily - Highly Impacted | Heat Central Gas Furnace | Existing | Windows - Triple Pane - U22 - from SP U120 - GH - MF - MI | Triple pane windows: U-factor 0.22; from 1.20 single pane; multi-family dwelling heated with natural gas; moderate income customer | 0 | 2024 | 2050 | 33.3408 | per Home | 0 | 1 | 45 | PSE Businss Case: APPROVED_Measure Case_Window_2022 | 33.8742 | 12.7% | Per Unit Savings from PSE Business Case: APPROVED_Measure Case_Window_2022. End use ratio of 100% for Heat Central Gas Furnace. | 0 | Per Unit Savings from PSE Business Case: APPROVED_Measure Case_Window_2022. End use ratio of 100% for Heat Central Gas Furnace. | 0 | Full | 0 | 0 | 0 | 899.5344 | 0 | 0 | 0 | Existing conditions, assuming no cost | PSE Businss Case: APPROVED_Measure Case_Window_2022 | P | 100% | 2.5% | 19.1% | 1 | 0 | 0 | No applicable non-energy benefitsIncludes PSE NEI data where applicable. | No applicable non-energy benefits | System | System
Pierce County | Multifamily - Highly Impacted | Heat Central Gas Furnace | New | Windows - Triple Pane - U22 - from SP U120 - GH - MF - MI | Triple pane windows: U-factor 0.22; from 1.20 single pane; multi-family dwelling heated with natural gas; moderate income customer | 0 | 2024 | 2050 | 33.3408 | per Home | 0 | 1 | 45 | PSE Businss Case: APPROVED_Measure Case_Window_2022 | 19.6797 | 12.7% | Per Unit Savings from PSE Business Case: APPROVED_Measure Case_Window_2022. End use ratio of 100% for Heat Central Gas Furnace. | 0 | Per Unit Savings from PSE Business Case: APPROVED_Measure Case_Window_2022. End use ratio of 100% for Heat Central Gas Furnace. | 0 | Full | 0 | 0 | 0 | 899.5344 | 0 | 0 | 0 | Existing conditions, assuming no cost | PSE Businss Case: APPROVED_Measure Case_Window_2022 | P | 100% | 2.5% | 19.1% | 1 | 0 | 0 | No applicable non-energy benefitsIncludes PSE NEI data where applicable. | No applicable non-energy benefits | System | System
Pierce County | Multifamily - Highly Impacted | Heat Room Gas | Existing | Windows - Triple Pane - U22 - from SP U120 - GH - MF - MI | Triple pane windows: U-factor 0.22; from 1.20 single pane; multi-family dwelling heated with natural gas; moderate income customer | 0 | 2024 | 2050 | 33.3408 | per Home | 0 | 1 | 45 | PSE Businss Case: APPROVED_Measure Case_Window_2022 | 30.4868 | 11.14% | Per Unit Savings from PSE Business Case: APPROVED_Measure Case_Window_2022. Assuming an end use ratio of 90% for Heat Room Gas and applying to the reported PSE Business Case Savings. | 0 | Per Unit Savings from PSE Business Case: APPROVED_Measure Case_Window_2022. Assuming an end use ratio of 90% for Heat Room Gas and applying to the reported PSE Business Case Savings. | 0 | Full | 0 | 0 | 0 | 899.5344 | 0 | 0 | 0 | Existing conditions, assuming no cost | PSE Businss Case: APPROVED_Measure Case_Window_2022 | P | 100% | 2.5% | 19.1% | 1 | 0 | 0 | No applicable non-energy benefitsIncludes PSE NEI data where applicable. | No applicable non-energy benefits | System | System
Pierce County | Multifamily - Highly Impacted | Heat Room Gas | New | Windows - Triple Pane - U22 - from SP U120 - GH - MF - MI | Triple pane windows: U-factor 0.22; from 1.20 single pane; multi-family dwelling heated with natural gas; moderate income customer | 0 | 2024 | 2050 | 33.3408 | per Home | 0 | 1 | 45 | PSE Businss Case: APPROVED_Measure Case_Window_2022 | 19.8164 | 11.14% | Per Unit Savings from PSE Business Case: APPROVED_Measure Case_Window_2022. Assuming an end use ratio of 90% for Heat Room Gas and applying to the reported PSE Business Case Savings. | 0 | Per Unit Savings from PSE Business Case: APPROVED_Measure Case_Window_2022. Assuming an end use ratio of 90% for Heat Room Gas and applying to the reported PSE Business Case Savings. | 0 | Full | 0 | 0 | 0 | 899.5344 | 0 | 0 | 0 | Existing conditions, assuming no cost | PSE Businss Case: APPROVED_Measure Case_Window_2022 | P | 100% | 2.5% | 19.1% | 1 | 0 | 0 | No applicable non-energy benefitsIncludes PSE NEI data where applicable. | No applicable non-energy benefits | System | System
Pierce County | Multifamily | Water Heat LE 55 Gal | Existing | Tub Spout - DI - GWH - MF | Tub spout: direct install in multi-family dwelling with natural gas water heating | 0 | 2024 | 2050 | 0.96035 | per Home | 0 | 0 | 10 | PSE Businss Case: APPROVED_Measure Case_Adapter_2022 | 7.2026 | 5.605% | Per Unit Savings from PSE Business Case: APPROVED_Measure Case_Adapter_2022 | 0 | Per Unit Savings from PSE Business Case: APPROVED_Measure Case_Adapter_2022 | 0 | Full | 0 | 0 | 0 | 91.2334 | 0 | 0 | 0 | Existing conditions, assuming no cost | PSE Businss Case: APPROVED_Measure Case_Adapter_2022 | AA | 100% | 23.51% | 100% | 1 | 0 | 15.3 | No applicable non-energy benefitsIncludes PSE NEI data where applicable. | No applicable non-energy benefits | System | System
Pierce County | Multifamily | Water Heat LE 55 Gal | New | Tub Spout - DI - GWH - MF | Tub spout: direct install in multi-family dwelling with natural gas water heating | 0 | 2024 | 2050 | 0.96035 | per Home | 0 | 0 | 10 | PSE Businss Case: APPROVED_Measure Case_Adapter_2022 | 6.9437 | 5.605% | Per Unit Savings from PSE Business Case: APPROVED_Measure Case_Adapter_2022 | 0 | Per Unit Savings from PSE Business Case: APPROVED_Measure Case_Adapter_2022 | 0 | Full | 0 | 0 | 0 | 91.2334 | 0 | 0 | 0 | Existing conditions, assuming no cost | PSE Businss Case: APPROVED_Measure Case_Adapter_2022 | AA | 100% | 23.51% | 100% | 1 | 0 | 15.3 | No applicable non-energy benefitsIncludes PSE NEI data where applicable. | No applicable non-energy benefits | System | System
Pierce County | Multifamily | Water Heat GT 55 Gal | Existing | Tub Spout - DI - GWH - MF | Tub spout: direct install in multi-family dwelling with natural gas water heating | 0 | 2024 | 2050 | 0.96035 | per Home | 0 | 0 | 10 | PSE Businss Case: APPROVED_Measure Case_Adapter_2022 | 6.0346 | 5.53% | Adjusting savings using baseline and measure water heating efficiency. PSE Business Case: APPROVED_Measure Case_Adapter_2022 | 0 | Adjusting savings using baseline and measure water heating efficiency. PSE Business Case: APPROVED_Measure Case_Adapter_2022 | 0 | Full | 0 | 0 | 0 | 91.2334 | 0 | 0 | 0 | Existing conditions, assuming no cost | PSE Businss Case: APPROVED_Measure Case_Adapter_2022 | AA | 100% | 23.51% | 100% | 1 | 0 | 15.3 | No applicable non-energy benefitsIncludes PSE NEI data where applicable. | No applicable non-energy benefits | System | System
Pierce County | Multifamily | Water Heat GT 55 Gal | New | Tub Spout - DI - GWH - MF | Tub spout: direct install in multi-family dwelling with natural gas water heating | 0 | 2024 | 2050 | 0.96035 | per Home | 0 | 0 | 10 | PSE Businss Case: APPROVED_Measure Case_Adapter_2022 | 6.0346 | 5.53% | Adjusting savings using baseline and measure water heating efficiency. PSE Business Case: APPROVED_Measure Case_Adapter_2022 | 0 | Adjusting savings using baseline and measure water heating efficiency. PSE Business Case: APPROVED_Measure Case_Adapter_2022 | 0 | Full | 0 | 0 | 0 | 91.2334 | 0 | 0 | 0 | Existing conditions, assuming no cost | PSE Businss Case: APPROVED_Measure Case_Adapter_2022 | AA | 100% | 23.51% | 100% | 1 | 0 | 15.3 | No applicable non-energy benefitsIncludes PSE NEI data where applicable. | No applicable non-energy benefits | System | System
Pierce County | Multifamily - Highly Impacted | Water Heat LE 55 Gal | Existing | Tub Spout - DI - GWH - MF | Tub spout: direct install in multi-family dwelling with natural gas water heating | 0 | 2024 | 2050 | 0.8151 | per Home | 0 | 0 | 10 | PSE Businss Case: APPROVED_Measure Case_Adapter_2022 | 6.1133 | 4.226% | Per Unit Savings from PSE Business Case: APPROVED_Measure Case_Adapter_2022 | 0 | Per Unit Savings from PSE Business Case: APPROVED_Measure Case_Adapter_2022 | 0 | Full | 0 | 0 | 0 | 77.4346 | 0 | 0 | 0 | Existing conditions, assuming no cost | PSE Businss Case: APPROVED_Measure Case_Adapter_2022 | AA | 100% | 23.51% | 100% | 1 | 0 | 15.3 | No applicable non-energy benefitsIncludes PSE NEI data where applicable. | No applicable non-energy benefits | System | System
Pierce County | Multifamily - Highly Impacted | Water Heat LE 55 Gal | New | Tub Spout - DI - GWH - MF | Tub spout: direct install in multi-family dwelling with natural gas water heating | 0 | 2024 | 2050 | 0.8151 | per Home | 0 | 0 | 10 | PSE Businss Case: APPROVED_Measure Case_Adapter_2022 | 5.8935 | 4.226% | Per Unit Savings from PSE Business Case: APPROVED_Measure Case_Adapter_2022 | 0 | Per Unit Savings from PSE Business Case: APPROVED_Measure Case_Adapter_2022 | 0 | Full | 0 | 0 | 0 | 77.4346 | 0 | 0 | 0 | Existing conditions, assuming no cost | PSE Businss Case: APPROVED_Measure Case_Adapter_2022 | AA | 100% | 23.51% | 100% | 1 | 0 | 15.3 | No applicable non-energy benefitsIncludes PSE NEI data where applicable. | No applicable non-energy benefits | System | System
Pierce County | Multifamily - Highly Impacted | Water Heat GT 55 Gal | Existing | Tub Spout - DI - GWH - MF | Tub spout: direct install in multi-family dwelling with natural gas water heating | 0 | 2024 | 2050 | 0.8151 | per Home | 0 | 0 | 10 | PSE Businss Case: APPROVED_Measure Case_Adapter_2022 | 5.1219 | 4.17% | Adjusting savings using baseline and measure water heating efficiency. PSE Business Case: APPROVED_Measure Case_Adapter_2022 | 0 | Adjusting savings using baseline and measure water heating efficiency. PSE Business Case: APPROVED_Measure Case_Adapter_2022 | 0 | Full | 0 | 0 | 0 | 77.4346 | 0 | 0 | 0 | Existing conditions, assuming no cost | PSE Businss Case: APPROVED_Measure Case_Adapter_2022 | AA | 100% | 23.51% | 100% | 1 | 0 | 15.3 | No applicable non-energy benefitsIncludes PSE NEI data where applicable. | No applicable non-energy benefits | System | System
Pierce County | Multifamily - Highly Impacted | Water Heat GT 55 Gal | New | Tub Spout - DI - GWH - MF | Tub spout: direct install in multi-family dwelling with natural gas water heating | 0 | 2024 | 2050 | 0.8151 | per Home | 0 | 0 | 10 | PSE Businss Case: APPROVED_Measure Case_Adapter_2022 | 5.1219 | 4.17% | Adjusting savings using baseline and measure water heating efficiency. PSE Business Case: APPROVED_Measure Case_Adapter_2022 | 0 | Adjusting savings using baseline and measure water heating efficiency. PSE Business Case: APPROVED_Measure Case_Adapter_2022 | 0 | Full | 0 | 0 | 0 | 77.4346 | 0 | 0 | 0 | Existing conditions, assuming no cost | PSE Businss Case: APPROVED_Measure Case_Adapter_2022 | AA | 100% | 23.51% | 100% | 1 | 0 | 15.3 | No applicable non-energy benefitsIncludes PSE NEI data where applicable. | No applicable non-energy benefits | System | System
Pierce County | Manufactured | Water Heat LE 55 Gal | Existing | Tub Spout | Tub spout: direct install in multi-family dwelling with natural gas water heating | 0 | 2024 | 2050 | 1.2832 | per Home | 0 | 0 | 10 | PSE Businss Case: APPROVED_Measure Case_Adapter_2022 | 9.6243 | 6% | Per Unit Savings from PSE Business Case: APPROVED_Measure Case_Adapter_2022 | 0 | Per Unit Savings from PSE Business Case: APPROVED_Measure Case_Adapter_2022 | 0 | Full | 0 | 0 | 0 | 121.9076 | 0 | 0 | 0 | Existing conditions, assuming no cost | PSE Businss Case: APPROVED_Measure Case_Adapter_2022 | AA | 100% | 23.51% | 100% | 1 | 0 | 15.3 | No applicable non-energy benefitsIncludes PSE NEI data where applicable. | No applicable non-energy benefits | System | System
Pierce County | Manufactured | Water Heat LE 55 Gal | New | Tub Spout | Tub spout: direct install in multi-family dwelling with natural gas water heating | 0 | 2024 | 2050 | 1.2832 | per Home | 0 | 0 | 10 | PSE Businss Case: APPROVED_Measure Case_Adapter_2022 | 9.2783 | 6% | Per Unit Savings from PSE Business Case: APPROVED_Measure Case_Adapter_2022 | 0 | Per Unit Savings from PSE Business Case: APPROVED_Measure Case_Adapter_2022 | 0 | Full | 0 | 0 | 0 | 121.9076 | 0 | 0 | 0 | Existing conditions, assuming no cost | PSE Businss Case: APPROVED_Measure Case_Adapter_2022 | AA | 100% | 23.51% | 100% | 1 | 0 | 15.3 | No applicable non-energy benefitsIncludes PSE NEI data where applicable. | No applicable non-energy benefits | System | System
Pierce County | Manufactured | Water Heat GT 55 Gal | Existing | Tub Spout | Tub spout: direct install in multi-family dwelling with natural gas water heating | 0 | 2024 | 2050 | 1.2832 | per Home | 0 | 0 | 10 | PSE Businss Case: APPROVED_Measure Case_Adapter_2022 | 8.0636 | 5.921% | Adjusting savings using baseline and measure water heating efficiency. PSE Business Case: APPROVED_Measure Case_Adapter_2022 | 0 | Adjusting savings using baseline and measure water heating efficiency. PSE Business Case: APPROVED_Measure Case_Adapter_2022 | 0 | Full | 0 | 0 | 0 | 121.9076 | 0 | 0 | 0 | Existing conditions, assuming no cost | PSE Businss Case: APPROVED_Measure Case_Adapter_2022 | AA | 100% | 23.51% | 100% | 1 | 0 | 15.3 | No applicable non-energy benefitsIncludes PSE NEI data where applicable. | No applicable non-energy benefits | System | System
Pierce County | Manufactured | Water Heat GT 55 Gal | New | Tub Spout | Tub spout: direct install in multi-family dwelling with natural gas water heating | 0 | 2024 | 2050 | 1.2832 | per Home | 0 | 0 | 10 | PSE Businss Case: APPROVED_Measure Case_Adapter_2022 | 8.0636 | 5.921% | Adjusting savings using baseline and measure water heating efficiency. PSE Business Case: APPROVED_Measure Case_Adapter_2022 | 0 | Adjusting savings using baseline and measure water heating efficiency. PSE Business Case: APPROVED_Measure Case_Adapter_2022 | 0 | Full | 0 | 0 | 0 | 121.9076 | 0 | 0 | 0 | Existing conditions, assuming no cost | PSE Businss Case: APPROVED_Measure Case_Adapter_2022 | AA | 100% | 23.51% | 100% | 1 | 0 | 15.3 | No applicable non-energy benefitsIncludes PSE NEI data where applicable. | No applicable non-energy benefits | System | System
Pierce County | Manufactured - Highly Impacted | Water Heat LE 55 Gal | Existing | Tub Spout | Tub spout: direct install in multi-family dwelling with natural gas water heating | 0 | 2024 | 2050 | 0.99487 | per Home | 0 | 0 | 10 | PSE Businss Case: APPROVED_Measure Case_Adapter_2022 | 7.4616 | 5.456% | Per Unit Savings from PSE Business Case: APPROVED_Measure Case_Adapter_2022 | 0 | Per Unit Savings from PSE Business Case: APPROVED_Measure Case_Adapter_2022 | 0 | Full | 0 | 0 | 0 | 94.5131 | 0 | 0 | 0 | Existing conditions, assuming no cost | PSE Businss Case: APPROVED_Measure Case_Adapter_2022 | AA | 100% | 23.51% | 100% | 1 | 0 | 15.3 | No applicable non-energy benefitsIncludes PSE NEI data where applicable. | No applicable non-energy benefits | System | System
Pierce County | Manufactured - Highly Impacted | Water Heat LE 55 Gal | New | Tub Spout | Tub spout: direct install in multi-family dwelling with natural gas water heating | 0 | 2024 | 2050 | 0.99487 | per Home | 0 | 0 | 10 | PSE Businss Case: APPROVED_Measure Case_Adapter_2022 | 7.1933 | 5.456% | Per Unit Savings from PSE Business Case: APPROVED_Measure Case_Adapter_2022 | 0 | Per Unit Savings from PSE Business Case: APPROVED_Measure Case_Adapter_2022 | 0 | Full | 0 | 0 | 0 | 94.5131 | 0 | 0 | 0 | Existing conditions, assuming no cost | PSE Businss Case: APPROVED_Measure Case_Adapter_2022 | AA | 100% | 23.51% | 100% | 1 | 0 | 15.3 | No applicable non-energy benefitsIncludes PSE NEI data where applicable. | No applicable non-energy benefits | System | System
Pierce County | Manufactured - Highly Impacted | Water Heat GT 55 Gal | Existing | Tub Spout | Tub spout: direct install in multi-family dwelling with natural gas water heating | 0 | 2024 | 2050 | 0.99487 | per Home | 0 | 0 | 10 | PSE Businss Case: APPROVED_Measure Case_Adapter_2022 | 6.2516 | 5.384% | Adjusting savings using baseline and measure water heating efficiency. PSE Business Case: APPROVED_Measure Case_Adapter_2022 | 0 | Adjusting savings using baseline and measure water heating efficiency. PSE Business Case: APPROVED_Measure Case_Adapter_2022 | 0 | Full | 0 | 0 | 0 | 94.5131 | 0 | 0 | 0 | Existing conditions, assuming no cost | PSE Businss Case: APPROVED_Measure Case_Adapter_2022 | AA | 100% | 23.51% | 100% | 1 | 0 | 15.3 | No applicable non-energy benefitsIncludes PSE NEI data where applicable. | No applicable non-energy benefits | System | System
Pierce County | Manufactured - Highly Impacted | Water Heat GT 55 Gal | New | Tub Spout | Tub spout: direct install in multi-family dwelling with natural gas water heating | 0 | 2024 | 2050 | 0.99487 | per Home | 0 | 0 | 10 | PSE Businss Case: APPROVED_Measure Case_Adapter_2022 | 6.2516 | 5.384% | Adjusting savings using baseline and measure water heating efficiency. PSE Business Case: APPROVED_Measure Case_Adapter_2022 | 0 | Adjusting savings using baseline and measure water heating efficiency. PSE Business Case: APPROVED_Measure Case_Adapter_2022 | 0 | Full | 0 | 0 | 0 | 94.5131 | 0 | 0 | 0 | Existing conditions, assuming no cost | PSE Businss Case: APPROVED_Measure Case_Adapter_2022 | AA | 100% | 23.51% | 100% | 1 | 0 | 15.3 | No applicable non-energy benefitsIncludes PSE NEI data where applicable. | No applicable non-energy benefits | System | System
Pierce County | Single Family | Water Heat LE 55 Gal | Existing | Tub Spout | Tub spout: direct install in multi-family dwelling with natural gas water heating | 0 | 2024 | 2050 | 1.1758 | per Home | 0 | 0 | 10 | PSE Businss Case: APPROVED_Measure Case_Adapter_2022 | 8.8182 | 4.874% | Per Unit Savings from PSE Business Case: APPROVED_Measure Case_Adapter_2022 | 0 | Per Unit Savings from PSE Business Case: APPROVED_Measure Case_Adapter_2022 | 0 | Full | 0 | 0 | 0 | 111.6975 | 0 | 0 | 0 | Existing conditions, assuming no cost | PSE Businss Case: APPROVED_Measure Case_Adapter_2022 | AA | 100% | 23.51% | 100% | 1 | 0 | 15.3 | No applicable non-energy benefitsIncludes PSE NEI data where applicable. | No applicable non-energy benefits | System | System
Pierce County | Single Family | Water Heat LE 55 Gal | New | Tub Spout | Tub spout: direct install in multi-family dwelling with natural gas water heating | 0 | 2024 | 2050 | 1.1758 | per Home | 0 | 0 | 10 | PSE Businss Case: APPROVED_Measure Case_Adapter_2022 | 8.5012 | 4.874% | Per Unit Savings from PSE Business Case: APPROVED_Measure Case_Adapter_2022 | 0 | Per Unit Savings from PSE Business Case: APPROVED_Measure Case_Adapter_2022 | 0 | Full | 0 | 0 | 0 | 111.6975 | 0 | 0 | 0 | Existing conditions, assuming no cost | PSE Businss Case: APPROVED_Measure Case_Adapter_2022 | AA | 100% | 23.51% | 100% | 1 | 0 | 15.3 | No applicable non-energy benefitsIncludes PSE NEI data where applicable. | No applicable non-energy benefits | System | System
Pierce County | Single Family | Water Heat GT 55 Gal | Existing | Tub Spout | Tub spout: direct install in multi-family dwelling with natural gas water heating | 0 | 2024 | 2050 | 1.1758 | per Home | 0 | 0 | 10 | PSE Businss Case: APPROVED_Measure Case_Adapter_2022 | 7.3882 | 4.809% | Adjusting savings using baseline and measure water heating efficiency. PSE Business Case: APPROVED_Measure Case_Adapter_2022 | 0 | Adjusting savings using baseline and measure water heating efficiency. PSE Business Case: APPROVED_Measure Case_Adapter_2022 | 0 | Full | 0 | 0 | 0 | 111.6975 | 0 | 0 | 0 | Existing conditions, assuming no cost | PSE Businss Case: APPROVED_Measure Case_Adapter_2022 | AA | 100% | 23.51% | 100% | 1 | 0 | 15.3 | No applicable non-energy benefitsIncludes PSE NEI data where applicable. | No applicable non-energy benefits | System | System
Pierce County | Single Family | Water Heat GT 55 Gal | New | Tub Spout | Tub spout: direct install in multi-family dwelling with natural gas water heating | 0 | 2024 | 2050 | 1.1758 | per Home | 0 | 0 | 10 | PSE Businss Case: APPROVED_Measure Case_Adapter_2022 | 7.3882 | 4.809% | Adjusting savings using baseline and measure water heating efficiency. PSE Business Case: APPROVED_Measure Case_Adapter_2022 | 0 | Adjusting savings using baseline and measure water heating efficiency. PSE Business Case: APPROVED_Measure Case_Adapter_2022 | 0 | Full | 0 | 0 | 0 | 111.6975 | 0 | 0 | 0 | Existing conditions, assuming no cost | PSE Businss Case: APPROVED_Measure Case_Adapter_2022 | AA | 100% | 23.51% | 100% | 1 | 0 | 15.3 | No applicable non-energy benefitsIncludes PSE NEI data where applicable. | No applicable non-energy benefits | System | System
Pierce County | Single Family - Highly Impacted | Water Heat LE 55 Gal | Existing | Tub Spout | Tub spout: direct install in multi-family dwelling with natural gas water heating | 0 | 2024 | 2050 | 0.84577 | per Home | 0 | 0 | 10 | PSE Businss Case: APPROVED_Measure Case_Adapter_2022 | 6.3433 | 4.013% | Per Unit Savings from PSE Business Case: APPROVED_Measure Case_Adapter_2022 | 0 | Per Unit Savings from PSE Business Case: APPROVED_Measure Case_Adapter_2022 | 0 | Full | 0 | 0 | 0 | 80.348 | 0 | 0 | 0 | Existing conditions, assuming no cost | PSE Businss Case: APPROVED_Measure Case_Adapter_2022 | AA | 100% | 23.51% | 100% | 1 | 0 | 15.3 | No applicable non-energy benefitsIncludes PSE NEI data where applicable. | No applicable non-energy benefits | System | System
Pierce County | Single Family - Highly Impacted | Water Heat LE 55 Gal | New | Tub Spout | Tub spout: direct install in multi-family dwelling with natural gas water heating | 0 | 2024 | 2050 | 0.84577 | per Home | 0 | 0 | 10 | PSE Businss Case: APPROVED_Measure Case_Adapter_2022 | 6.1152 | 4.013% | Per Unit Savings from PSE Business Case: APPROVED_Measure Case_Adapter_2022 | 0 | Per Unit Savings from PSE Business Case: APPROVED_Measure Case_Adapter_2022 | 0 | Full | 0 | 0 | 0 | 80.348 | 0 | 0 | 0 | Existing conditions, assuming no cost | PSE Businss Case: APPROVED_Measure Case_Adapter_2022 | AA | 100% | 23.51% | 100% | 1 | 0 | 15.3 | No applicable non-energy benefitsIncludes PSE NEI data where applicable. | No applicable non-energy benefits | System | System
Pierce County | Single Family - Highly Impacted | Water Heat GT 55 Gal | Existing | Tub Spout | Tub spout: direct install in multi-family dwelling with natural gas water heating | 0 | 2024 | 2050 | 0.84577 | per Home | 0 | 0 | 10 | PSE Businss Case: APPROVED_Measure Case_Adapter_2022 | 5.3146 | 3.959% | Adjusting savings using baseline and measure water heating efficiency. PSE Business Case: APPROVED_Measure Case_Adapter_2022 | 0 | Adjusting savings using baseline and measure water heating efficiency. PSE Business Case: APPROVED_Measure Case_Adapter_2022 | 0 | Full | 0 | 0 | 0 | 80.348 | 0 | 0 | 0 | Existing conditions, assuming no cost | PSE Businss Case: APPROVED_Measure Case_Adapter_2022 | AA | 100% | 23.51% | 100% | 1 | 0 | 15.3 | No applicable non-energy benefitsIncludes PSE NEI data where applicable. | No applicable non-energy benefits | System | System
Pierce County | Single Family - Highly Impacted | Water Heat GT 55 Gal | New | Tub Spout | Tub spout: direct install in multi-family dwelling with natural gas water heating | 0 | 2024 | 2050 | 0.84577 | per Home | 0 | 0 | 10 | PSE Businss Case: APPROVED_Measure Case_Adapter_2022 | 5.3146 | 3.959% | Adjusting savings using baseline and measure water heating efficiency. PSE Business Case: APPROVED_Measure Case_Adapter_2022 | 0 | Adjusting savings using baseline and measure water heating efficiency. PSE Business Case: APPROVED_Measure Case_Adapter_2022 | 0 | Full | 0 | 0 | 0 | 80.348 | 0 | 0 | 0 | Existing conditions, assuming no cost | PSE Businss Case: APPROVED_Measure Case_Adapter_2022 | AA | 100% | 23.51% | 100% | 1 | 0 | 15.3 | No applicable non-energy benefitsIncludes PSE NEI data where applicable. | No applicable non-energy benefits | System | System
Pierce County | Multifamily - Highly Impacted | Heat Central Gas Boiler | Existing | LIW: Integrated Space and Water Heating - MF - TG | Integrated space and water heating system: multi-family; natural gas | 0 | 2024 | 2050 | 1 | per Home | 0 | 1 | 20 | PSE Businss Case: APPROVED_Measure Case_Integrated Space and Water Heat_2022 | 59.4356 | 16.43% | Per Unit Savings from PSE Business Case: APPROVED_Measure Case_Integrated Space and Water Heat_2022 | 0 | Per Unit Savings from PSE Business Case: APPROVED_Measure Case_Integrated Space and Water Heat_2022 | 0 | Full | 0 | 0 | 0 | 5485 | 0 | 0 | 0 | Existing conditions, assuming no cost | PSE Businss Case: APPROVED_Measure Case_Integrated Space and Water Heat_2022 |  | 100% | 71.25% | 100% | 1 | 0 | 12.37 | No applicable non-energy benefitsIncludes PSE NEI data where applicable. | No applicable non-energy benefits | System | System
Pierce County | Multifamily - Highly Impacted | Heat Central Gas Boiler | New | LIW: Integrated Space and Water Heating - MF - TG | Integrated space and water heating system: multi-family; natural gas | 0 | 2024 | 2050 | 1 | per Home | 0 | 1 | 20 | PSE Businss Case: APPROVED_Measure Case_Integrated Space and Water Heat_2022 | 51.3372 | 22.85% | Per Unit Savings from PSE Business Case: APPROVED_Measure Case_Integrated Space and Water Heat_2022 | 0 | Per Unit Savings from PSE Business Case: APPROVED_Measure Case_Integrated Space and Water Heat_2022 | 0 | Full | 0 | 0 | 0 | 5485 | 0 | 0 | 0 | Existing conditions, assuming no cost | PSE Businss Case: APPROVED_Measure Case_Integrated Space and Water Heat_2022 |  | 100% | 71.25% | 100% | 1 | 0 | 12.37 | No applicable non-energy benefitsIncludes PSE NEI data where applicable. | No applicable non-energy benefits | System | System
Pierce County | Multifamily - Highly Impacted | Water Heat LE 55 Gal | Existing | LIW: Integrated Space and Water Heating - MF - TG | Integrated space and water heating system: multi-family; natural gas | 0 | 2024 | 2050 | 1 | per Home | 0 | 1 | 20 | PSE Businss Case: APPROVED_Measure Case_Integrated Space and Water Heat_2022 | 29.7055 | 20.53% | Per Unit Savings from PSE Business Case: APPROVED_Measure Case_Integrated Space and Water Heat_2022 | 0 | Per Unit Savings from PSE Business Case: APPROVED_Measure Case_Integrated Space and Water Heat_2022 | 0 | Full | 0 | 0 | 0 | 5485 | 0 | 0 | 0 | Existing conditions, assuming no cost | PSE Businss Case: APPROVED_Measure Case_Integrated Space and Water Heat_2022 |  | 100% | 71.25% | 100% | 1 | 0 | 12.37 | No applicable non-energy benefitsIncludes PSE NEI data where applicable. | No applicable non-energy benefits | System | System
Pierce County | Multifamily - Highly Impacted | Water Heat LE 55 Gal | New | LIW: Integrated Space and Water Heating - MF - TG | Integrated space and water heating system: multi-family; natural gas | 0 | 2024 | 2050 | 1 | per Home | 0 | 1 | 20 | PSE Businss Case: APPROVED_Measure Case_Integrated Space and Water Heat_2022 | 39.8286 | 28.56% | Per Unit Savings from PSE Business Case: APPROVED_Measure Case_Integrated Space and Water Heat_2022 | 0 | Per Unit Savings from PSE Business Case: APPROVED_Measure Case_Integrated Space and Water Heat_2022 | 0 | Full | 0 | 0 | 0 | 5485 | 0 | 0 | 0 | Existing conditions, assuming no cost | PSE Businss Case: APPROVED_Measure Case_Integrated Space and Water Heat_2022 |  | 100% | 71.25% | 100% | 1 | 0 | 12.37 | No applicable non-energy benefitsIncludes PSE NEI data where applicable. | No applicable non-energy benefits | System | System
Pierce County | Multifamily - Highly Impacted | Water Heat GT 55 Gal | Existing | LIW: Integrated Space and Water Heating - MF - TG | Integrated space and water heating system: multi-family; natural gas | 0 | 2024 | 2050 | 1 | per Home | 0 | 1 | 20 | PSE Businss Case: APPROVED_Measure Case_Integrated Space and Water Heat_2022 | 23.2217 | 18.9% | Adjusting savings using baseline and measure water heating efficiency. PSE Business Case: APPROVED_Measure Case_Integrated Space and Water Heat_2022 | 0 | Adjusting savings using baseline and measure water heating efficiency. PSE Business Case: APPROVED_Measure Case_Integrated Space and Water Heat_2022 | 0 | Full | 0 | 0 | 0 | 5485 | 0 | 0 | 0 | Existing conditions, assuming no cost | PSE Businss Case: APPROVED_Measure Case_Integrated Space and Water Heat_2022 |  | 100% | 71.25% | 100% | 1 | 0 | 12.37 | No applicable non-energy benefitsIncludes PSE NEI data where applicable. | No applicable non-energy benefits | System | System
Pierce County | Multifamily - Highly Impacted | Water Heat GT 55 Gal | New | LIW: Integrated Space and Water Heating - MF - TG | Integrated space and water heating system: multi-family; natural gas | 0 | 2024 | 2050 | 1 | per Home | 0 | 1 | 20 | PSE Businss Case: APPROVED_Measure Case_Integrated Space and Water Heat_2022 | 32.3829 | 26.36% | Adjusting savings using baseline and measure water heating efficiency. PSE Business Case: APPROVED_Measure Case_Integrated Space and Water Heat_2022 | 0 | Adjusting savings using baseline and measure water heating efficiency. PSE Business Case: APPROVED_Measure Case_Integrated Space and Water Heat_2022 | 0 | Full | 0 | 0 | 0 | 5485 | 0 | 0 | 0 | Existing conditions, assuming no cost | PSE Businss Case: APPROVED_Measure Case_Integrated Space and Water Heat_2022 |  | 100% | 71.25% | 100% | 1 | 0 | 12.37 | No applicable non-energy benefitsIncludes PSE NEI data where applicable. | No applicable non-energy benefits | System | System
Pierce County | Single Family - Highly Impacted | Heat Central Gas Boiler | Existing | LIW: Integrated Space and Water Heating - SF - TG | Integrated space and water heating system: single family; natural gas | 0 | 2024 | 2050 | 1 | per Home | 0 | 1 | 20 | PSE Businss Case: APPROVED_Measure Case_Integrated Space and Water Heat_2022 | 62.0923 | 13.35% | Per Unit Savings from PSE Business Case: APPROVED_Measure Case_Integrated Space and Water Heat_2022 | 0 | Per Unit Savings from PSE Business Case: APPROVED_Measure Case_Integrated Space and Water Heat_2022 | 0 | Full | 0 | 0 | 0 | 5485 | 0 | 0 | 0 | Existing conditions, assuming no cost | PSE Businss Case: APPROVED_Measure Case_Integrated Space and Water Heat_2022 |  | 100% | 71.25% | 100% | 1 | 0 | 16.51 | No applicable non-energy benefitsIncludes PSE NEI data where applicable. | No applicable non-energy benefits | System | System
Pierce County | Single Family - Highly Impacted | Heat Central Gas Boiler | New | LIW: Integrated Space and Water Heating - SF - TG | Integrated space and water heating system: single family; natural gas | 0 | 2024 | 2050 | 1 | per Home | 0 | 1 | 20 | PSE Businss Case: APPROVED_Measure Case_Integrated Space and Water Heat_2022 | 54.4614 | 18.86% | Per Unit Savings from PSE Business Case: APPROVED_Measure Case_Integrated Space and Water Heat_2022 | 0 | Per Unit Savings from PSE Business Case: APPROVED_Measure Case_Integrated Space and Water Heat_2022 | 0 | Full | 0 | 0 | 0 | 5485 | 0 | 0 | 0 | Existing conditions, assuming no cost | PSE Businss Case: APPROVED_Measure Case_Integrated Space and Water Heat_2022 |  | 100% | 71.25% | 100% | 1 | 0 | 16.51 | No applicable non-energy benefitsIncludes PSE NEI data where applicable. | No applicable non-energy benefits | System | System
Pierce County | Single Family - Highly Impacted | Water Heat LE 55 Gal | Existing | LIW: Integrated Space and Water Heating - SF - TG | Integrated space and water heating system: single family; natural gas | 0 | 2024 | 2050 | 1 | per Home | 0 | 1 | 20 | PSE Businss Case: APPROVED_Measure Case_Integrated Space and Water Heat_2022 | 26.3847 | 16.69% | Per Unit Savings from PSE Business Case: APPROVED_Measure Case_Integrated Space and Water Heat_2022 | 0 | Per Unit Savings from PSE Business Case: APPROVED_Measure Case_Integrated Space and Water Heat_2022 | 0 | Full | 0 | 0 | 0 | 5485 | 0 | 0 | 0 | Existing conditions, assuming no cost | PSE Businss Case: APPROVED_Measure Case_Integrated Space and Water Heat_2022 |  | 100% | 71.25% | 100% | 1 | 0 | 16.51 | No applicable non-energy benefitsIncludes PSE NEI data where applicable. | No applicable non-energy benefits | System | System
Pierce County | Single Family - Highly Impacted | Water Heat LE 55 Gal | New | LIW: Integrated Space and Water Heating - SF - TG | Integrated space and water heating system: single family; natural gas | 0 | 2024 | 2050 | 1 | per Home | 0 | 1 | 20 | PSE Businss Case: APPROVED_Measure Case_Integrated Space and Water Heat_2022 | 35.9232 | 23.57% | Per Unit Savings from PSE Business Case: APPROVED_Measure Case_Integrated Space and Water Heat_2022 | 0 | Per Unit Savings from PSE Business Case: APPROVED_Measure Case_Integrated Space and Water Heat_2022 | 0 | Full | 0 | 0 | 0 | 5485 | 0 | 0 | 0 | Existing conditions, assuming no cost | PSE Businss Case: APPROVED_Measure Case_Integrated Space and Water Heat_2022 |  | 100% | 71.25% | 100% | 1 | 0 | 16.51 | No applicable non-energy benefitsIncludes PSE NEI data where applicable. | No applicable non-energy benefits | System | System
Pierce County | Single Family - Highly Impacted | Water Heat GT 55 Gal | Existing | LIW: Integrated Space and Water Heating - SF - TG | Integrated space and water heating system: single family; natural gas | 0 | 2024 | 2050 | 1 | per Home | 0 | 1 | 20 | PSE Businss Case: APPROVED_Measure Case_Integrated Space and Water Heat_2022 | 20.5224 | 15.29% | Adjusting savings using baseline and measure water heating efficiency. PSE Business Case: APPROVED_Measure Case_Integrated Space and Water Heat_2022 | 0 | Adjusting savings using baseline and measure water heating efficiency. PSE Business Case: APPROVED_Measure Case_Integrated Space and Water Heat_2022 | 0 | Full | 0 | 0 | 0 | 5485 | 0 | 0 | 0 | Existing conditions, assuming no cost | PSE Businss Case: APPROVED_Measure Case_Integrated Space and Water Heat_2022 |  | 100% | 71.25% | 100% | 1 | 0 | 16.51 | No applicable non-energy benefitsIncludes PSE NEI data where applicable. | No applicable non-energy benefits | System | System
Pierce County | Single Family - Highly Impacted | Water Heat GT 55 Gal | New | LIW: Integrated Space and Water Heating - SF - TG | Integrated space and water heating system: single family; natural gas | 0 | 2024 | 2050 | 1 | per Home | 0 | 1 | 20 | PSE Businss Case: APPROVED_Measure Case_Integrated Space and Water Heat_2022 | 29.0713 | 21.66% | Adjusting savings using baseline and measure water heating efficiency. PSE Business Case: APPROVED_Measure Case_Integrated Space and Water Heat_2022 | 0 | Adjusting savings using baseline and measure water heating efficiency. PSE Business Case: APPROVED_Measure Case_Integrated Space and Water Heat_2022 | 0 | Full | 0 | 0 | 0 | 5485 | 0 | 0 | 0 | Existing conditions, assuming no cost | PSE Businss Case: APPROVED_Measure Case_Integrated Space and Water Heat_2022 |  | 100% | 71.25% | 100% | 1 | 0 | 16.51 | No applicable non-energy benefitsIncludes PSE NEI data where applicable. | No applicable non-energy benefits | System | System
Pierce County | Single Family | Heat Central Gas Boiler | Existing | Integrated Heating System - Space and Water - GH - Res | Integrated space and water heating system: residential dwelling with natural gas | 0 | 2024 | 2050 | 1 | per Home | 0 | 1 | 20 | PSE Businss Case: APPROVED_Measure Case_Integrated Space and Water Heat_2022 | 65.0051 | 10.06% | Per Unit Savings from PSE Business Case: APPROVED_Measure Case_Integrated Space and Water Heat_2022 | 0 | Per Unit Savings from PSE Business Case: APPROVED_Measure Case_Integrated Space and Water Heat_2022 | 0 | Incremental | 0 | 0 | 0 | 1502 | 0 | 0 | 0 | Measure cost represents incremental cost, default cost of zero | PSE Businss Case: APPROVED_Measure Case_Integrated Space and Water Heat_2022 |  | 100% | 71.25% | 100% | 1 | 0 | 7.7064 | No applicable non-energy benefitsIncludes PSE NEI data where applicable. | No applicable non-energy benefits | System | System
Pierce County | Single Family | Heat Central Gas Boiler | New | Integrated Heating System - Space and Water - GH - Res | Integrated space and water heating system: residential dwelling with natural gas | 0 | 2024 | 2050 | 1 | per Home | 0 | 1 | 20 | PSE Businss Case: APPROVED_Measure Case_Integrated Space and Water Heat_2022 | 58 | 14.45% | Per Unit Savings from PSE Business Case: APPROVED_Measure Case_Integrated Space and Water Heat_2022 | 0 | Per Unit Savings from PSE Business Case: APPROVED_Measure Case_Integrated Space and Water Heat_2022 | 0 | Incremental | 0 | 0 | 0 | 1502 | 0 | 0 | 0 | Measure cost represents incremental cost, default cost of zero | PSE Businss Case: APPROVED_Measure Case_Integrated Space and Water Heat_2022 |  | 100% | 71.25% | 100% | 1 | 0 | 7.7064 | No applicable non-energy benefitsIncludes PSE NEI data where applicable. | No applicable non-energy benefits | System | System
Pierce County | Single Family | Water Heat LE 55 Gal | Existing | Integrated Heating System - Space and Water - GH - Res | Integrated space and water heating system: residential dwelling with natural gas | 0 | 2024 | 2050 | 1 | per Home | 0 | 1 | 20 | PSE Businss Case: APPROVED_Measure Case_Integrated Space and Water Heat_2022 | 22.7436 | 12.57% | Per Unit Savings from PSE Business Case: APPROVED_Measure Case_Integrated Space and Water Heat_2022 | 0 | Per Unit Savings from PSE Business Case: APPROVED_Measure Case_Integrated Space and Water Heat_2022 | 0 | Incremental | 0 | 0 | 0 | 1502 | 0 | 0 | 0 | Measure cost represents incremental cost, default cost of zero | PSE Businss Case: APPROVED_Measure Case_Integrated Space and Water Heat_2022 |  | 100% | 71.25% | 100% | 1 | 0 | 7.7064 | No applicable non-energy benefitsIncludes PSE NEI data where applicable. | No applicable non-energy benefits | System | System
Pierce County | Single Family | Water Heat LE 55 Gal | New | Integrated Heating System - Space and Water - GH - Res | Integrated space and water heating system: residential dwelling with natural gas | 0 | 2024 | 2050 | 1 | per Home | 0 | 1 | 20 | PSE Businss Case: APPROVED_Measure Case_Integrated Space and Water Heat_2022 | 31.5 | 18.06% | Per Unit Savings from PSE Business Case: APPROVED_Measure Case_Integrated Space and Water Heat_2022 | 0 | Per Unit Savings from PSE Business Case: APPROVED_Measure Case_Integrated Space and Water Heat_2022 | 0 | Incremental | 0 | 0 | 0 | 1502 | 0 | 0 | 0 | Measure cost represents incremental cost, default cost of zero | PSE Businss Case: APPROVED_Measure Case_Integrated Space and Water Heat_2022 |  | 100% | 71.25% | 100% | 1 | 0 | 7.7064 | No applicable non-energy benefitsIncludes PSE NEI data where applicable. | No applicable non-energy benefits | System | System
Pierce County | Single Family | Water Heat GT 55 Gal | Existing | Integrated Heating System - Space and Water - GH - Res | Integrated space and water heating system: residential dwelling with natural gas | 0 | 2024 | 2050 | 1 | per Home | 0 | 1 | 20 | PSE Businss Case: APPROVED_Measure Case_Integrated Space and Water Heat_2022 | 17.5937 | 11.45% | Adjusting savings using baseline and measure water heating efficiency. PSE Business Case: APPROVED_Measure Case_Integrated Space and Water Heat_2022 | 0 | Adjusting savings using baseline and measure water heating efficiency. PSE Business Case: APPROVED_Measure Case_Integrated Space and Water Heat_2022 | 0 | Incremental | 0 | 0 | 0 | 1502 | 0 | 0 | 0 | Measure cost represents incremental cost, default cost of zero | PSE Businss Case: APPROVED_Measure Case_Integrated Space and Water Heat_2022 |  | 100% | 71.25% | 100% | 1 | 0 | 7.7064 | No applicable non-energy benefitsIncludes PSE NEI data where applicable. | No applicable non-energy benefits | System | System
Pierce County | Single Family | Water Heat GT 55 Gal | New | Integrated Heating System - Space and Water - GH - Res | Integrated space and water heating system: residential dwelling with natural gas | 0 | 2024 | 2050 | 1 | per Home | 0 | 1 | 20 | PSE Businss Case: APPROVED_Measure Case_Integrated Space and Water Heat_2022 | 25.3577 | 16.5% | Adjusting savings using baseline and measure water heating efficiency. PSE Business Case: APPROVED_Measure Case_Integrated Space and Water Heat_2022 | 0 | Adjusting savings using baseline and measure water heating efficiency. PSE Business Case: APPROVED_Measure Case_Integrated Space and Water Heat_2022 | 0 | Incremental | 0 | 0 | 0 | 1502 | 0 | 0 | 0 | Measure cost represents incremental cost, default cost of zero | PSE Businss Case: APPROVED_Measure Case_Integrated Space and Water Heat_2022 |  | 100% | 71.25% | 100% | 1 | 0 | 7.7064 | No applicable non-energy benefitsIncludes PSE NEI data where applicable. | No applicable non-energy benefits | System | System
Pierce County | Multifamily | Heat Central Gas Boiler | Existing | Integrated Heating System - Space and Water - GH - Res | Integrated space and water heating system: residential dwelling with natural gas | 0 | 2024 | 2050 | 1 | per Home | 0 | 1 | 20 | PSE Businss Case: APPROVED_Measure Case_Integrated Space and Water Heat_2022 | 63.9287 | 15% | Per Unit Savings from PSE Business Case: APPROVED_Measure Case_Integrated Space and Water Heat_2022 | 0 | Per Unit Savings from PSE Business Case: APPROVED_Measure Case_Integrated Space and Water Heat_2022 | 0 | Incremental | 0 | 0 | 0 | 1502 | 0 | 0 | 0 | Measure cost represents incremental cost, default cost of zero | PSE Businss Case: APPROVED_Measure Case_Integrated Space and Water Heat_2022 |  | 100% | 71.25% | 100% | 1 | 0 | 7.7064 | No applicable non-energy benefitsIncludes PSE NEI data where applicable. | No applicable non-energy benefits | System | System
Pierce County | Multifamily | Heat Central Gas Boiler | New | Integrated Heating System - Space and Water - GH - Res | Integrated space and water heating system: residential dwelling with natural gas | 0 | 2024 | 2050 | 1 | per Home | 0 | 1 | 20 | PSE Businss Case: APPROVED_Measure Case_Integrated Space and Water Heat_2022 | 56.6781 | 21.41% | Per Unit Savings from PSE Business Case: APPROVED_Measure Case_Integrated Space and Water Heat_2022 | 0 | Per Unit Savings from PSE Business Case: APPROVED_Measure Case_Integrated Space and Water Heat_2022 | 0 | Incremental | 0 | 0 | 0 | 1502 | 0 | 0 | 0 | Measure cost represents incremental cost, default cost of zero | PSE Businss Case: APPROVED_Measure Case_Integrated Space and Water Heat_2022 |  | 100% | 71.25% | 100% | 1 | 0 | 7.7064 | No applicable non-energy benefitsIncludes PSE NEI data where applicable. | No applicable non-energy benefits | System | System
Pierce County | Multifamily | Water Heat LE 55 Gal | Existing | Integrated Heating System - Space and Water - GH - Res | Integrated space and water heating system: residential dwelling with natural gas | 0 | 2024 | 2050 | 1 | per Home | 0 | 1 | 20 | PSE Businss Case: APPROVED_Measure Case_Integrated Space and Water Heat_2022 | 24.0892 | 18.75% | Per Unit Savings from PSE Business Case: APPROVED_Measure Case_Integrated Space and Water Heat_2022 | 0 | Per Unit Savings from PSE Business Case: APPROVED_Measure Case_Integrated Space and Water Heat_2022 | 0 | Incremental | 0 | 0 | 0 | 1502 | 0 | 0 | 0 | Measure cost represents incremental cost, default cost of zero | PSE Businss Case: APPROVED_Measure Case_Integrated Space and Water Heat_2022 |  | 100% | 71.25% | 100% | 1 | 0 | 7.7064 | No applicable non-energy benefitsIncludes PSE NEI data where applicable. | No applicable non-energy benefits | System | System
Pierce County | Multifamily | Water Heat LE 55 Gal | New | Integrated Heating System - Space and Water - GH - Res | Integrated space and water heating system: residential dwelling with natural gas | 0 | 2024 | 2050 | 1 | per Home | 0 | 1 | 20 | PSE Businss Case: APPROVED_Measure Case_Integrated Space and Water Heat_2022 | 33.1523 | 26.76% | Per Unit Savings from PSE Business Case: APPROVED_Measure Case_Integrated Space and Water Heat_2022 | 0 | Per Unit Savings from PSE Business Case: APPROVED_Measure Case_Integrated Space and Water Heat_2022 | 0 | Incremental | 0 | 0 | 0 | 1502 | 0 | 0 | 0 | Measure cost represents incremental cost, default cost of zero | PSE Businss Case: APPROVED_Measure Case_Integrated Space and Water Heat_2022 |  | 100% | 71.25% | 100% | 1 | 0 | 7.7064 | No applicable non-energy benefitsIncludes PSE NEI data where applicable. | No applicable non-energy benefits | System | System
Pierce County | Multifamily | Water Heat GT 55 Gal | Existing | Integrated Heating System - Space and Water - GH - Res | Integrated space and water heating system: residential dwelling with natural gas | 0 | 2024 | 2050 | 1 | per Home | 0 | 1 | 20 | PSE Businss Case: APPROVED_Measure Case_Integrated Space and Water Heat_2022 | 18.6723 | 17.11% | Adjusting savings using baseline and measure water heating efficiency. PSE Business Case: APPROVED_Measure Case_Integrated Space and Water Heat_2022 | 0 | Adjusting savings using baseline and measure water heating efficiency. PSE Business Case: APPROVED_Measure Case_Integrated Space and Water Heat_2022 | 0 | Incremental | 0 | 0 | 0 | 1502 | 0 | 0 | 0 | Measure cost represents incremental cost, default cost of zero | PSE Businss Case: APPROVED_Measure Case_Integrated Space and Water Heat_2022 |  | 100% | 71.25% | 100% | 1 | 0 | 7.7064 | No applicable non-energy benefitsIncludes PSE NEI data where applicable. | No applicable non-energy benefits | System | System
Pierce County | Multifamily | Water Heat GT 55 Gal | New | Integrated Heating System - Space and Water - GH - Res | Integrated space and water heating system: residential dwelling with natural gas | 0 | 2024 | 2050 | 1 | per Home | 0 | 1 | 20 | PSE Businss Case: APPROVED_Measure Case_Integrated Space and Water Heat_2022 | 26.7403 | 24.51% | Adjusting savings using baseline and measure water heating efficiency. PSE Business Case: APPROVED_Measure Case_Integrated Space and Water Heat_2022 | 0 | Adjusting savings using baseline and measure water heating efficiency. PSE Business Case: APPROVED_Measure Case_Integrated Space and Water Heat_2022 | 0 | Incremental | 0 | 0 | 0 | 1502 | 0 | 0 | 0 | Measure cost represents incremental cost, default cost of zero | PSE Businss Case: APPROVED_Measure Case_Integrated Space and Water Heat_2022 |  | 100% | 71.25% | 100% | 1 | 0 | 7.7064 | No applicable non-energy benefitsIncludes PSE NEI data where applicable. | No applicable non-energy benefits | System | System
Pierce County | Manufactured | Heat Central Gas Boiler | Existing | Integrated Heating System - Space and Water - GH - Res | Integrated space and water heating system: residential dwelling with natural gas | 0 | 2024 | 2050 | 1 | per Home | 0 | 1 | 20 | PSE Businss Case: APPROVED_Measure Case_Integrated Space and Water Heat_2022 | 65.2662 | 11.18% | Per Unit Savings from PSE Business Case: APPROVED_Measure Case_Integrated Space and Water Heat_2022 | 0 | Per Unit Savings from PSE Business Case: APPROVED_Measure Case_Integrated Space and Water Heat_2022 | 0 | Incremental | 0 | 0 | 0 | 1502 | 0 | 0 | 0 | Measure cost represents incremental cost, default cost of zero | PSE Businss Case: APPROVED_Measure Case_Integrated Space and Water Heat_2022 |  | 100% | 71.25% | 100% | 1 | 0 | 7.7064 | No applicable non-energy benefitsIncludes PSE NEI data where applicable. | No applicable non-energy benefits | System | System
Pierce County | Manufactured | Heat Central Gas Boiler | New | Integrated Heating System - Space and Water - GH - Res | Integrated space and water heating system: residential dwelling with natural gas | 0 | 2024 | 2050 | 1 | per Home | 0 | 1 | 20 | PSE Businss Case: APPROVED_Measure Case_Integrated Space and Water Heat_2022 | 58.3231 | 16.09% | Per Unit Savings from PSE Business Case: APPROVED_Measure Case_Integrated Space and Water Heat_2022 | 0 | Per Unit Savings from PSE Business Case: APPROVED_Measure Case_Integrated Space and Water Heat_2022 | 0 | Incremental | 0 | 0 | 0 | 1502 | 0 | 0 | 0 | Measure cost represents incremental cost, default cost of zero | PSE Businss Case: APPROVED_Measure Case_Integrated Space and Water Heat_2022 |  | 100% | 71.25% | 100% | 1 | 0 | 7.7064 | No applicable non-energy benefitsIncludes PSE NEI data where applicable. | No applicable non-energy benefits | System | System
Pierce County | Manufactured | Water Heat LE 55 Gal | Existing | Integrated Heating System - Space and Water - GH - Res | Integrated space and water heating system: residential dwelling with natural gas | 0 | 2024 | 2050 | 1 | per Home | 0 | 1 | 20 | PSE Businss Case: APPROVED_Measure Case_Integrated Space and Water Heat_2022 | 22.4172 | 13.98% | Per Unit Savings from PSE Business Case: APPROVED_Measure Case_Integrated Space and Water Heat_2022 | 0 | Per Unit Savings from PSE Business Case: APPROVED_Measure Case_Integrated Space and Water Heat_2022 | 0 | Incremental | 0 | 0 | 0 | 1502 | 0 | 0 | 0 | Measure cost represents incremental cost, default cost of zero | PSE Businss Case: APPROVED_Measure Case_Integrated Space and Water Heat_2022 |  | 100% | 71.25% | 100% | 1 | 0 | 7.7064 | No applicable non-energy benefitsIncludes PSE NEI data where applicable. | No applicable non-energy benefits | System | System
Pierce County | Manufactured | Water Heat LE 55 Gal | New | Integrated Heating System - Space and Water - GH - Res | Integrated space and water heating system: residential dwelling with natural gas | 0 | 2024 | 2050 | 1 | per Home | 0 | 1 | 20 | PSE Businss Case: APPROVED_Measure Case_Integrated Space and Water Heat_2022 | 31.0961 | 20.11% | Per Unit Savings from PSE Business Case: APPROVED_Measure Case_Integrated Space and Water Heat_2022 | 0 | Per Unit Savings from PSE Business Case: APPROVED_Measure Case_Integrated Space and Water Heat_2022 | 0 | Incremental | 0 | 0 | 0 | 1502 | 0 | 0 | 0 | Measure cost represents incremental cost, default cost of zero | PSE Businss Case: APPROVED_Measure Case_Integrated Space and Water Heat_2022 |  | 100% | 71.25% | 100% | 1 | 0 | 7.7064 | No applicable non-energy benefitsIncludes PSE NEI data where applicable. | No applicable non-energy benefits | System | System
Pierce County | Manufactured | Water Heat GT 55 Gal | Existing | Integrated Heating System - Space and Water - GH - Res | Integrated space and water heating system: residential dwelling with natural gas | 0 | 2024 | 2050 | 1 | per Home | 0 | 1 | 20 | PSE Businss Case: APPROVED_Measure Case_Integrated Space and Water Heat_2022 | 17.3327 | 12.73% | Adjusting savings using baseline and measure water heating efficiency. PSE Business Case: APPROVED_Measure Case_Integrated Space and Water Heat_2022 | 0 | Adjusting savings using baseline and measure water heating efficiency. PSE Business Case: APPROVED_Measure Case_Integrated Space and Water Heat_2022 | 0 | Incremental | 0 | 0 | 0 | 1502 | 0 | 0 | 0 | Measure cost represents incremental cost, default cost of zero | PSE Businss Case: APPROVED_Measure Case_Integrated Space and Water Heat_2022 |  | 100% | 71.25% | 100% | 1 | 0 | 7.7064 | No applicable non-energy benefitsIncludes PSE NEI data where applicable. | No applicable non-energy benefits | System | System
Pierce County | Manufactured | Water Heat GT 55 Gal | New | Integrated Heating System - Space and Water - GH - Res | Integrated space and water heating system: residential dwelling with natural gas | 0 | 2024 | 2050 | 1 | per Home | 0 | 1 | 20 | PSE Businss Case: APPROVED_Measure Case_Integrated Space and Water Heat_2022 | 25.0205 | 18.37% | Adjusting savings using baseline and measure water heating efficiency. PSE Business Case: APPROVED_Measure Case_Integrated Space and Water Heat_2022 | 0 | Adjusting savings using baseline and measure water heating efficiency. PSE Business Case: APPROVED_Measure Case_Integrated Space and Water Heat_2022 | 0 | Incremental | 0 | 0 | 0 | 1502 | 0 | 0 | 0 | Measure cost represents incremental cost, default cost of zero | PSE Businss Case: APPROVED_Measure Case_Integrated Space and Water Heat_2022 |  | 100% | 71.25% | 100% | 1 | 0 | 7.7064 | No applicable non-energy benefitsIncludes PSE NEI data where applicable. | No applicable non-energy benefits | System | System
Pierce County | Single Family | Water Heat LE 55 Gal | Existing | Home Energy Reports Gas Single Family - Years 1 and 2 | Home energy reports: 2020, gas | 0 | 2024 | 2050 | 1 | per Home | 0 | 1 | 2 | PSE Business Case: QC_EDITS_Measure Case_Energy Management_2022 | 5 | 2.763% | Applying baseline and measure water heating efficiencies to the per unit savings from the PSE Business Case: QC_EDITS_Measure Case_Energy Management_2022 | 0 | Applying baseline and measure water heating efficiencies to the per unit savings from the PSE Business Case: QC_EDITS_Measure Case_Energy Management_2022 | 0 | Full | 0 | 0 | 0 | 1.97 | 0 | 0 | 0 | Measure cost represents incremental cost, default cost of zero | Average of Year 1 and Year 2 from PSE Business Case: QC_EDITS_Measure Case_Energy Management_2022 |  | 100% | 50% | 100% | 1 | 0 | 0 | No applicable non-energy benefitsIncludes PSE NEI data where applicable. | No applicable non-energy benefits | System | System
Pierce County | Single Family | Water Heat LE 55 Gal | New | Home Energy Reports Gas Single Family - Years 1 and 2 | Home energy reports: 2020, gas | 0 | 2024 | 2050 | 1 | per Home | 0 | 1 | 2 | PSE Business Case: QC_EDITS_Measure Case_Energy Management_2022 | 4.8202 | 2.763% | Applying baseline and measure water heating efficiencies to the per unit savings from the PSE Business Case: QC_EDITS_Measure Case_Energy Management_2022 | 0 | Applying baseline and measure water heating efficiencies to the per unit savings from the PSE Business Case: QC_EDITS_Measure Case_Energy Management_2022 | 0 | Full | 0 | 0 | 0 | 1.97 | 0 | 0 | 0 | Measure cost represents incremental cost, default cost of zero | Average of Year 1 and Year 2 from PSE Business Case: QC_EDITS_Measure Case_Energy Management_2022 |  | 100% | 50% | 100% | 1 | 0 | 0 | No applicable non-energy benefitsIncludes PSE NEI data where applicable. | No applicable non-energy benefits | System | System
Pierce County | Single Family | Water Heat GT 55 Gal | Existing | Home Energy Reports Gas Single Family - Years 1 and 2 | Home energy reports: 2020, gas | 0 | 2024 | 2050 | 1 | per Home | 0 | 1 | 2 | PSE Business Case: QC_EDITS_Measure Case_Energy Management_2022 | 3.5572 | 2.315% | Applying baseline and measure water heating efficiencies to the per unit savings from the PSE Business Case: QC_EDITS_Measure Case_Energy Management_2022 | 0 | Applying baseline and measure water heating efficiencies to the per unit savings from the PSE Business Case: QC_EDITS_Measure Case_Energy Management_2022 | 0 | Full | 0 | 0 | 0 | 1.97 | 0 | 0 | 0 | Measure cost represents incremental cost, default cost of zero | Average of Year 1 and Year 2 from PSE Business Case: QC_EDITS_Measure Case_Energy Management_2022 |  | 100% | 50% | 100% | 1 | 0 | 0 | No applicable non-energy benefitsIncludes PSE NEI data where applicable. | No applicable non-energy benefits | System | System
Pierce County | Single Family | Water Heat GT 55 Gal | New | Home Energy Reports Gas Single Family - Years 1 and 2 | Home energy reports: 2020, gas | 0 | 2024 | 2050 | 1 | per Home | 0 | 1 | 2 | PSE Business Case: QC_EDITS_Measure Case_Energy Management_2022 | 3.5572 | 2.315% | Applying baseline and measure water heating efficiencies to the per unit savings from the PSE Business Case: QC_EDITS_Measure Case_Energy Management_2022 | 0 | Applying baseline and measure water heating efficiencies to the per unit savings from the PSE Business Case: QC_EDITS_Measure Case_Energy Management_2022 | 0 | Full | 0 | 0 | 0 | 1.97 | 0 | 0 | 0 | Measure cost represents incremental cost, default cost of zero | Average of Year 1 and Year 2 from PSE Business Case: QC_EDITS_Measure Case_Energy Management_2022 |  | 100% | 50% | 100% | 1 | 0 | 0 | No applicable non-energy benefitsIncludes PSE NEI data where applicable. | No applicable non-energy benefits | System | System
Pierce County | Single Family - Highly Impacted | Water Heat LE 55 Gal | Existing | Home Energy Reports Gas Single Family - Years 1 and 2 | Home energy reports: 2020, gas | 0 | 2024 | 2050 | 1 | per Home | 0 | 1 | 2 | PSE Business Case: QC_EDITS_Measure Case_Energy Management_2022 | 4.3682 | 2.763% | Applying baseline and measure water heating efficiencies to the per unit savings from the PSE Business Case: QC_EDITS_Measure Case_Energy Management_2022 | 0 | Applying baseline and measure water heating efficiencies to the per unit savings from the PSE Business Case: QC_EDITS_Measure Case_Energy Management_2022 | 0 | Full | 0 | 0 | 0 | 1.97 | 0 | 0 | 0 | Measure cost represents incremental cost, default cost of zero | Average of Year 1 and Year 2 from PSE Business Case: QC_EDITS_Measure Case_Energy Management_2022 |  | 100% | 50% | 100% | 1 | 0 | 0 | No applicable non-energy benefitsIncludes PSE NEI data where applicable. | No applicable non-energy benefits | System | System
Pierce County | Single Family - Highly Impacted | Water Heat LE 55 Gal | New | Home Energy Reports Gas Single Family - Years 1 and 2 | Home energy reports: 2020, gas | 0 | 2024 | 2050 | 1 | per Home | 0 | 1 | 2 | PSE Business Case: QC_EDITS_Measure Case_Energy Management_2022 | 4.2112 | 2.763% | Applying baseline and measure water heating efficiencies to the per unit savings from the PSE Business Case: QC_EDITS_Measure Case_Energy Management_2022 | 0 | Applying baseline and measure water heating efficiencies to the per unit savings from the PSE Business Case: QC_EDITS_Measure Case_Energy Management_2022 | 0 | Full | 0 | 0 | 0 | 1.97 | 0 | 0 | 0 | Measure cost represents incremental cost, default cost of zero | Average of Year 1 and Year 2 from PSE Business Case: QC_EDITS_Measure Case_Energy Management_2022 |  | 100% | 50% | 100% | 1 | 0 | 0 | No applicable non-energy benefitsIncludes PSE NEI data where applicable. | No applicable non-energy benefits | System | System
Pierce County | Single Family - Highly Impacted | Water Heat GT 55 Gal | Existing | Home Energy Reports Gas Single Family - Years 1 and 2 | Home energy reports: 2020, gas | 0 | 2024 | 2050 | 1 | per Home | 0 | 1 | 2 | PSE Business Case: QC_EDITS_Measure Case_Energy Management_2022 | 3.1077 | 2.315% | Applying baseline and measure water heating efficiencies to the per unit savings from the PSE Business Case: QC_EDITS_Measure Case_Energy Management_2022 | 0 | Applying baseline and measure water heating efficiencies to the per unit savings from the PSE Business Case: QC_EDITS_Measure Case_Energy Management_2022 | 0 | Full | 0 | 0 | 0 | 1.97 | 0 | 0 | 0 | Measure cost represents incremental cost, default cost of zero | Average of Year 1 and Year 2 from PSE Business Case: QC_EDITS_Measure Case_Energy Management_2022 |  | 100% | 50% | 100% | 1 | 0 | 0 | No applicable non-energy benefitsIncludes PSE NEI data where applicable. | No applicable non-energy benefits | System | System
Pierce County | Single Family - Highly Impacted | Water Heat GT 55 Gal | New | Home Energy Reports Gas Single Family - Years 1 and 2 | Home energy reports: 2020, gas | 0 | 2024 | 2050 | 1 | per Home | 0 | 1 | 2 | PSE Business Case: QC_EDITS_Measure Case_Energy Management_2022 | 3.1077 | 2.315% | Applying baseline and measure water heating efficiencies to the per unit savings from the PSE Business Case: QC_EDITS_Measure Case_Energy Management_2022 | 0 | Applying baseline and measure water heating efficiencies to the per unit savings from the PSE Business Case: QC_EDITS_Measure Case_Energy Management_2022 | 0 | Full | 0 | 0 | 0 | 1.97 | 0 | 0 | 0 | Measure cost represents incremental cost, default cost of zero | Average of Year 1 and Year 2 from PSE Business Case: QC_EDITS_Measure Case_Energy Management_2022 |  | 100% | 50% | 100% | 1 | 0 | 0 | No applicable non-energy benefitsIncludes PSE NEI data where applicable. | No applicable non-energy benefits | System | System
Pierce County | Multifamily | Water Heat LE 55 Gal | Existing | Home Energy Reports Gas Multifamily - Years 1 and 2 | Home energy reports: 2020, gas | 0 | 2024 | 2050 | 1 | per Home | 0 | 1 | 2 | PSE Business Case: QC_EDITS_Measure Case_Energy Management_2022 | 3.5511 | 2.763% | Applying baseline and measure water heating efficiencies to the per unit savings from the PSE Business Case: QC_EDITS_Measure Case_Energy Management_2022 | 0 | Applying baseline and measure water heating efficiencies to the per unit savings from the PSE Business Case: QC_EDITS_Measure Case_Energy Management_2022 | 0 | Full | 0 | 0 | 0 | 1.97 | 0 | 0 | 0 | Measure cost represents incremental cost, default cost of zero | Average of Year 1 and Year 2 from PSE Business Case: QC_EDITS_Measure Case_Energy Management_2022 |  | 100% | 50% | 100% | 1 | 0 | 0 | No applicable non-energy benefitsIncludes PSE NEI data where applicable. | No applicable non-energy benefits | System | System
Pierce County | Multifamily | Water Heat LE 55 Gal | New | Home Energy Reports Gas Multifamily - Years 1 and 2 | Home energy reports: 2020, gas | 0 | 2024 | 2050 | 1 | per Home | 0 | 1 | 2 | PSE Business Case: QC_EDITS_Measure Case_Energy Management_2022 | 3.4234 | 2.763% | Applying baseline and measure water heating efficiencies to the per unit savings from the PSE Business Case: QC_EDITS_Measure Case_Energy Management_2022 | 0 | Applying baseline and measure water heating efficiencies to the per unit savings from the PSE Business Case: QC_EDITS_Measure Case_Energy Management_2022 | 0 | Full | 0 | 0 | 0 | 1.97 | 0 | 0 | 0 | Measure cost represents incremental cost, default cost of zero | Average of Year 1 and Year 2 from PSE Business Case: QC_EDITS_Measure Case_Energy Management_2022 |  | 100% | 50% | 100% | 1 | 0 | 0 | No applicable non-energy benefitsIncludes PSE NEI data where applicable. | No applicable non-energy benefits | System | System
Pierce County | Multifamily | Water Heat GT 55 Gal | Existing | Home Energy Reports Gas Multifamily - Years 1 and 2 | Home energy reports: 2020, gas | 0 | 2024 | 2050 | 1 | per Home | 0 | 1 | 2 | PSE Business Case: QC_EDITS_Measure Case_Energy Management_2022 | 2.5264 | 2.315% | Applying baseline and measure water heating efficiencies to the per unit savings from the PSE Business Case: QC_EDITS_Measure Case_Energy Management_2022 | 0 | Applying baseline and measure water heating efficiencies to the per unit savings from the PSE Business Case: QC_EDITS_Measure Case_Energy Management_2022 | 0 | Full | 0 | 0 | 0 | 1.97 | 0 | 0 | 0 | Measure cost represents incremental cost, default cost of zero | Average of Year 1 and Year 2 from PSE Business Case: QC_EDITS_Measure Case_Energy Management_2022 |  | 100% | 50% | 100% | 1 | 0 | 0 | No applicable non-energy benefitsIncludes PSE NEI data where applicable. | No applicable non-energy benefits | System | System
Pierce County | Multifamily | Water Heat GT 55 Gal | New | Home Energy Reports Gas Multifamily - Years 1 and 2 | Home energy reports: 2020, gas | 0 | 2024 | 2050 | 1 | per Home | 0 | 1 | 2 | PSE Business Case: QC_EDITS_Measure Case_Energy Management_2022 | 2.5264 | 2.315% | Applying baseline and measure water heating efficiencies to the per unit savings from the PSE Business Case: QC_EDITS_Measure Case_Energy Management_2022 | 0 | Applying baseline and measure water heating efficiencies to the per unit savings from the PSE Business Case: QC_EDITS_Measure Case_Energy Management_2022 | 0 | Full | 0 | 0 | 0 | 1.97 | 0 | 0 | 0 | Measure cost represents incremental cost, default cost of zero | Average of Year 1 and Year 2 from PSE Business Case: QC_EDITS_Measure Case_Energy Management_2022 |  | 100% | 50% | 100% | 1 | 0 | 0 | No applicable non-energy benefitsIncludes PSE NEI data where applicable. | No applicable non-energy benefits | System | System
Pierce County | Multifamily - Highly Impacted | Water Heat LE 55 Gal | Existing | Home Energy Reports Gas Multifamily - Years 1 and 2 | Home energy reports: 2020, gas | 0 | 2024 | 2050 | 1 | per Home | 0 | 1 | 2 | PSE Business Case: QC_EDITS_Measure Case_Energy Management_2022 | 3.9977 | 2.763% | Applying baseline and measure water heating efficiencies to the per unit savings from the PSE Business Case: QC_EDITS_Measure Case_Energy Management_2022 | 0 | Applying baseline and measure water heating efficiencies to the per unit savings from the PSE Business Case: QC_EDITS_Measure Case_Energy Management_2022 | 0 | Full | 0 | 0 | 0 | 1.97 | 0 | 0 | 0 | Measure cost represents incremental cost, default cost of zero | Average of Year 1 and Year 2 from PSE Business Case: QC_EDITS_Measure Case_Energy Management_2022 |  | 100% | 50% | 100% | 1 | 0 | 0 | No applicable non-energy benefitsIncludes PSE NEI data where applicable. | No applicable non-energy benefits | System | System
Pierce County | Multifamily - Highly Impacted | Water Heat LE 55 Gal | New | Home Energy Reports Gas Multifamily - Years 1 and 2 | Home energy reports: 2020, gas | 0 | 2024 | 2050 | 1 | per Home | 0 | 1 | 2 | PSE Business Case: QC_EDITS_Measure Case_Energy Management_2022 | 3.854 | 2.763% | Applying baseline and measure water heating efficiencies to the per unit savings from the PSE Business Case: QC_EDITS_Measure Case_Energy Management_2022 | 0 | Applying baseline and measure water heating efficiencies to the per unit savings from the PSE Business Case: QC_EDITS_Measure Case_Energy Management_2022 | 0 | Full | 0 | 0 | 0 | 1.97 | 0 | 0 | 0 | Measure cost represents incremental cost, default cost of zero | Average of Year 1 and Year 2 from PSE Business Case: QC_EDITS_Measure Case_Energy Management_2022 |  | 100% | 50% | 100% | 1 | 0 | 0 | No applicable non-energy benefitsIncludes PSE NEI data where applicable. | No applicable non-energy benefits | System | System
Pierce County | Multifamily - Highly Impacted | Water Heat GT 55 Gal | Existing | Home Energy Reports Gas Multifamily - Years 1 and 2 | Home energy reports: 2020, gas | 0 | 2024 | 2050 | 1 | per Home | 0 | 1 | 2 | PSE Business Case: QC_EDITS_Measure Case_Energy Management_2022 | 2.8441 | 2.315% | Applying baseline and measure water heating efficiencies to the per unit savings from the PSE Business Case: QC_EDITS_Measure Case_Energy Management_2022 | 0 | Applying baseline and measure water heating efficiencies to the per unit savings from the PSE Business Case: QC_EDITS_Measure Case_Energy Management_2022 | 0 | Full | 0 | 0 | 0 | 1.97 | 0 | 0 | 0 | Measure cost represents incremental cost, default cost of zero | Average of Year 1 and Year 2 from PSE Business Case: QC_EDITS_Measure Case_Energy Management_2022 |  | 100% | 50% | 100% | 1 | 0 | 0 | No applicable non-energy benefitsIncludes PSE NEI data where applicable. | No applicable non-energy benefits | System | System
Pierce County | Multifamily - Highly Impacted | Water Heat GT 55 Gal | New | Home Energy Reports Gas Multifamily - Years 1 and 2 | Home energy reports: 2020, gas | 0 | 2024 | 2050 | 1 | per Home | 0 | 1 | 2 | PSE Business Case: QC_EDITS_Measure Case_Energy Management_2022 | 2.8441 | 2.315% | Applying baseline and measure water heating efficiencies to the per unit savings from the PSE Business Case: QC_EDITS_Measure Case_Energy Management_2022 | 0 | Applying baseline and measure water heating efficiencies to the per unit savings from the PSE Business Case: QC_EDITS_Measure Case_Energy Management_2022 | 0 | Full | 0 | 0 | 0 | 1.97 | 0 | 0 | 0 | Measure cost represents incremental cost, default cost of zero | Average of Year 1 and Year 2 from PSE Business Case: QC_EDITS_Measure Case_Energy Management_2022 |  | 100% | 50% | 100% | 1 | 0 | 0 | No applicable non-energy benefitsIncludes PSE NEI data where applicable. | No applicable non-energy benefits | System | System
Pierce County | Manufactured | Water Heat LE 55 Gal | Existing | Home Energy Reports Gas Manufactured Homes - Years 1 and 2 | Home energy reports: 2020, gas | 0 | 2024 | 2050 | 1 | per Home | 0 | 1 | 2 | PSE Business Case: QC_EDITS_Measure Case_Energy Management_2022 | 4.4322 | 2.763% | Applying baseline and measure water heating efficiencies to the per unit savings from the PSE Business Case: QC_EDITS_Measure Case_Energy Management_2022 | 0 | Applying baseline and measure water heating efficiencies to the per unit savings from the PSE Business Case: QC_EDITS_Measure Case_Energy Management_2022 | 0 | Full | 0 | 0 | 0 | 1.97 | 0 | 0 | 0 | Measure cost represents incremental cost, default cost of zero | Average of Year 1 and Year 2 from PSE Business Case: QC_EDITS_Measure Case_Energy Management_2022 |  | 100% | 50% | 100% | 1 | 0 | 0 | No applicable non-energy benefitsIncludes PSE NEI data where applicable. | No applicable non-energy benefits | System | System
Pierce County | Manufactured | Water Heat LE 55 Gal | New | Home Energy Reports Gas Manufactured Homes - Years 1 and 2 | Home energy reports: 2020, gas | 0 | 2024 | 2050 | 1 | per Home | 0 | 1 | 2 | PSE Business Case: QC_EDITS_Measure Case_Energy Management_2022 | 4.2729 | 2.763% | Applying baseline and measure water heating efficiencies to the per unit savings from the PSE Business Case: QC_EDITS_Measure Case_Energy Management_2022 | 0 | Applying baseline and measure water heating efficiencies to the per unit savings from the PSE Business Case: QC_EDITS_Measure Case_Energy Management_2022 | 0 | Full | 0 | 0 | 0 | 1.97 | 0 | 0 | 0 | Measure cost represents incremental cost, default cost of zero | Average of Year 1 and Year 2 from PSE Business Case: QC_EDITS_Measure Case_Energy Management_2022 |  | 100% | 50% | 100% | 1 | 0 | 0 | No applicable non-energy benefitsIncludes PSE NEI data where applicable. | No applicable non-energy benefits | System | System
Pierce County | Manufactured | Water Heat GT 55 Gal | Existing | Home Energy Reports Gas Manufactured Homes - Years 1 and 2 | Home energy reports: 2020, gas | 0 | 2024 | 2050 | 1 | per Home | 0 | 1 | 2 | PSE Business Case: QC_EDITS_Measure Case_Energy Management_2022 | 3.1532 | 2.315% | Applying baseline and measure water heating efficiencies to the per unit savings from the PSE Business Case: QC_EDITS_Measure Case_Energy Management_2022 | 0 | Applying baseline and measure water heating efficiencies to the per unit savings from the PSE Business Case: QC_EDITS_Measure Case_Energy Management_2022 | 0 | Full | 0 | 0 | 0 | 1.97 | 0 | 0 | 0 | Measure cost represents incremental cost, default cost of zero | Average of Year 1 and Year 2 from PSE Business Case: QC_EDITS_Measure Case_Energy Management_2022 |  | 100% | 50% | 100% | 1 | 0 | 0 | No applicable non-energy benefitsIncludes PSE NEI data where applicable. | No applicable non-energy benefits | System | System
Pierce County | Manufactured | Water Heat GT 55 Gal | New | Home Energy Reports Gas Manufactured Homes - Years 1 and 2 | Home energy reports: 2020, gas | 0 | 2024 | 2050 | 1 | per Home | 0 | 1 | 2 | PSE Business Case: QC_EDITS_Measure Case_Energy Management_2022 | 3.1532 | 2.315% | Applying baseline and measure water heating efficiencies to the per unit savings from the PSE Business Case: QC_EDITS_Measure Case_Energy Management_2022 | 0 | Applying baseline and measure water heating efficiencies to the per unit savings from the PSE Business Case: QC_EDITS_Measure Case_Energy Management_2022 | 0 | Full | 0 | 0 | 0 | 1.97 | 0 | 0 | 0 | Measure cost represents incremental cost, default cost of zero | Average of Year 1 and Year 2 from PSE Business Case: QC_EDITS_Measure Case_Energy Management_2022 |  | 100% | 50% | 100% | 1 | 0 | 0 | No applicable non-energy benefitsIncludes PSE NEI data where applicable. | No applicable non-energy benefits | System | System
Pierce County | Manufactured - Highly Impacted | Water Heat LE 55 Gal | Existing | Home Energy Reports Gas Manufactured Homes - Years 1 and 2 | Home energy reports: 2020, gas | 0 | 2024 | 2050 | 1 | per Home | 0 | 1 | 2 | PSE Business Case: QC_EDITS_Measure Case_Energy Management_2022 | 3.779 | 2.763% | Applying baseline and measure water heating efficiencies to the per unit savings from the PSE Business Case: QC_EDITS_Measure Case_Energy Management_2022 | 0 | Applying baseline and measure water heating efficiencies to the per unit savings from the PSE Business Case: QC_EDITS_Measure Case_Energy Management_2022 | 0 | Full | 0 | 0 | 0 | 1.97 | 0 | 0 | 0 | Measure cost represents incremental cost, default cost of zero | Average of Year 1 and Year 2 from PSE Business Case: QC_EDITS_Measure Case_Energy Management_2022 |  | 100% | 50% | 100% | 1 | 0 | 0 | No applicable non-energy benefitsIncludes PSE NEI data where applicable. | No applicable non-energy benefits | System | System
Pierce County | Manufactured - Highly Impacted | Water Heat LE 55 Gal | New | Home Energy Reports Gas Manufactured Homes - Years 1 and 2 | Home energy reports: 2020, gas | 0 | 2024 | 2050 | 1 | per Home | 0 | 1 | 2 | PSE Business Case: QC_EDITS_Measure Case_Energy Management_2022 | 3.6431 | 2.763% | Applying baseline and measure water heating efficiencies to the per unit savings from the PSE Business Case: QC_EDITS_Measure Case_Energy Management_2022 | 0 | Applying baseline and measure water heating efficiencies to the per unit savings from the PSE Business Case: QC_EDITS_Measure Case_Energy Management_2022 | 0 | Full | 0 | 0 | 0 | 1.97 | 0 | 0 | 0 | Measure cost represents incremental cost, default cost of zero | Average of Year 1 and Year 2 from PSE Business Case: QC_EDITS_Measure Case_Energy Management_2022 |  | 100% | 50% | 100% | 1 | 0 | 0 | No applicable non-energy benefitsIncludes PSE NEI data where applicable. | No applicable non-energy benefits | System | System
Pierce County | Manufactured - Highly Impacted | Water Heat GT 55 Gal | Existing | Home Energy Reports Gas Manufactured Homes - Years 1 and 2 | Home energy reports: 2020, gas | 0 | 2024 | 2050 | 1 | per Home | 0 | 1 | 2 | PSE Business Case: QC_EDITS_Measure Case_Energy Management_2022 | 2.6885 | 2.315% | Applying baseline and measure water heating efficiencies to the per unit savings from the PSE Business Case: QC_EDITS_Measure Case_Energy Management_2022 | 0 | Applying baseline and measure water heating efficiencies to the per unit savings from the PSE Business Case: QC_EDITS_Measure Case_Energy Management_2022 | 0 | Full | 0 | 0 | 0 | 1.97 | 0 | 0 | 0 | Measure cost represents incremental cost, default cost of zero | Average of Year 1 and Year 2 from PSE Business Case: QC_EDITS_Measure Case_Energy Management_2022 |  | 100% | 50% | 100% | 1 | 0 | 0 | No applicable non-energy benefitsIncludes PSE NEI data where applicable. | No applicable non-energy benefits | System | System
Pierce County | Manufactured - Highly Impacted | Water Heat GT 55 Gal | New | Home Energy Reports Gas Manufactured Homes - Years 1 and 2 | Home energy reports: 2020, gas | 0 | 2024 | 2050 | 1 | per Home | 0 | 1 | 2 | PSE Business Case: QC_EDITS_Measure Case_Energy Management_2022 | 2.6885 | 2.315% | Applying baseline and measure water heating efficiencies to the per unit savings from the PSE Business Case: QC_EDITS_Measure Case_Energy Management_2022 | 0 | Applying baseline and measure water heating efficiencies to the per unit savings from the PSE Business Case: QC_EDITS_Measure Case_Energy Management_2022 | 0 | Full | 0 | 0 | 0 | 1.97 | 0 | 0 | 0 | Measure cost represents incremental cost, default cost of zero | Average of Year 1 and Year 2 from PSE Business Case: QC_EDITS_Measure Case_Energy Management_2022 |  | 100% | 50% | 100% | 1 | 0 | 0 | No applicable non-energy benefitsIncludes PSE NEI data where applicable. | No applicable non-energy benefits | System | System
Pierce County | Multifamily | Heat Central Gas Boiler | Existing | Low E Storm Window_Single Pane Wood Frame_HZ1_Gas | Heating Energy | 0 | 2024 | 2050 | 36.1897 | per Home | 0 | 1 | 20 | RTF measure workbook ResMFWeatherization_v4_3, for the measure Low E Storm Window_Single Pane Wood Frame_HZ1_Gas | 36.1586 | 8.482% | RTF measure workbook ResMFWeatherization_v4_3, for the measure Low E Storm Window_Single Pane Wood Frame_HZ1_Gas | 0 | RTF measure workbook ResMFWeatherization_v4_3, for the measure Low E Storm Window_Single Pane Wood Frame_HZ1_Gas | 0 | Incremental | 0 | 0 | 0 | 417.1638 | 0 | 0 | 0 | See 'Measure Equipment Cost Source' | RTF measure workbook ResMFWeatherization_v4_3, for the measure Low E Storm Window_Single Pane Wood Frame_HZ1_Gas |  | 100% | 4.838% | 9.551% | 1 | 0 | 0 | See source workbook for details. Includes PSE NEI data where applicable. | RTF measure workbook ResMFWeatherization_v4_3, for the measure Low E Storm Window_Single Pane Wood Frame_HZ1_Gas | System | System
Pierce County | Multifamily - Highly Impacted | Heat Central Gas Boiler | Existing | Low E Storm Window_Single Pane Wood Frame_HZ1_Gas | Heating Energy | 0 | 2024 | 2050 | 33.3408 | per Home | 0 | 1 | 20 | RTF measure workbook ResMFWeatherization_v4_3, for the measure Low E Storm Window_Single Pane Wood Frame_HZ1_Gas | 33.3121 | 9.207% | RTF measure workbook ResMFWeatherization_v4_3, for the measure Low E Storm Window_Single Pane Wood Frame_HZ1_Gas | 0 | RTF measure workbook ResMFWeatherization_v4_3, for the measure Low E Storm Window_Single Pane Wood Frame_HZ1_Gas | 0 | Incremental | 0 | 0 | 0 | 384.3238 | 0 | 0 | 0 | See 'Measure Equipment Cost Source' | RTF measure workbook ResMFWeatherization_v4_3, for the measure Low E Storm Window_Single Pane Wood Frame_HZ1_Gas |  | 100% | 4.838% | 9.551% | 1 | 0 | 0 | See source workbook for details. Includes PSE NEI data where applicable. | RTF measure workbook ResMFWeatherization_v4_3, for the measure Low E Storm Window_Single Pane Wood Frame_HZ1_Gas | System | System
Pierce County | Multifamily | Heat Central Gas Boiler | Existing | Low E Storm Window_Single Pane Metal Frame_HZ1_Gas | Heating Energy | 0 | 2024 | 2050 | 36.1897 | per Home | 0 | 1 | 20 | RTF measure workbook ResMFWeatherization_v4_3, for the measure Low E Storm Window_Single Pane Metal Frame_HZ1_Gas | 46.3622 | 10.88% | RTF measure workbook ResMFWeatherization_v4_3, for the measure Low E Storm Window_Single Pane Metal Frame_HZ1_Gas | 0 | RTF measure workbook ResMFWeatherization_v4_3, for the measure Low E Storm Window_Single Pane Metal Frame_HZ1_Gas | 0 | Incremental | 0 | 0 | 0 | 417.1638 | 0 | 0 | 0 | See 'Measure Equipment Cost Source' | RTF measure workbook ResMFWeatherization_v4_3, for the measure Low E Storm Window_Single Pane Metal Frame_HZ1_Gas |  | 100% | 10.59% | 9.551% | 1 | 0 | 0 | See source workbook for details. Includes PSE NEI data where applicable. | RTF measure workbook ResMFWeatherization_v4_3, for the measure Low E Storm Window_Single Pane Metal Frame_HZ1_Gas | System | System
Pierce County | Multifamily - Highly Impacted | Heat Central Gas Boiler | Existing | Low E Storm Window_Single Pane Metal Frame_HZ1_Gas | Heating Energy | 0 | 2024 | 2050 | 33.3408 | per Home | 0 | 1 | 20 | RTF measure workbook ResMFWeatherization_v4_3, for the measure Low E Storm Window_Single Pane Metal Frame_HZ1_Gas | 42.7124 | 11.8% | RTF measure workbook ResMFWeatherization_v4_3, for the measure Low E Storm Window_Single Pane Metal Frame_HZ1_Gas | 0 | RTF measure workbook ResMFWeatherization_v4_3, for the measure Low E Storm Window_Single Pane Metal Frame_HZ1_Gas | 0 | Incremental | 0 | 0 | 0 | 384.3238 | 0 | 0 | 0 | See 'Measure Equipment Cost Source' | RTF measure workbook ResMFWeatherization_v4_3, for the measure Low E Storm Window_Single Pane Metal Frame_HZ1_Gas |  | 100% | 10.59% | 9.551% | 1 | 0 | 0 | See source workbook for details. Includes PSE NEI data where applicable. | RTF measure workbook ResMFWeatherization_v4_3, for the measure Low E Storm Window_Single Pane Metal Frame_HZ1_Gas | System | System
Pierce County | Multifamily | Heat Central Gas Boiler | Existing | Low E Storm Window_Double Pane Metal Frame_HZ1_Gas | Heating Energy | 0 | 2024 | 2050 | 36.1897 | per Home | 0 | 1 | 20 | RTF measure workbook ResMFWeatherization_v4_3, for the measure Low E Storm Window_Double Pane Metal Frame_HZ1_Gas | 23.4554 | 5.502% | RTF measure workbook ResMFWeatherization_v4_3, for the measure Low E Storm Window_Double Pane Metal Frame_HZ1_Gas | 0 | RTF measure workbook ResMFWeatherization_v4_3, for the measure Low E Storm Window_Double Pane Metal Frame_HZ1_Gas | 0 | Incremental | 0 | 0 | 0 | 417.1638 | 0 | 0 | 0 | See 'Measure Equipment Cost Source' | RTF measure workbook ResMFWeatherization_v4_3, for the measure Low E Storm Window_Double Pane Metal Frame_HZ1_Gas |  | 100% | 40.47% | 40.45% | 1 | 0 | 0 | See source workbook for details. Includes PSE NEI data where applicable. | RTF measure workbook ResMFWeatherization_v4_3, for the measure Low E Storm Window_Double Pane Metal Frame_HZ1_Gas | System | System
Pierce County | Multifamily - Highly Impacted | Heat Central Gas Boiler | Existing | Low E Storm Window_Double Pane Metal Frame_HZ1_Gas | Heating Energy | 0 | 2024 | 2050 | 33.3408 | per Home | 0 | 1 | 20 | RTF measure workbook ResMFWeatherization_v4_3, for the measure Low E Storm Window_Double Pane Metal Frame_HZ1_Gas | 21.609 | 5.972% | RTF measure workbook ResMFWeatherization_v4_3, for the measure Low E Storm Window_Double Pane Metal Frame_HZ1_Gas | 0 | RTF measure workbook ResMFWeatherization_v4_3, for the measure Low E Storm Window_Double Pane Metal Frame_HZ1_Gas | 0 | Incremental | 0 | 0 | 0 | 384.3238 | 0 | 0 | 0 | See 'Measure Equipment Cost Source' | RTF measure workbook ResMFWeatherization_v4_3, for the measure Low E Storm Window_Double Pane Metal Frame_HZ1_Gas |  | 100% | 40.47% | 40.45% | 1 | 0 | 0 | See source workbook for details. Includes PSE NEI data where applicable. | RTF measure workbook ResMFWeatherization_v4_3, for the measure Low E Storm Window_Double Pane Metal Frame_HZ1_Gas | System | System
Pierce County | Multifamily | Heat Central Gas Furnace | Existing | Low E Storm Window_Single Pane Wood Frame_HZ1_Gas | Heating Energy | 0 | 2024 | 2050 | 36.1897 | per Home | 0 | 1 | 20 | RTF measure workbook ResMFWeatherization_v4_3, for the measure Low E Storm Window_Single Pane Wood Frame_HZ1_Gas | 26.6656 | 8.482% | RTF measure workbook ResMFWeatherization_v4_3, for the measure Low E Storm Window_Single Pane Wood Frame_HZ1_Gas | 0 | RTF measure workbook ResMFWeatherization_v4_3, for the measure Low E Storm Window_Single Pane Wood Frame_HZ1_Gas | 0 | Incremental | 0 | 0 | 0 | 417.1638 | 0 | 0 | 0 | See 'Measure Equipment Cost Source' | RTF measure workbook ResMFWeatherization_v4_3, for the measure Low E Storm Window_Single Pane Wood Frame_HZ1_Gas |  | 100% | 4.838% | 9.551% | 1 | 0 | 0 | See source workbook for details. Includes PSE NEI data where applicable. | RTF measure workbook ResMFWeatherization_v4_3, for the measure Low E Storm Window_Single Pane Wood Frame_HZ1_Gas | System | System
Pierce County | Multifamily - Highly Impacted | Heat Central Gas Furnace | Existing | Low E Storm Window_Single Pane Wood Frame_HZ1_Gas | Heating Energy | 0 | 2024 | 2050 | 33.3408 | per Home | 0 | 1 | 20 | RTF measure workbook ResMFWeatherization_v4_3, for the measure Low E Storm Window_Single Pane Wood Frame_HZ1_Gas | 24.5664 | 9.207% | RTF measure workbook ResMFWeatherization_v4_3, for the measure Low E Storm Window_Single Pane Wood Frame_HZ1_Gas | 0 | RTF measure workbook ResMFWeatherization_v4_3, for the measure Low E Storm Window_Single Pane Wood Frame_HZ1_Gas | 0 | Incremental | 0 | 0 | 0 | 384.3238 | 0 | 0 | 0 | See 'Measure Equipment Cost Source' | RTF measure workbook ResMFWeatherization_v4_3, for the measure Low E Storm Window_Single Pane Wood Frame_HZ1_Gas |  | 100% | 4.838% | 9.551% | 1 | 0 | 0 | See source workbook for details. Includes PSE NEI data where applicable. | RTF measure workbook ResMFWeatherization_v4_3, for the measure Low E Storm Window_Single Pane Wood Frame_HZ1_Gas | System | System
Pierce County | Multifamily | Heat Central Gas Furnace | Existing | Low E Storm Window_Single Pane Metal Frame_HZ1_Gas | Heating Energy | 0 | 2024 | 2050 | 36.1897 | per Home | 0 | 1 | 20 | RTF measure workbook ResMFWeatherization_v4_3, for the measure Low E Storm Window_Single Pane Metal Frame_HZ1_Gas | 34.1904 | 10.88% | RTF measure workbook ResMFWeatherization_v4_3, for the measure Low E Storm Window_Single Pane Metal Frame_HZ1_Gas | 0 | RTF measure workbook ResMFWeatherization_v4_3, for the measure Low E Storm Window_Single Pane Metal Frame_HZ1_Gas | 0 | Incremental | 0 | 0 | 0 | 417.1638 | 0 | 0 | 0 | See 'Measure Equipment Cost Source' | RTF measure workbook ResMFWeatherization_v4_3, for the measure Low E Storm Window_Single Pane Metal Frame_HZ1_Gas |  | 100% | 10.59% | 9.551% | 1 | 0 | 0 | See source workbook for details. Includes PSE NEI data where applicable. | RTF measure workbook ResMFWeatherization_v4_3, for the measure Low E Storm Window_Single Pane Metal Frame_HZ1_Gas | System | System
Pierce County | Multifamily - Highly Impacted | Heat Central Gas Furnace | Existing | Low E Storm Window_Single Pane Metal Frame_HZ1_Gas | Heating Energy | 0 | 2024 | 2050 | 33.3408 | per Home | 0 | 1 | 20 | RTF measure workbook ResMFWeatherization_v4_3, for the measure Low E Storm Window_Single Pane Metal Frame_HZ1_Gas | 31.4988 | 11.8% | RTF measure workbook ResMFWeatherization_v4_3, for the measure Low E Storm Window_Single Pane Metal Frame_HZ1_Gas | 0 | RTF measure workbook ResMFWeatherization_v4_3, for the measure Low E Storm Window_Single Pane Metal Frame_HZ1_Gas | 0 | Incremental | 0 | 0 | 0 | 384.3238 | 0 | 0 | 0 | See 'Measure Equipment Cost Source' | RTF measure workbook ResMFWeatherization_v4_3, for the measure Low E Storm Window_Single Pane Metal Frame_HZ1_Gas |  | 100% | 10.59% | 9.551% | 1 | 0 | 0 | See source workbook for details. Includes PSE NEI data where applicable. | RTF measure workbook ResMFWeatherization_v4_3, for the measure Low E Storm Window_Single Pane Metal Frame_HZ1_Gas | System | System
Pierce County | Multifamily | Heat Central Gas Furnace | Existing | Low E Storm Window_Double Pane Metal Frame_HZ1_Gas | Heating Energy | 0 | 2024 | 2050 | 36.1897 | per Home | 0 | 1 | 20 | RTF measure workbook ResMFWeatherization_v4_3, for the measure Low E Storm Window_Double Pane Metal Frame_HZ1_Gas | 17.2975 | 5.502% | RTF measure workbook ResMFWeatherization_v4_3, for the measure Low E Storm Window_Double Pane Metal Frame_HZ1_Gas | 0 | RTF measure workbook ResMFWeatherization_v4_3, for the measure Low E Storm Window_Double Pane Metal Frame_HZ1_Gas | 0 | Incremental | 0 | 0 | 0 | 417.1638 | 0 | 0 | 0 | See 'Measure Equipment Cost Source' | RTF measure workbook ResMFWeatherization_v4_3, for the measure Low E Storm Window_Double Pane Metal Frame_HZ1_Gas |  | 100% | 40.47% | 40.45% | 1 | 0 | 0 | See source workbook for details. Includes PSE NEI data where applicable. | RTF measure workbook ResMFWeatherization_v4_3, for the measure Low E Storm Window_Double Pane Metal Frame_HZ1_Gas | System | System
Pierce County | Multifamily - Highly Impacted | Heat Central Gas Furnace | Existing | Low E Storm Window_Double Pane Metal Frame_HZ1_Gas | Heating Energy | 0 | 2024 | 2050 | 33.3408 | per Home | 0 | 1 | 20 | RTF measure workbook ResMFWeatherization_v4_3, for the measure Low E Storm Window_Double Pane Metal Frame_HZ1_Gas | 15.9358 | 5.972% | RTF measure workbook ResMFWeatherization_v4_3, for the measure Low E Storm Window_Double Pane Metal Frame_HZ1_Gas | 0 | RTF measure workbook ResMFWeatherization_v4_3, for the measure Low E Storm Window_Double Pane Metal Frame_HZ1_Gas | 0 | Incremental | 0 | 0 | 0 | 384.3238 | 0 | 0 | 0 | See 'Measure Equipment Cost Source' | RTF measure workbook ResMFWeatherization_v4_3, for the measure Low E Storm Window_Double Pane Metal Frame_HZ1_Gas |  | 100% | 40.47% | 40.45% | 1 | 0 | 0 | See source workbook for details. Includes PSE NEI data where applicable. | RTF measure workbook ResMFWeatherization_v4_3, for the measure Low E Storm Window_Double Pane Metal Frame_HZ1_Gas | System | System
Pierce County | Multifamily | Heat Room Gas | Existing | Low E Storm Window_Single Pane Wood Frame_HZ1_Gas | Heating Energy | 0 | 2024 | 2050 | 36.1897 | per Home | 0 | 1 | 20 | RTF measure workbook ResMFWeatherization_v4_3, for the measure Low E Storm Window_Single Pane Wood Frame_HZ1_Gas | 27.3567 | 8.482% | RTF measure workbook ResMFWeatherization_v4_3, for the measure Low E Storm Window_Single Pane Wood Frame_HZ1_Gas | 0 | RTF measure workbook ResMFWeatherization_v4_3, for the measure Low E Storm Window_Single Pane Wood Frame_HZ1_Gas | 0 | Incremental | 0 | 0 | 0 | 417.1638 | 0 | 0 | 0 | See 'Measure Equipment Cost Source' | RTF measure workbook ResMFWeatherization_v4_3, for the measure Low E Storm Window_Single Pane Wood Frame_HZ1_Gas |  | 100% | 1.015% | 9.551% | 1 | 0 | 0 | See source workbook for details. Includes PSE NEI data where applicable. | RTF measure workbook ResMFWeatherization_v4_3, for the measure Low E Storm Window_Single Pane Wood Frame_HZ1_Gas | System | System
Pierce County | Multifamily - Highly Impacted | Heat Room Gas | Existing | Low E Storm Window_Single Pane Wood Frame_HZ1_Gas | Heating Energy | 0 | 2024 | 2050 | 33.3408 | per Home | 0 | 1 | 20 | RTF measure workbook ResMFWeatherization_v4_3, for the measure Low E Storm Window_Single Pane Wood Frame_HZ1_Gas | 25.2031 | 9.207% | RTF measure workbook ResMFWeatherization_v4_3, for the measure Low E Storm Window_Single Pane Wood Frame_HZ1_Gas | 0 | RTF measure workbook ResMFWeatherization_v4_3, for the measure Low E Storm Window_Single Pane Wood Frame_HZ1_Gas | 0 | Incremental | 0 | 0 | 0 | 384.3238 | 0 | 0 | 0 | See 'Measure Equipment Cost Source' | RTF measure workbook ResMFWeatherization_v4_3, for the measure Low E Storm Window_Single Pane Wood Frame_HZ1_Gas |  | 100% | 1.015% | 9.551% | 1 | 0 | 0 | See source workbook for details. Includes PSE NEI data where applicable. | RTF measure workbook ResMFWeatherization_v4_3, for the measure Low E Storm Window_Single Pane Wood Frame_HZ1_Gas | System | System
Pierce County | Multifamily | Heat Room Gas | Existing | Low E Storm Window_Single Pane Metal Frame_HZ1_Gas | Heating Energy | 0 | 2024 | 2050 | 36.1897 | per Home | 0 | 1 | 20 | RTF measure workbook ResMFWeatherization_v4_3, for the measure Low E Storm Window_Single Pane Metal Frame_HZ1_Gas | 35.0765 | 10.88% | RTF measure workbook ResMFWeatherization_v4_3, for the measure Low E Storm Window_Single Pane Metal Frame_HZ1_Gas | 0 | RTF measure workbook ResMFWeatherization_v4_3, for the measure Low E Storm Window_Single Pane Metal Frame_HZ1_Gas | 0 | Incremental | 0 | 0 | 0 | 417.1638 | 0 | 0 | 0 | See 'Measure Equipment Cost Source' | RTF measure workbook ResMFWeatherization_v4_3, for the measure Low E Storm Window_Single Pane Metal Frame_HZ1_Gas |  | 100% | 7.616% | 9.551% | 1 | 0 | 0 | See source workbook for details. Includes PSE NEI data where applicable. | RTF measure workbook ResMFWeatherization_v4_3, for the measure Low E Storm Window_Single Pane Metal Frame_HZ1_Gas | System | System
Pierce County | Multifamily - Highly Impacted | Heat Room Gas | Existing | Low E Storm Window_Single Pane Metal Frame_HZ1_Gas | Heating Energy | 0 | 2024 | 2050 | 33.3408 | per Home | 0 | 1 | 20 | RTF measure workbook ResMFWeatherization_v4_3, for the measure Low E Storm Window_Single Pane Metal Frame_HZ1_Gas | 32.3152 | 11.8% | RTF measure workbook ResMFWeatherization_v4_3, for the measure Low E Storm Window_Single Pane Metal Frame_HZ1_Gas | 0 | RTF measure workbook ResMFWeatherization_v4_3, for the measure Low E Storm Window_Single Pane Metal Frame_HZ1_Gas | 0 | Incremental | 0 | 0 | 0 | 384.3238 | 0 | 0 | 0 | See 'Measure Equipment Cost Source' | RTF measure workbook ResMFWeatherization_v4_3, for the measure Low E Storm Window_Single Pane Metal Frame_HZ1_Gas |  | 100% | 7.616% | 9.551% | 1 | 0 | 0 | See source workbook for details. Includes PSE NEI data where applicable. | RTF measure workbook ResMFWeatherization_v4_3, for the measure Low E Storm Window_Single Pane Metal Frame_HZ1_Gas | System | System
Pierce County | Multifamily | Heat Room Gas | Existing | Low E Storm Window_Double Pane Metal Frame_HZ1_Gas | Heating Energy | 0 | 2024 | 2050 | 36.1897 | per Home | 0 | 1 | 20 | RTF measure workbook ResMFWeatherization_v4_3, for the measure Low E Storm Window_Double Pane Metal Frame_HZ1_Gas | 17.7458 | 5.502% | RTF measure workbook ResMFWeatherization_v4_3, for the measure Low E Storm Window_Double Pane Metal Frame_HZ1_Gas | 0 | RTF measure workbook ResMFWeatherization_v4_3, for the measure Low E Storm Window_Double Pane Metal Frame_HZ1_Gas | 0 | Incremental | 0 | 0 | 0 | 417.1638 | 0 | 0 | 0 | See 'Measure Equipment Cost Source' | RTF measure workbook ResMFWeatherization_v4_3, for the measure Low E Storm Window_Double Pane Metal Frame_HZ1_Gas |  | 100% | 18.99% | 40.45% | 1 | 0 | 0 | See source workbook for details. Includes PSE NEI data where applicable. | RTF measure workbook ResMFWeatherization_v4_3, for the measure Low E Storm Window_Double Pane Metal Frame_HZ1_Gas | System | System
Pierce County | Multifamily - Highly Impacted | Heat Room Gas | Existing | Low E Storm Window_Double Pane Metal Frame_HZ1_Gas | Heating Energy | 0 | 2024 | 2050 | 33.3408 | per Home | 0 | 1 | 20 | RTF measure workbook ResMFWeatherization_v4_3, for the measure Low E Storm Window_Double Pane Metal Frame_HZ1_Gas | 16.3488 | 5.972% | RTF measure workbook ResMFWeatherization_v4_3, for the measure Low E Storm Window_Double Pane Metal Frame_HZ1_Gas | 0 | RTF measure workbook ResMFWeatherization_v4_3, for the measure Low E Storm Window_Double Pane Metal Frame_HZ1_Gas | 0 | Incremental | 0 | 0 | 0 | 384.3238 | 0 | 0 | 0 | See 'Measure Equipment Cost Source' | RTF measure workbook ResMFWeatherization_v4_3, for the measure Low E Storm Window_Double Pane Metal Frame_HZ1_Gas |  | 100% | 18.99% | 40.45% | 1 | 0 | 0 | See source workbook for details. Includes PSE NEI data where applicable. | RTF measure workbook ResMFWeatherization_v4_3, for the measure Low E Storm Window_Double Pane Metal Frame_HZ1_Gas | System | System
Pierce County | Single Family | Heat Central Gas Boiler | Existing | Windows - Add a Low-e Storm Window to an existing Single Paned Window - Heating Zone 1 (Gas FAF - Non-Condensing) | Gas Heating and Cooling | 0 | 2024 | 2050 | 173.9813 | per Home | 0 | 1 | 20 | RTF measure workbook ResSFWx_v4_4, for the measure Windows - Add a Low-e Storm Window to an existing Single Paned Window - Heating Zone 1 (Gas FAF - Non-Condensing) | 76.8495 | 11.89% | RTF measure workbook ResSFWx_v4_4, for the measure Windows - Add a Low-e Storm Window to an existing Single Paned Window - Heating Zone 1 (Gas FAF - Non-Condensing) | 111.3346 | RTF measure workbook ResSFWx_v4_4, for the measure Windows - Add a Low-e Storm Window to an existing Single Paned Window - Heating Zone 1 (Gas FAF - Non-Condensing) | 0 | Incremental | 0 | 0 | 0 | 2001.7471 | 0 | 0 | 0 | See 'Measure Equipment Cost Source' | RTF measure workbook ResSFWx_v4_4, for the measure Windows - Add a Low-e Storm Window to an existing Single Paned Window - Heating Zone 1 (Gas FAF - Non-Condensing) |  | 100% | 6.508% | 20.95% | 1 | 0 | 0 | See source workbook for details. Includes PSE NEI data where applicable. | RTF measure workbook ResSFWx_v4_4, for the measure Windows - Add a Low-e Storm Window to an existing Single Paned Window - Heating Zone 1 (Gas FAF - Non-Condensing) | System | System
Pierce County | Single Family - Highly Impacted | Heat Central Gas Boiler | Existing | Windows - Add a Low-e Storm Window to an existing Single Paned Window - Heating Zone 1 (Gas FAF - Non-Condensing) | Gas Heating and Cooling | 0 | 2024 | 2050 | 157.6097 | per Home | 0 | 1 | 20 | RTF measure workbook ResSFWx_v4_4, for the measure Windows - Add a Low-e Storm Window to an existing Single Paned Window - Heating Zone 1 (Gas FAF - Non-Condensing) | 69.618 | 14.97% | RTF measure workbook ResSFWx_v4_4, for the measure Windows - Add a Low-e Storm Window to an existing Single Paned Window - Heating Zone 1 (Gas FAF - Non-Condensing) | 100.858 | RTF measure workbook ResSFWx_v4_4, for the measure Windows - Add a Low-e Storm Window to an existing Single Paned Window - Heating Zone 1 (Gas FAF - Non-Condensing) | 0 | Incremental | 0 | 0 | 0 | 1813.3825 | 0 | 0 | 0 | See 'Measure Equipment Cost Source' | RTF measure workbook ResSFWx_v4_4, for the measure Windows - Add a Low-e Storm Window to an existing Single Paned Window - Heating Zone 1 (Gas FAF - Non-Condensing) |  | 100% | 6.508% | 20.95% | 1 | 0 | 0 | See source workbook for details. Includes PSE NEI data where applicable. | RTF measure workbook ResSFWx_v4_4, for the measure Windows - Add a Low-e Storm Window to an existing Single Paned Window - Heating Zone 1 (Gas FAF - Non-Condensing) | System | System
Pierce County | Single Family | Heat Central Gas Furnace | Existing | Windows - Add a Low-e Storm Window to an existing Single Paned Window - Heating Zone 1 (Gas FAF - Non-Condensing) | Gas Heating and Cooling | 0 | 2024 | 2050 | 173.9813 | per Home | 0 | 1 | 20 | RTF measure workbook ResSFWx_v4_4, for the measure Windows - Add a Low-e Storm Window to an existing Single Paned Window - Heating Zone 1 (Gas FAF - Non-Condensing) | 56.6736 | 11.89% | RTF measure workbook ResSFWx_v4_4, for the measure Windows - Add a Low-e Storm Window to an existing Single Paned Window - Heating Zone 1 (Gas FAF - Non-Condensing) | 111.3346 | RTF measure workbook ResSFWx_v4_4, for the measure Windows - Add a Low-e Storm Window to an existing Single Paned Window - Heating Zone 1 (Gas FAF - Non-Condensing) | 0 | Incremental | 0 | 0 | 0 | 2001.7471 | 0 | 0 | 0 | See 'Measure Equipment Cost Source' | RTF measure workbook ResSFWx_v4_4, for the measure Windows - Add a Low-e Storm Window to an existing Single Paned Window - Heating Zone 1 (Gas FAF - Non-Condensing) |  | 100% | 6.508% | 20.95% | 1 | 0 | 0 | See source workbook for details. Includes PSE NEI data where applicable. | RTF measure workbook ResSFWx_v4_4, for the measure Windows - Add a Low-e Storm Window to an existing Single Paned Window - Heating Zone 1 (Gas FAF - Non-Condensing) | System | System
Pierce County | Single Family - Highly Impacted | Heat Central Gas Furnace | Existing | Windows - Add a Low-e Storm Window to an existing Single Paned Window - Heating Zone 1 (Gas FAF - Non-Condensing) | Gas Heating and Cooling | 0 | 2024 | 2050 | 157.6097 | per Home | 0 | 1 | 20 | RTF measure workbook ResSFWx_v4_4, for the measure Windows - Add a Low-e Storm Window to an existing Single Paned Window - Heating Zone 1 (Gas FAF - Non-Condensing) | 51.3406 | 14.97% | RTF measure workbook ResSFWx_v4_4, for the measure Windows - Add a Low-e Storm Window to an existing Single Paned Window - Heating Zone 1 (Gas FAF - Non-Condensing) | 100.858 | RTF measure workbook ResSFWx_v4_4, for the measure Windows - Add a Low-e Storm Window to an existing Single Paned Window - Heating Zone 1 (Gas FAF - Non-Condensing) | 0 | Incremental | 0 | 0 | 0 | 1813.3825 | 0 | 0 | 0 | See 'Measure Equipment Cost Source' | RTF measure workbook ResSFWx_v4_4, for the measure Windows - Add a Low-e Storm Window to an existing Single Paned Window - Heating Zone 1 (Gas FAF - Non-Condensing) |  | 100% | 6.508% | 20.95% | 1 | 0 | 0 | See source workbook for details. Includes PSE NEI data where applicable. | RTF measure workbook ResSFWx_v4_4, for the measure Windows - Add a Low-e Storm Window to an existing Single Paned Window - Heating Zone 1 (Gas FAF - Non-Condensing) | System | System
Pierce County | Single Family | Heat Room Gas | Existing | Windows - Add a Low-e Storm Window to an existing Single Paned Window - Heating Zone 1 (Gas FAF - Non-Condensing) | Gas Heating and Cooling | 0 | 2024 | 2050 | 173.9813 | per Home | 0 | 1 | 20 | RTF measure workbook ResSFWx_v4_4, for the measure Windows - Add a Low-e Storm Window to an existing Single Paned Window - Heating Zone 1 (Gas FAF - Non-Condensing) | 58.1424 | 11.89% | RTF measure workbook ResSFWx_v4_4, for the measure Windows - Add a Low-e Storm Window to an existing Single Paned Window - Heating Zone 1 (Gas FAF - Non-Condensing) | 111.3346 | RTF measure workbook ResSFWx_v4_4, for the measure Windows - Add a Low-e Storm Window to an existing Single Paned Window - Heating Zone 1 (Gas FAF - Non-Condensing) | 0 | Incremental | 0 | 0 | 0 | 2001.7471 | 0 | 0 | 0 | See 'Measure Equipment Cost Source' | RTF measure workbook ResSFWx_v4_4, for the measure Windows - Add a Low-e Storm Window to an existing Single Paned Window - Heating Zone 1 (Gas FAF - Non-Condensing) |  | 100% | 6.508% | 20.95% | 1 | 0 | 0 | See source workbook for details. Includes PSE NEI data where applicable. | RTF measure workbook ResSFWx_v4_4, for the measure Windows - Add a Low-e Storm Window to an existing Single Paned Window - Heating Zone 1 (Gas FAF - Non-Condensing) | System | System
Pierce County | Single Family - Highly Impacted | Heat Room Gas | Existing | Windows - Add a Low-e Storm Window to an existing Single Paned Window - Heating Zone 1 (Gas FAF - Non-Condensing) | Gas Heating and Cooling | 0 | 2024 | 2050 | 157.6097 | per Home | 0 | 1 | 20 | RTF measure workbook ResSFWx_v4_4, for the measure Windows - Add a Low-e Storm Window to an existing Single Paned Window - Heating Zone 1 (Gas FAF - Non-Condensing) | 52.6712 | 14.97% | RTF measure workbook ResSFWx_v4_4, for the measure Windows - Add a Low-e Storm Window to an existing Single Paned Window - Heating Zone 1 (Gas FAF - Non-Condensing) | 100.858 | RTF measure workbook ResSFWx_v4_4, for the measure Windows - Add a Low-e Storm Window to an existing Single Paned Window - Heating Zone 1 (Gas FAF - Non-Condensing) | 0 | Incremental | 0 | 0 | 0 | 1813.3825 | 0 | 0 | 0 | See 'Measure Equipment Cost Source' | RTF measure workbook ResSFWx_v4_4, for the measure Windows - Add a Low-e Storm Window to an existing Single Paned Window - Heating Zone 1 (Gas FAF - Non-Condensing) |  | 100% | 6.508% | 20.95% | 1 | 0 | 0 | See source workbook for details. Includes PSE NEI data where applicable. | RTF measure workbook ResSFWx_v4_4, for the measure Windows - Add a Low-e Storm Window to an existing Single Paned Window - Heating Zone 1 (Gas FAF - Non-Condensing) | System | System
Pierce County | Single Family | Heat Central Gas Boiler | Existing | Windows - Add a Low-e Storm Window to an existing Double Paned Window - Heating Zone 1 (Gas FAF - Non-Condensing) | Gas Heating and Cooling | 0 | 2024 | 2050 | 173.9813 | per Home | 0 | 1 | 20 | RTF measure workbook ResSFWx_v4_4, for the measure Windows - Add a Low-e Storm Window to an existing Double Paned Window - Heating Zone 1 (Gas FAF - Non-Condensing) | 50.3813 | 7.794% | RTF measure workbook ResSFWx_v4_4, for the measure Windows - Add a Low-e Storm Window to an existing Double Paned Window - Heating Zone 1 (Gas FAF - Non-Condensing) | 78.45 | RTF measure workbook ResSFWx_v4_4, for the measure Windows - Add a Low-e Storm Window to an existing Double Paned Window - Heating Zone 1 (Gas FAF - Non-Condensing) | 0 | Incremental | 0 | 0 | 0 | 2001.7471 | 0 | 0 | 0 | See 'Measure Equipment Cost Source' | RTF measure workbook ResSFWx_v4_4, for the measure Windows - Add a Low-e Storm Window to an existing Double Paned Window - Heating Zone 1 (Gas FAF - Non-Condensing) |  | 100% | 26.38% | 78.77% | 1 | 0 | 0 | See source workbook for details. Includes PSE NEI data where applicable. | RTF measure workbook ResSFWx_v4_4, for the measure Windows - Add a Low-e Storm Window to an existing Double Paned Window - Heating Zone 1 (Gas FAF - Non-Condensing) | System | System
Pierce County | Single Family - Highly Impacted | Heat Central Gas Boiler | Existing | Windows - Add a Low-e Storm Window to an existing Double Paned Window - Heating Zone 1 (Gas FAF - Non-Condensing) | Gas Heating and Cooling | 0 | 2024 | 2050 | 157.6097 | per Home | 0 | 1 | 20 | RTF measure workbook ResSFWx_v4_4, for the measure Windows - Add a Low-e Storm Window to an existing Double Paned Window - Heating Zone 1 (Gas FAF - Non-Condensing) | 45.6404 | 9.815% | RTF measure workbook ResSFWx_v4_4, for the measure Windows - Add a Low-e Storm Window to an existing Double Paned Window - Heating Zone 1 (Gas FAF - Non-Condensing) | 71.0678 | RTF measure workbook ResSFWx_v4_4, for the measure Windows - Add a Low-e Storm Window to an existing Double Paned Window - Heating Zone 1 (Gas FAF - Non-Condensing) | 0 | Incremental | 0 | 0 | 0 | 1813.3825 | 0 | 0 | 0 | See 'Measure Equipment Cost Source' | RTF measure workbook ResSFWx_v4_4, for the measure Windows - Add a Low-e Storm Window to an existing Double Paned Window - Heating Zone 1 (Gas FAF - Non-Condensing) |  | 100% | 26.38% | 78.77% | 1 | 0 | 0 | See source workbook for details. Includes PSE NEI data where applicable. | RTF measure workbook ResSFWx_v4_4, for the measure Windows - Add a Low-e Storm Window to an existing Double Paned Window - Heating Zone 1 (Gas FAF - Non-Condensing) | System | System
Pierce County | Single Family | Heat Central Gas Furnace | Existing | Windows - Add a Low-e Storm Window to an existing Double Paned Window - Heating Zone 1 (Gas FAF - Non-Condensing) | Gas Heating and Cooling | 0 | 2024 | 2050 | 173.9813 | per Home | 0 | 1 | 20 | RTF measure workbook ResSFWx_v4_4, for the measure Windows - Add a Low-e Storm Window to an existing Double Paned Window - Heating Zone 1 (Gas FAF - Non-Condensing) | 37.1543 | 7.794% | RTF measure workbook ResSFWx_v4_4, for the measure Windows - Add a Low-e Storm Window to an existing Double Paned Window - Heating Zone 1 (Gas FAF - Non-Condensing) | 78.45 | RTF measure workbook ResSFWx_v4_4, for the measure Windows - Add a Low-e Storm Window to an existing Double Paned Window - Heating Zone 1 (Gas FAF - Non-Condensing) | 0 | Incremental | 0 | 0 | 0 | 2001.7471 | 0 | 0 | 0 | See 'Measure Equipment Cost Source' | RTF measure workbook ResSFWx_v4_4, for the measure Windows - Add a Low-e Storm Window to an existing Double Paned Window - Heating Zone 1 (Gas FAF - Non-Condensing) |  | 100% | 26.38% | 78.77% | 1 | 0 | 0 | See source workbook for details. Includes PSE NEI data where applicable. | RTF measure workbook ResSFWx_v4_4, for the measure Windows - Add a Low-e Storm Window to an existing Double Paned Window - Heating Zone 1 (Gas FAF - Non-Condensing) | System | System
Pierce County | Single Family - Highly Impacted | Heat Central Gas Furnace | Existing | Windows - Add a Low-e Storm Window to an existing Double Paned Window - Heating Zone 1 (Gas FAF - Non-Condensing) | Gas Heating and Cooling | 0 | 2024 | 2050 | 157.6097 | per Home | 0 | 1 | 20 | RTF measure workbook ResSFWx_v4_4, for the measure Windows - Add a Low-e Storm Window to an existing Double Paned Window - Heating Zone 1 (Gas FAF - Non-Condensing) | 33.6581 | 9.815% | RTF measure workbook ResSFWx_v4_4, for the measure Windows - Add a Low-e Storm Window to an existing Double Paned Window - Heating Zone 1 (Gas FAF - Non-Condensing) | 71.0678 | RTF measure workbook ResSFWx_v4_4, for the measure Windows - Add a Low-e Storm Window to an existing Double Paned Window - Heating Zone 1 (Gas FAF - Non-Condensing) | 0 | Incremental | 0 | 0 | 0 | 1813.3825 | 0 | 0 | 0 | See 'Measure Equipment Cost Source' | RTF measure workbook ResSFWx_v4_4, for the measure Windows - Add a Low-e Storm Window to an existing Double Paned Window - Heating Zone 1 (Gas FAF - Non-Condensing) |  | 100% | 26.38% | 78.77% | 1 | 0 | 0 | See source workbook for details. Includes PSE NEI data where applicable. | RTF measure workbook ResSFWx_v4_4, for the measure Windows - Add a Low-e Storm Window to an existing Double Paned Window - Heating Zone 1 (Gas FAF - Non-Condensing) | System | System
Pierce County | Single Family | Heat Room Gas | Existing | Windows - Add a Low-e Storm Window to an existing Double Paned Window - Heating Zone 1 (Gas FAF - Non-Condensing) | Gas Heating and Cooling | 0 | 2024 | 2050 | 173.9813 | per Home | 0 | 1 | 20 | RTF measure workbook ResSFWx_v4_4, for the measure Windows - Add a Low-e Storm Window to an existing Double Paned Window - Heating Zone 1 (Gas FAF - Non-Condensing) | 38.1173 | 7.794% | RTF measure workbook ResSFWx_v4_4, for the measure Windows - Add a Low-e Storm Window to an existing Double Paned Window - Heating Zone 1 (Gas FAF - Non-Condensing) | 78.45 | RTF measure workbook ResSFWx_v4_4, for the measure Windows - Add a Low-e Storm Window to an existing Double Paned Window - Heating Zone 1 (Gas FAF - Non-Condensing) | 0 | Incremental | 0 | 0 | 0 | 2001.7471 | 0 | 0 | 0 | See 'Measure Equipment Cost Source' | RTF measure workbook ResSFWx_v4_4, for the measure Windows - Add a Low-e Storm Window to an existing Double Paned Window - Heating Zone 1 (Gas FAF - Non-Condensing) |  | 100% | 26.38% | 78.77% | 1 | 0 | 0 | See source workbook for details. Includes PSE NEI data where applicable. | RTF measure workbook ResSFWx_v4_4, for the measure Windows - Add a Low-e Storm Window to an existing Double Paned Window - Heating Zone 1 (Gas FAF - Non-Condensing) | System | System
Pierce County | Single Family - Highly Impacted | Heat Room Gas | Existing | Windows - Add a Low-e Storm Window to an existing Double Paned Window - Heating Zone 1 (Gas FAF - Non-Condensing) | Gas Heating and Cooling | 0 | 2024 | 2050 | 157.6097 | per Home | 0 | 1 | 20 | RTF measure workbook ResSFWx_v4_4, for the measure Windows - Add a Low-e Storm Window to an existing Double Paned Window - Heating Zone 1 (Gas FAF - Non-Condensing) | 34.5304 | 9.815% | RTF measure workbook ResSFWx_v4_4, for the measure Windows - Add a Low-e Storm Window to an existing Double Paned Window - Heating Zone 1 (Gas FAF - Non-Condensing) | 71.0678 | RTF measure workbook ResSFWx_v4_4, for the measure Windows - Add a Low-e Storm Window to an existing Double Paned Window - Heating Zone 1 (Gas FAF - Non-Condensing) | 0 | Incremental | 0 | 0 | 0 | 1813.3825 | 0 | 0 | 0 | See 'Measure Equipment Cost Source' | RTF measure workbook ResSFWx_v4_4, for the measure Windows - Add a Low-e Storm Window to an existing Double Paned Window - Heating Zone 1 (Gas FAF - Non-Condensing) |  | 100% | 26.38% | 78.77% | 1 | 0 | 0 | See source workbook for details. Includes PSE NEI data where applicable. | RTF measure workbook ResSFWx_v4_4, for the measure Windows - Add a Low-e Storm Window to an existing Double Paned Window - Heating Zone 1 (Gas FAF - Non-Condensing) | System | System
Pierce County | Manufactured | Heat Central Gas Boiler | Existing | Non-Condensing - Gas Furnace_HZ1_Low-e Storm Window for existing Single Pane Window (per sf) | Gas Heating & Cooling | 0 | 2024 | 2050 | 178.2998 | per Home | 0 | 1 | 20 | RTF measure workbook ResSFWx_v4_4, for the measure Non-Condensing - Gas Furnace_HZ1_Low-e Storm Window for existing Single Pane Window (per sf) | 145.617 | 24.95% | RTF measure workbook ResSFWx_v4_4, for the measure Non-Condensing - Gas Furnace_HZ1_Low-e Storm Window for existing Single Pane Window (per sf) | 185.2091 | RTF measure workbook ResSFWx_v4_4, for the measure Non-Condensing - Gas Furnace_HZ1_Low-e Storm Window for existing Single Pane Window (per sf) | 0 | Incremental | 0 | 0 | 0 | 2057.9835 | 0 | 0 | 0 | See 'Measure Equipment Cost Source' | RTF measure workbook ResSFWx_v4_4, for the measure Non-Condensing - Gas Furnace_HZ1_Low-e Storm Window for existing Single Pane Window (per sf) |  | 100% | 16.17% | 44.5% | 1 | 0 | 0 | See source workbook for details. Includes PSE NEI data where applicable. | RTF measure workbook ResSFWx_v4_4, for the measure Non-Condensing - Gas Furnace_HZ1_Low-e Storm Window for existing Single Pane Window (per sf) | System | System
Pierce County | Manufactured - Highly Impacted | Heat Central Gas Boiler | Existing | Non-Condensing - Gas Furnace_HZ1_Low-e Storm Window for existing Single Pane Window (per sf) | Gas Heating & Cooling | 0 | 2024 | 2050 | 156.9934 | per Home | 0 | 1 | 20 | RTF measure workbook ResSFWx_v4_4, for the measure Non-Condensing - Gas Furnace_HZ1_Low-e Storm Window for existing Single Pane Window (per sf) | 128.2161 | 28.33% | RTF measure workbook ResSFWx_v4_4, for the measure Non-Condensing - Gas Furnace_HZ1_Low-e Storm Window for existing Single Pane Window (per sf) | 163.0771 | RTF measure workbook ResSFWx_v4_4, for the measure Non-Condensing - Gas Furnace_HZ1_Low-e Storm Window for existing Single Pane Window (per sf) | 0 | Incremental | 0 | 0 | 0 | 1812.0598 | 0 | 0 | 0 | See 'Measure Equipment Cost Source' | RTF measure workbook ResSFWx_v4_4, for the measure Non-Condensing - Gas Furnace_HZ1_Low-e Storm Window for existing Single Pane Window (per sf) |  | 100% | 16.17% | 44.5% | 1 | 0 | 0 | See source workbook for details. Includes PSE NEI data where applicable. | RTF measure workbook ResSFWx_v4_4, for the measure Non-Condensing - Gas Furnace_HZ1_Low-e Storm Window for existing Single Pane Window (per sf) | System | System
Pierce County | Manufactured | Heat Central Gas Furnace | Existing | Non-Condensing - Gas Furnace_HZ1_Low-e Storm Window for existing Single Pane Window (per sf) | Gas Heating & Cooling | 0 | 2024 | 2050 | 178.2998 | per Home | 0 | 1 | 20 | RTF measure workbook ResSFWx_v4_4, for the measure Non-Condensing - Gas Furnace_HZ1_Low-e Storm Window for existing Single Pane Window (per sf) | 107.3871 | 24.95% | RTF measure workbook ResSFWx_v4_4, for the measure Non-Condensing - Gas Furnace_HZ1_Low-e Storm Window for existing Single Pane Window (per sf) | 185.2091 | RTF measure workbook ResSFWx_v4_4, for the measure Non-Condensing - Gas Furnace_HZ1_Low-e Storm Window for existing Single Pane Window (per sf) | 0 | Incremental | 0 | 0 | 0 | 2057.9835 | 0 | 0 | 0 | See 'Measure Equipment Cost Source' | RTF measure workbook ResSFWx_v4_4, for the measure Non-Condensing - Gas Furnace_HZ1_Low-e Storm Window for existing Single Pane Window (per sf) |  | 100% | 16.17% | 44.5% | 1 | 0 | 0 | See source workbook for details. Includes PSE NEI data where applicable. | RTF measure workbook ResSFWx_v4_4, for the measure Non-Condensing - Gas Furnace_HZ1_Low-e Storm Window for existing Single Pane Window (per sf) | System | System
Pierce County | Manufactured - Highly Impacted | Heat Central Gas Furnace | Existing | Non-Condensing - Gas Furnace_HZ1_Low-e Storm Window for existing Single Pane Window (per sf) | Gas Heating & Cooling | 0 | 2024 | 2050 | 156.9934 | per Home | 0 | 1 | 20 | RTF measure workbook ResSFWx_v4_4, for the measure Non-Condensing - Gas Furnace_HZ1_Low-e Storm Window for existing Single Pane Window (per sf) | 94.5546 | 28.33% | RTF measure workbook ResSFWx_v4_4, for the measure Non-Condensing - Gas Furnace_HZ1_Low-e Storm Window for existing Single Pane Window (per sf) | 163.0771 | RTF measure workbook ResSFWx_v4_4, for the measure Non-Condensing - Gas Furnace_HZ1_Low-e Storm Window for existing Single Pane Window (per sf) | 0 | Incremental | 0 | 0 | 0 | 1812.0598 | 0 | 0 | 0 | See 'Measure Equipment Cost Source' | RTF measure workbook ResSFWx_v4_4, for the measure Non-Condensing - Gas Furnace_HZ1_Low-e Storm Window for existing Single Pane Window (per sf) |  | 100% | 16.17% | 44.5% | 1 | 0 | 0 | See source workbook for details. Includes PSE NEI data where applicable. | RTF measure workbook ResSFWx_v4_4, for the measure Non-Condensing - Gas Furnace_HZ1_Low-e Storm Window for existing Single Pane Window (per sf) | System | System
Pierce County | Manufactured | Heat Room Gas | Existing | Non-Condensing - Gas Furnace_HZ1_Low-e Storm Window for existing Single Pane Window (per sf) | Gas Heating & Cooling | 0 | 2024 | 2050 | 178.2998 | per Home | 0 | 1 | 20 | RTF measure workbook ResSFWx_v4_4, for the measure Non-Condensing - Gas Furnace_HZ1_Low-e Storm Window for existing Single Pane Window (per sf) | 110.1701 | 24.95% | RTF measure workbook ResSFWx_v4_4, for the measure Non-Condensing - Gas Furnace_HZ1_Low-e Storm Window for existing Single Pane Window (per sf) | 185.2091 | RTF measure workbook ResSFWx_v4_4, for the measure Non-Condensing - Gas Furnace_HZ1_Low-e Storm Window for existing Single Pane Window (per sf) | 0 | Incremental | 0 | 0 | 0 | 2057.9835 | 0 | 0 | 0 | See 'Measure Equipment Cost Source' | RTF measure workbook ResSFWx_v4_4, for the measure Non-Condensing - Gas Furnace_HZ1_Low-e Storm Window for existing Single Pane Window (per sf) |  | 100% | 16.17% | 44.5% | 1 | 0 | 0 | See source workbook for details. Includes PSE NEI data where applicable. | RTF measure workbook ResSFWx_v4_4, for the measure Non-Condensing - Gas Furnace_HZ1_Low-e Storm Window for existing Single Pane Window (per sf) | System | System
Pierce County | Manufactured - Highly Impacted | Heat Room Gas | Existing | Non-Condensing - Gas Furnace_HZ1_Low-e Storm Window for existing Single Pane Window (per sf) | Gas Heating & Cooling | 0 | 2024 | 2050 | 156.9934 | per Home | 0 | 1 | 20 | RTF measure workbook ResSFWx_v4_4, for the measure Non-Condensing - Gas Furnace_HZ1_Low-e Storm Window for existing Single Pane Window (per sf) | 97.0051 | 28.33% | RTF measure workbook ResSFWx_v4_4, for the measure Non-Condensing - Gas Furnace_HZ1_Low-e Storm Window for existing Single Pane Window (per sf) | 163.0771 | RTF measure workbook ResSFWx_v4_4, for the measure Non-Condensing - Gas Furnace_HZ1_Low-e Storm Window for existing Single Pane Window (per sf) | 0 | Incremental | 0 | 0 | 0 | 1812.0598 | 0 | 0 | 0 | See 'Measure Equipment Cost Source' | RTF measure workbook ResSFWx_v4_4, for the measure Non-Condensing - Gas Furnace_HZ1_Low-e Storm Window for existing Single Pane Window (per sf) |  | 100% | 16.17% | 44.5% | 1 | 0 | 0 | See source workbook for details. Includes PSE NEI data where applicable. | RTF measure workbook ResSFWx_v4_4, for the measure Non-Condensing - Gas Furnace_HZ1_Low-e Storm Window for existing Single Pane Window (per sf) | System | System
Pierce County | Manufactured | Heat Central Gas Boiler | Existing | Non-Condensing - Gas Furnace_HZ1_Low-e Storm Window for existing Double Pane Window (per sf) | Gas Heating & Cooling | 0 | 2024 | 2050 | 178.2998 | per Home | 0 | 1 | 20 | RTF measure workbook ResSFWx_v4_4, for the measure Non-Condensing - Gas Furnace_HZ1_Low-e Storm Window for existing Double Pane Window (per sf) | 67.3113 | 11.53% | RTF measure workbook ResSFWx_v4_4, for the measure Non-Condensing - Gas Furnace_HZ1_Low-e Storm Window for existing Double Pane Window (per sf) | 77.3955 | RTF measure workbook ResSFWx_v4_4, for the measure Non-Condensing - Gas Furnace_HZ1_Low-e Storm Window for existing Double Pane Window (per sf) | 0 | Incremental | 0 | 0 | 0 | 2057.9835 | 0 | 0 | 0 | See 'Measure Equipment Cost Source' | RTF measure workbook ResSFWx_v4_4, for the measure Non-Condensing - Gas Furnace_HZ1_Low-e Storm Window for existing Double Pane Window (per sf) |  | 100% | 3.6% | 55.5% | 1 | 0 | 0 | See source workbook for details. Includes PSE NEI data where applicable. | RTF measure workbook ResSFWx_v4_4, for the measure Non-Condensing - Gas Furnace_HZ1_Low-e Storm Window for existing Double Pane Window (per sf) | System | System
Pierce County | Manufactured - Highly Impacted | Heat Central Gas Boiler | Existing | Non-Condensing - Gas Furnace_HZ1_Low-e Storm Window for existing Double Pane Window (per sf) | Gas Heating & Cooling | 0 | 2024 | 2050 | 156.9934 | per Home | 0 | 1 | 20 | RTF measure workbook ResSFWx_v4_4, for the measure Non-Condensing - Gas Furnace_HZ1_Low-e Storm Window for existing Double Pane Window (per sf) | 59.2678 | 13.1% | RTF measure workbook ResSFWx_v4_4, for the measure Non-Condensing - Gas Furnace_HZ1_Low-e Storm Window for existing Double Pane Window (per sf) | 68.1469 | RTF measure workbook ResSFWx_v4_4, for the measure Non-Condensing - Gas Furnace_HZ1_Low-e Storm Window for existing Double Pane Window (per sf) | 0 | Incremental | 0 | 0 | 0 | 1812.0598 | 0 | 0 | 0 | See 'Measure Equipment Cost Source' | RTF measure workbook ResSFWx_v4_4, for the measure Non-Condensing - Gas Furnace_HZ1_Low-e Storm Window for existing Double Pane Window (per sf) |  | 100% | 3.6% | 55.5% | 1 | 0 | 0 | See source workbook for details. Includes PSE NEI data where applicable. | RTF measure workbook ResSFWx_v4_4, for the measure Non-Condensing - Gas Furnace_HZ1_Low-e Storm Window for existing Double Pane Window (per sf) | System | System
Pierce County | Manufactured | Heat Central Gas Furnace | Existing | Non-Condensing - Gas Furnace_HZ1_Low-e Storm Window for existing Double Pane Window (per sf) | Gas Heating & Cooling | 0 | 2024 | 2050 | 178.2998 | per Home | 0 | 1 | 20 | RTF measure workbook ResSFWx_v4_4, for the measure Non-Condensing - Gas Furnace_HZ1_Low-e Storm Window for existing Double Pane Window (per sf) | 49.6396 | 11.53% | RTF measure workbook ResSFWx_v4_4, for the measure Non-Condensing - Gas Furnace_HZ1_Low-e Storm Window for existing Double Pane Window (per sf) | 77.3955 | RTF measure workbook ResSFWx_v4_4, for the measure Non-Condensing - Gas Furnace_HZ1_Low-e Storm Window for existing Double Pane Window (per sf) | 0 | Incremental | 0 | 0 | 0 | 2057.9835 | 0 | 0 | 0 | See 'Measure Equipment Cost Source' | RTF measure workbook ResSFWx_v4_4, for the measure Non-Condensing - Gas Furnace_HZ1_Low-e Storm Window for existing Double Pane Window (per sf) |  | 100% | 3.6% | 55.5% | 1 | 0 | 0 | See source workbook for details. Includes PSE NEI data where applicable. | RTF measure workbook ResSFWx_v4_4, for the measure Non-Condensing - Gas Furnace_HZ1_Low-e Storm Window for existing Double Pane Window (per sf) | System | System
Pierce County | Manufactured - Highly Impacted | Heat Central Gas Furnace | Existing | Non-Condensing - Gas Furnace_HZ1_Low-e Storm Window for existing Double Pane Window (per sf) | Gas Heating & Cooling | 0 | 2024 | 2050 | 156.9934 | per Home | 0 | 1 | 20 | RTF measure workbook ResSFWx_v4_4, for the measure Non-Condensing - Gas Furnace_HZ1_Low-e Storm Window for existing Double Pane Window (per sf) | 43.7078 | 13.1% | RTF measure workbook ResSFWx_v4_4, for the measure Non-Condensing - Gas Furnace_HZ1_Low-e Storm Window for existing Double Pane Window (per sf) | 68.1469 | RTF measure workbook ResSFWx_v4_4, for the measure Non-Condensing - Gas Furnace_HZ1_Low-e Storm Window for existing Double Pane Window (per sf) | 0 | Incremental | 0 | 0 | 0 | 1812.0598 | 0 | 0 | 0 | See 'Measure Equipment Cost Source' | RTF measure workbook ResSFWx_v4_4, for the measure Non-Condensing - Gas Furnace_HZ1_Low-e Storm Window for existing Double Pane Window (per sf) |  | 100% | 3.6% | 55.5% | 1 | 0 | 0 | See source workbook for details. Includes PSE NEI data where applicable. | RTF measure workbook ResSFWx_v4_4, for the measure Non-Condensing - Gas Furnace_HZ1_Low-e Storm Window for existing Double Pane Window (per sf) | System | System
Pierce County | Manufactured | Heat Room Gas | Existing | Non-Condensing - Gas Furnace_HZ1_Low-e Storm Window for existing Double Pane Window (per sf) | Gas Heating & Cooling | 0 | 2024 | 2050 | 178.2998 | per Home | 0 | 1 | 20 | RTF measure workbook ResSFWx_v4_4, for the measure Non-Condensing - Gas Furnace_HZ1_Low-e Storm Window for existing Double Pane Window (per sf) | 50.9261 | 11.53% | RTF measure workbook ResSFWx_v4_4, for the measure Non-Condensing - Gas Furnace_HZ1_Low-e Storm Window for existing Double Pane Window (per sf) | 77.3955 | RTF measure workbook ResSFWx_v4_4, for the measure Non-Condensing - Gas Furnace_HZ1_Low-e Storm Window for existing Double Pane Window (per sf) | 0 | Incremental | 0 | 0 | 0 | 2057.9835 | 0 | 0 | 0 | See 'Measure Equipment Cost Source' | RTF measure workbook ResSFWx_v4_4, for the measure Non-Condensing - Gas Furnace_HZ1_Low-e Storm Window for existing Double Pane Window (per sf) |  | 100% | 3.6% | 55.5% | 1 | 0 | 0 | See source workbook for details. Includes PSE NEI data where applicable. | RTF measure workbook ResSFWx_v4_4, for the measure Non-Condensing - Gas Furnace_HZ1_Low-e Storm Window for existing Double Pane Window (per sf) | System | System
Pierce County | Manufactured - Highly Impacted | Heat Room Gas | Existing | Non-Condensing - Gas Furnace_HZ1_Low-e Storm Window for existing Double Pane Window (per sf) | Gas Heating & Cooling | 0 | 2024 | 2050 | 156.9934 | per Home | 0 | 1 | 20 | RTF measure workbook ResSFWx_v4_4, for the measure Non-Condensing - Gas Furnace_HZ1_Low-e Storm Window for existing Double Pane Window (per sf) | 44.8405 | 13.1% | RTF measure workbook ResSFWx_v4_4, for the measure Non-Condensing - Gas Furnace_HZ1_Low-e Storm Window for existing Double Pane Window (per sf) | 68.1469 | RTF measure workbook ResSFWx_v4_4, for the measure Non-Condensing - Gas Furnace_HZ1_Low-e Storm Window for existing Double Pane Window (per sf) | 0 | Incremental | 0 | 0 | 0 | 1812.0598 | 0 | 0 | 0 | See 'Measure Equipment Cost Source' | RTF measure workbook ResSFWx_v4_4, for the measure Non-Condensing - Gas Furnace_HZ1_Low-e Storm Window for existing Double Pane Window (per sf) |  | 100% | 3.6% | 55.5% | 1 | 0 | 0 | See source workbook for details. Includes PSE NEI data where applicable. | RTF measure workbook ResSFWx_v4_4, for the measure Non-Condensing - Gas Furnace_HZ1_Low-e Storm Window for existing Double Pane Window (per sf) | System | System
Snohomish County | Single Family | Water Heat LE 55 Gal | Existing | Thermostatic Restrictor Valve - Gas WH | Site hot water energy | 0 | 2024 | 2050 | 1.844 | per Home | 0 | 0 | 10 | RTF measure workbook ThermostaticShowerRestrictionValve_v4_2, for the measure Thermostatic Restrictor Valve - Gas WH | 2.6383 | 1.458% | RTF measure workbook ThermostaticShowerRestrictionValve_v4_2, for the measure Thermostatic Restrictor Valve - Gas WH | 1.5026 | RTF measure workbook ThermostaticShowerRestrictionValve_v4_2, for the measure Thermostatic Restrictor Valve - Gas WH | 0 | Full | 0 | 0 | 0 | 46.1509 | 0 | 0 | 0 | See 'Measure Equipment Cost Source' | RTF measure workbook ThermostaticShowerRestrictionValve_v4_2, for the measure Thermostatic Restrictor Valve - Gas WH | AA | 100% | 94.05% | 100% | 1 | 0 | 0 | See source workbook for details. Includes PSE NEI data where applicable. | RTF measure workbook ThermostaticShowerRestrictionValve_v4_2, for the measure Thermostatic Restrictor Valve - Gas WH | System | System
Snohomish County | Single Family | Water Heat LE 55 Gal | New | Thermostatic Restrictor Valve - Gas WH | Site hot water energy | 0 | 2024 | 2050 | 1.844 | per Home | 0 | 0 | 10 | RTF measure workbook ThermostaticShowerRestrictionValve_v4_2, for the measure Thermostatic Restrictor Valve - Gas WH | 2.5435 | 1.458% | RTF measure workbook ThermostaticShowerRestrictionValve_v4_2, for the measure Thermostatic Restrictor Valve - Gas WH | 1.5026 | RTF measure workbook ThermostaticShowerRestrictionValve_v4_2, for the measure Thermostatic Restrictor Valve - Gas WH | 0 | Full | 0 | 0 | 0 | 46.1509 | 0 | 0 | 0 | See 'Measure Equipment Cost Source' | RTF measure workbook ThermostaticShowerRestrictionValve_v4_2, for the measure Thermostatic Restrictor Valve - Gas WH | AA | 100% | 94.05% | 100% | 1 | 0 | 0 | See source workbook for details. Includes PSE NEI data where applicable. | RTF measure workbook ThermostaticShowerRestrictionValve_v4_2, for the measure Thermostatic Restrictor Valve - Gas WH | System | System
Snohomish County | Single Family - Highly Impacted | Water Heat LE 55 Gal | Existing | Thermostatic Restrictor Valve - Gas WH | Site hot water energy | 0 | 2024 | 2050 | 1.3265 | per Home | 0 | 0 | 10 | RTF measure workbook ThermostaticShowerRestrictionValve_v4_2, for the measure Thermostatic Restrictor Valve - Gas WH | 1.8979 | 1.201% | RTF measure workbook ThermostaticShowerRestrictionValve_v4_2, for the measure Thermostatic Restrictor Valve - Gas WH | 1.0809 | RTF measure workbook ThermostaticShowerRestrictionValve_v4_2, for the measure Thermostatic Restrictor Valve - Gas WH | 0 | Full | 0 | 0 | 0 | 33.1979 | 0 | 0 | 0 | See 'Measure Equipment Cost Source' | RTF measure workbook ThermostaticShowerRestrictionValve_v4_2, for the measure Thermostatic Restrictor Valve - Gas WH | AA | 100% | 94.05% | 100% | 1 | 0 | 0 | See source workbook for details. Includes PSE NEI data where applicable. | RTF measure workbook ThermostaticShowerRestrictionValve_v4_2, for the measure Thermostatic Restrictor Valve - Gas WH | System | System
Snohomish County | Single Family - Highly Impacted | Water Heat LE 55 Gal | New | Thermostatic Restrictor Valve - Gas WH | Site hot water energy | 0 | 2024 | 2050 | 1.3265 | per Home | 0 | 0 | 10 | RTF measure workbook ThermostaticShowerRestrictionValve_v4_2, for the measure Thermostatic Restrictor Valve - Gas WH | 1.8296 | 1.201% | RTF measure workbook ThermostaticShowerRestrictionValve_v4_2, for the measure Thermostatic Restrictor Valve - Gas WH | 1.0809 | RTF measure workbook ThermostaticShowerRestrictionValve_v4_2, for the measure Thermostatic Restrictor Valve - Gas WH | 0 | Full | 0 | 0 | 0 | 33.1979 | 0 | 0 | 0 | See 'Measure Equipment Cost Source' | RTF measure workbook ThermostaticShowerRestrictionValve_v4_2, for the measure Thermostatic Restrictor Valve - Gas WH | AA | 100% | 94.05% | 100% | 1 | 0 | 0 | See source workbook for details. Includes PSE NEI data where applicable. | RTF measure workbook ThermostaticShowerRestrictionValve_v4_2, for the measure Thermostatic Restrictor Valve - Gas WH | System | System
Snohomish County | Multifamily | Water Heat LE 55 Gal | Existing | Thermostatic Restrictor Valve - Gas WH | Site hot water energy | 0 | 2024 | 2050 | 1.2402 | per Home | 0 | 0 | 10 | RTF measure workbook ThermostaticShowerRestrictionValve_v4_2, for the measure Thermostatic Restrictor Valve - Gas WH | 1.7745 | 1.381% | RTF measure workbook ThermostaticShowerRestrictionValve_v4_2, for the measure Thermostatic Restrictor Valve - Gas WH | 1.0106 | RTF measure workbook ThermostaticShowerRestrictionValve_v4_2, for the measure Thermostatic Restrictor Valve - Gas WH | 0 | Full | 0 | 0 | 0 | 31.0397 | 0 | 0 | 0 | See 'Measure Equipment Cost Source' | RTF measure workbook ThermostaticShowerRestrictionValve_v4_2, for the measure Thermostatic Restrictor Valve - Gas WH | AA | 100% | 94.05% | 100% | 1 | 0 | 0 | See source workbook for details. Includes PSE NEI data where applicable. | RTF measure workbook ThermostaticShowerRestrictionValve_v4_2, for the measure Thermostatic Restrictor Valve - Gas WH | System | System
Snohomish County | Multifamily | Water Heat LE 55 Gal | New | Thermostatic Restrictor Valve - Gas WH | Site hot water energy | 0 | 2024 | 2050 | 1.2402 | per Home | 0 | 0 | 10 | RTF measure workbook ThermostaticShowerRestrictionValve_v4_2, for the measure Thermostatic Restrictor Valve - Gas WH | 1.7107 | 1.381% | RTF measure workbook ThermostaticShowerRestrictionValve_v4_2, for the measure Thermostatic Restrictor Valve - Gas WH | 1.0106 | RTF measure workbook ThermostaticShowerRestrictionValve_v4_2, for the measure Thermostatic Restrictor Valve - Gas WH | 0 | Full | 0 | 0 | 0 | 31.0397 | 0 | 0 | 0 | See 'Measure Equipment Cost Source' | RTF measure workbook ThermostaticShowerRestrictionValve_v4_2, for the measure Thermostatic Restrictor Valve - Gas WH | AA | 100% | 94.05% | 100% | 1 | 0 | 0 | See source workbook for details. Includes PSE NEI data where applicable. | RTF measure workbook ThermostaticShowerRestrictionValve_v4_2, for the measure Thermostatic Restrictor Valve - Gas WH | System | System
Snohomish County | Multifamily - Highly Impacted | Water Heat LE 55 Gal | Existing | Thermostatic Restrictor Valve - Gas WH | Site hot water energy | 0 | 2024 | 2050 | 1.0527 | per Home | 0 | 0 | 10 | RTF measure workbook ThermostaticShowerRestrictionValve_v4_2, for the measure Thermostatic Restrictor Valve - Gas WH | 1.5061 | 1.041% | RTF measure workbook ThermostaticShowerRestrictionValve_v4_2, for the measure Thermostatic Restrictor Valve - Gas WH | 0.85774 | RTF measure workbook ThermostaticShowerRestrictionValve_v4_2, for the measure Thermostatic Restrictor Valve - Gas WH | 0 | Full | 0 | 0 | 0 | 26.3451 | 0 | 0 | 0 | See 'Measure Equipment Cost Source' | RTF measure workbook ThermostaticShowerRestrictionValve_v4_2, for the measure Thermostatic Restrictor Valve - Gas WH | AA | 100% | 94.05% | 100% | 1 | 0 | 0 | See source workbook for details. Includes PSE NEI data where applicable. | RTF measure workbook ThermostaticShowerRestrictionValve_v4_2, for the measure Thermostatic Restrictor Valve - Gas WH | System | System
Snohomish County | Multifamily - Highly Impacted | Water Heat LE 55 Gal | New | Thermostatic Restrictor Valve - Gas WH | Site hot water energy | 0 | 2024 | 2050 | 1.0527 | per Home | 0 | 0 | 10 | RTF measure workbook ThermostaticShowerRestrictionValve_v4_2, for the measure Thermostatic Restrictor Valve - Gas WH | 1.4519 | 1.041% | RTF measure workbook ThermostaticShowerRestrictionValve_v4_2, for the measure Thermostatic Restrictor Valve - Gas WH | 0.85774 | RTF measure workbook ThermostaticShowerRestrictionValve_v4_2, for the measure Thermostatic Restrictor Valve - Gas WH | 0 | Full | 0 | 0 | 0 | 26.3451 | 0 | 0 | 0 | See 'Measure Equipment Cost Source' | RTF measure workbook ThermostaticShowerRestrictionValve_v4_2, for the measure Thermostatic Restrictor Valve - Gas WH | AA | 100% | 94.05% | 100% | 1 | 0 | 0 | See source workbook for details. Includes PSE NEI data where applicable. | RTF measure workbook ThermostaticShowerRestrictionValve_v4_2, for the measure Thermostatic Restrictor Valve - Gas WH | System | System
Snohomish County | Manufactured | Water Heat LE 55 Gal | Existing | Thermostatic Restrictor Valve - Gas WH | Site hot water energy | 0 | 2024 | 2050 | 1.5344 | per Home | 0 | 0 | 10 | RTF measure workbook ThermostaticShowerRestrictionValve_v4_2, for the measure Thermostatic Restrictor Valve - Gas WH | 2.1953 | 1.369% | RTF measure workbook ThermostaticShowerRestrictionValve_v4_2, for the measure Thermostatic Restrictor Valve - Gas WH | 1.2503 | RTF measure workbook ThermostaticShowerRestrictionValve_v4_2, for the measure Thermostatic Restrictor Valve - Gas WH | 0 | Full | 0 | 0 | 0 | 38.401 | 0 | 0 | 0 | See 'Measure Equipment Cost Source' | RTF measure workbook ThermostaticShowerRestrictionValve_v4_2, for the measure Thermostatic Restrictor Valve - Gas WH | AA | 100% | 94.05% | 100% | 1 | 0 | 0 | See source workbook for details. Includes PSE NEI data where applicable. | RTF measure workbook ThermostaticShowerRestrictionValve_v4_2, for the measure Thermostatic Restrictor Valve - Gas WH | System | System
Snohomish County | Manufactured | Water Heat LE 55 Gal | New | Thermostatic Restrictor Valve - Gas WH | Site hot water energy | 0 | 2024 | 2050 | 1.5344 | per Home | 0 | 0 | 10 | RTF measure workbook ThermostaticShowerRestrictionValve_v4_2, for the measure Thermostatic Restrictor Valve - Gas WH | 2.1164 | 1.369% | RTF measure workbook ThermostaticShowerRestrictionValve_v4_2, for the measure Thermostatic Restrictor Valve - Gas WH | 1.2503 | RTF measure workbook ThermostaticShowerRestrictionValve_v4_2, for the measure Thermostatic Restrictor Valve - Gas WH | 0 | Full | 0 | 0 | 0 | 38.401 | 0 | 0 | 0 | See 'Measure Equipment Cost Source' | RTF measure workbook ThermostaticShowerRestrictionValve_v4_2, for the measure Thermostatic Restrictor Valve - Gas WH | AA | 100% | 94.05% | 100% | 1 | 0 | 0 | See source workbook for details. Includes PSE NEI data where applicable. | RTF measure workbook ThermostaticShowerRestrictionValve_v4_2, for the measure Thermostatic Restrictor Valve - Gas WH | System | System
Snohomish County | Manufactured - Highly Impacted | Water Heat LE 55 Gal | Existing | Thermostatic Restrictor Valve - Gas WH | Site hot water energy | 0 | 2024 | 2050 | 1.1896 | per Home | 0 | 0 | 10 | RTF measure workbook ThermostaticShowerRestrictionValve_v4_2, for the measure Thermostatic Restrictor Valve - Gas WH | 1.702 | 1.245% | RTF measure workbook ThermostaticShowerRestrictionValve_v4_2, for the measure Thermostatic Restrictor Valve - Gas WH | 0.9693 | RTF measure workbook ThermostaticShowerRestrictionValve_v4_2, for the measure Thermostatic Restrictor Valve - Gas WH | 0 | Full | 0 | 0 | 0 | 29.7717 | 0 | 0 | 0 | See 'Measure Equipment Cost Source' | RTF measure workbook ThermostaticShowerRestrictionValve_v4_2, for the measure Thermostatic Restrictor Valve - Gas WH | AA | 100% | 94.05% | 100% | 1 | 0 | 0 | See source workbook for details. Includes PSE NEI data where applicable. | RTF measure workbook ThermostaticShowerRestrictionValve_v4_2, for the measure Thermostatic Restrictor Valve - Gas WH | System | System
Snohomish County | Manufactured - Highly Impacted | Water Heat LE 55 Gal | New | Thermostatic Restrictor Valve - Gas WH | Site hot water energy | 0 | 2024 | 2050 | 1.1896 | per Home | 0 | 0 | 10 | RTF measure workbook ThermostaticShowerRestrictionValve_v4_2, for the measure Thermostatic Restrictor Valve - Gas WH | 1.6408 | 1.245% | RTF measure workbook ThermostaticShowerRestrictionValve_v4_2, for the measure Thermostatic Restrictor Valve - Gas WH | 0.9693 | RTF measure workbook ThermostaticShowerRestrictionValve_v4_2, for the measure Thermostatic Restrictor Valve - Gas WH | 0 | Full | 0 | 0 | 0 | 29.7717 | 0 | 0 | 0 | See 'Measure Equipment Cost Source' | RTF measure workbook ThermostaticShowerRestrictionValve_v4_2, for the measure Thermostatic Restrictor Valve - Gas WH | AA | 100% | 94.05% | 100% | 1 | 0 | 0 | See source workbook for details. Includes PSE NEI data where applicable. | RTF measure workbook ThermostaticShowerRestrictionValve_v4_2, for the measure Thermostatic Restrictor Valve - Gas WH | System | System
Snohomish County | Single Family | Water Heat GT 55 Gal | Existing | Thermostatic Restrictor Valve - Gas WH | Site hot water energy | 0 | 2024 | 2050 | 1.844 | per Home | 0 | 0 | 10 | RTF measure workbook ThermostaticShowerRestrictionValve_v4_2, for the measure Thermostatic Restrictor Valve - Gas WH | 2.2403 | 1.458% | RTF measure workbook ThermostaticShowerRestrictionValve_v4_2, for the measure Thermostatic Restrictor Valve - Gas WH | 1.5026 | RTF measure workbook ThermostaticShowerRestrictionValve_v4_2, for the measure Thermostatic Restrictor Valve - Gas WH | 0 | Full | 0 | 0 | 0 | 46.1509 | 0 | 0 | 0 | See 'Measure Equipment Cost Source' | RTF measure workbook ThermostaticShowerRestrictionValve_v4_2, for the measure Thermostatic Restrictor Valve - Gas WH | AA | 100% | 94.05% | 100% | 1 | 0 | 0 | See source workbook for details. Includes PSE NEI data where applicable. | RTF measure workbook ThermostaticShowerRestrictionValve_v4_2, for the measure Thermostatic Restrictor Valve - Gas WH | System | System
Snohomish County | Single Family | Water Heat GT 55 Gal | New | Thermostatic Restrictor Valve - Gas WH | Site hot water energy | 0 | 2024 | 2050 | 1.844 | per Home | 0 | 0 | 10 | RTF measure workbook ThermostaticShowerRestrictionValve_v4_2, for the measure Thermostatic Restrictor Valve - Gas WH | 2.2403 | 1.458% | RTF measure workbook ThermostaticShowerRestrictionValve_v4_2, for the measure Thermostatic Restrictor Valve - Gas WH | 1.5026 | RTF measure workbook ThermostaticShowerRestrictionValve_v4_2, for the measure Thermostatic Restrictor Valve - Gas WH | 0 | Full | 0 | 0 | 0 | 46.1509 | 0 | 0 | 0 | See 'Measure Equipment Cost Source' | RTF measure workbook ThermostaticShowerRestrictionValve_v4_2, for the measure Thermostatic Restrictor Valve - Gas WH | AA | 100% | 94.05% | 100% | 1 | 0 | 0 | See source workbook for details. Includes PSE NEI data where applicable. | RTF measure workbook ThermostaticShowerRestrictionValve_v4_2, for the measure Thermostatic Restrictor Valve - Gas WH | System | System
Snohomish County | Single Family - Highly Impacted | Water Heat GT 55 Gal | Existing | Thermostatic Restrictor Valve - Gas WH | Site hot water energy | 0 | 2024 | 2050 | 1.3265 | per Home | 0 | 0 | 10 | RTF measure workbook ThermostaticShowerRestrictionValve_v4_2, for the measure Thermostatic Restrictor Valve - Gas WH | 1.6115 | 1.201% | RTF measure workbook ThermostaticShowerRestrictionValve_v4_2, for the measure Thermostatic Restrictor Valve - Gas WH | 1.0809 | RTF measure workbook ThermostaticShowerRestrictionValve_v4_2, for the measure Thermostatic Restrictor Valve - Gas WH | 0 | Full | 0 | 0 | 0 | 33.1979 | 0 | 0 | 0 | See 'Measure Equipment Cost Source' | RTF measure workbook ThermostaticShowerRestrictionValve_v4_2, for the measure Thermostatic Restrictor Valve - Gas WH | AA | 100% | 94.05% | 100% | 1 | 0 | 0 | See source workbook for details. Includes PSE NEI data where applicable. | RTF measure workbook ThermostaticShowerRestrictionValve_v4_2, for the measure Thermostatic Restrictor Valve - Gas WH | System | System
Snohomish County | Single Family - Highly Impacted | Water Heat GT 55 Gal | New | Thermostatic Restrictor Valve - Gas WH | Site hot water energy | 0 | 2024 | 2050 | 1.3265 | per Home | 0 | 0 | 10 | RTF measure workbook ThermostaticShowerRestrictionValve_v4_2, for the measure Thermostatic Restrictor Valve - Gas WH | 1.6115 | 1.201% | RTF measure workbook ThermostaticShowerRestrictionValve_v4_2, for the measure Thermostatic Restrictor Valve - Gas WH | 1.0809 | RTF measure workbook ThermostaticShowerRestrictionValve_v4_2, for the measure Thermostatic Restrictor Valve - Gas WH | 0 | Full | 0 | 0 | 0 | 33.1979 | 0 | 0 | 0 | See 'Measure Equipment Cost Source' | RTF measure workbook ThermostaticShowerRestrictionValve_v4_2, for the measure Thermostatic Restrictor Valve - Gas WH | AA | 100% | 94.05% | 100% | 1 | 0 | 0 | See source workbook for details. Includes PSE NEI data where applicable. | RTF measure workbook ThermostaticShowerRestrictionValve_v4_2, for the measure Thermostatic Restrictor Valve - Gas WH | System | System
Snohomish County | Multifamily | Water Heat GT 55 Gal | Existing | Thermostatic Restrictor Valve - Gas WH | Site hot water energy | 0 | 2024 | 2050 | 1.2402 | per Home | 0 | 0 | 10 | RTF measure workbook ThermostaticShowerRestrictionValve_v4_2, for the measure Thermostatic Restrictor Valve - Gas WH | 1.5068 | 1.381% | RTF measure workbook ThermostaticShowerRestrictionValve_v4_2, for the measure Thermostatic Restrictor Valve - Gas WH | 1.0106 | RTF measure workbook ThermostaticShowerRestrictionValve_v4_2, for the measure Thermostatic Restrictor Valve - Gas WH | 0 | Full | 0 | 0 | 0 | 31.0397 | 0 | 0 | 0 | See 'Measure Equipment Cost Source' | RTF measure workbook ThermostaticShowerRestrictionValve_v4_2, for the measure Thermostatic Restrictor Valve - Gas WH | AA | 100% | 94.05% | 100% | 1 | 0 | 0 | See source workbook for details. Includes PSE NEI data where applicable. | RTF measure workbook ThermostaticShowerRestrictionValve_v4_2, for the measure Thermostatic Restrictor Valve - Gas WH | System | System
Snohomish County | Multifamily | Water Heat GT 55 Gal | New | Thermostatic Restrictor Valve - Gas WH | Site hot water energy | 0 | 2024 | 2050 | 1.2402 | per Home | 0 | 0 | 10 | RTF measure workbook ThermostaticShowerRestrictionValve_v4_2, for the measure Thermostatic Restrictor Valve - Gas WH | 1.5068 | 1.381% | RTF measure workbook ThermostaticShowerRestrictionValve_v4_2, for the measure Thermostatic Restrictor Valve - Gas WH | 1.0106 | RTF measure workbook ThermostaticShowerRestrictionValve_v4_2, for the measure Thermostatic Restrictor Valve - Gas WH | 0 | Full | 0 | 0 | 0 | 31.0397 | 0 | 0 | 0 | See 'Measure Equipment Cost Source' | RTF measure workbook ThermostaticShowerRestrictionValve_v4_2, for the measure Thermostatic Restrictor Valve - Gas WH | AA | 100% | 94.05% | 100% | 1 | 0 | 0 | See source workbook for details. Includes PSE NEI data where applicable. | RTF measure workbook ThermostaticShowerRestrictionValve_v4_2, for the measure Thermostatic Restrictor Valve - Gas WH | System | System
Snohomish County | Multifamily - Highly Impacted | Water Heat GT 55 Gal | Existing | Thermostatic Restrictor Valve - Gas WH | Site hot water energy | 0 | 2024 | 2050 | 1.0527 | per Home | 0 | 0 | 10 | RTF measure workbook ThermostaticShowerRestrictionValve_v4_2, for the measure Thermostatic Restrictor Valve - Gas WH | 1.2789 | 1.041% | RTF measure workbook ThermostaticShowerRestrictionValve_v4_2, for the measure Thermostatic Restrictor Valve - Gas WH | 0.85774 | RTF measure workbook ThermostaticShowerRestrictionValve_v4_2, for the measure Thermostatic Restrictor Valve - Gas WH | 0 | Full | 0 | 0 | 0 | 26.3451 | 0 | 0 | 0 | See 'Measure Equipment Cost Source' | RTF measure workbook ThermostaticShowerRestrictionValve_v4_2, for the measure Thermostatic Restrictor Valve - Gas WH | AA | 100% | 94.05% | 100% | 1 | 0 | 0 | See source workbook for details. Includes PSE NEI data where applicable. | RTF measure workbook ThermostaticShowerRestrictionValve_v4_2, for the measure Thermostatic Restrictor Valve - Gas WH | System | System
Snohomish County | Multifamily - Highly Impacted | Water Heat GT 55 Gal | New | Thermostatic Restrictor Valve - Gas WH | Site hot water energy | 0 | 2024 | 2050 | 1.0527 | per Home | 0 | 0 | 10 | RTF measure workbook ThermostaticShowerRestrictionValve_v4_2, for the measure Thermostatic Restrictor Valve - Gas WH | 1.2789 | 1.041% | RTF measure workbook ThermostaticShowerRestrictionValve_v4_2, for the measure Thermostatic Restrictor Valve - Gas WH | 0.85774 | RTF measure workbook ThermostaticShowerRestrictionValve_v4_2, for the measure Thermostatic Restrictor Valve - Gas WH | 0 | Full | 0 | 0 | 0 | 26.3451 | 0 | 0 | 0 | See 'Measure Equipment Cost Source' | RTF measure workbook ThermostaticShowerRestrictionValve_v4_2, for the measure Thermostatic Restrictor Valve - Gas WH | AA | 100% | 94.05% | 100% | 1 | 0 | 0 | See source workbook for details. Includes PSE NEI data where applicable. | RTF measure workbook ThermostaticShowerRestrictionValve_v4_2, for the measure Thermostatic Restrictor Valve - Gas WH | System | System
Snohomish County | Manufactured | Water Heat GT 55 Gal | Existing | Thermostatic Restrictor Valve - Gas WH | Site hot water energy | 0 | 2024 | 2050 | 1.5344 | per Home | 0 | 0 | 10 | RTF measure workbook ThermostaticShowerRestrictionValve_v4_2, for the measure Thermostatic Restrictor Valve - Gas WH | 1.8641 | 1.369% | RTF measure workbook ThermostaticShowerRestrictionValve_v4_2, for the measure Thermostatic Restrictor Valve - Gas WH | 1.2503 | RTF measure workbook ThermostaticShowerRestrictionValve_v4_2, for the measure Thermostatic Restrictor Valve - Gas WH | 0 | Full | 0 | 0 | 0 | 38.401 | 0 | 0 | 0 | See 'Measure Equipment Cost Source' | RTF measure workbook ThermostaticShowerRestrictionValve_v4_2, for the measure Thermostatic Restrictor Valve - Gas WH | AA | 100% | 94.05% | 100% | 1 | 0 | 0 | See source workbook for details. Includes PSE NEI data where applicable. | RTF measure workbook ThermostaticShowerRestrictionValve_v4_2, for the measure Thermostatic Restrictor Valve - Gas WH | System | System
Snohomish County | Manufactured | Water Heat GT 55 Gal | New | Thermostatic Restrictor Valve - Gas WH | Site hot water energy | 0 | 2024 | 2050 | 1.5344 | per Home | 0 | 0 | 10 | RTF measure workbook ThermostaticShowerRestrictionValve_v4_2, for the measure Thermostatic Restrictor Valve - Gas WH | 1.8641 | 1.369% | RTF measure workbook ThermostaticShowerRestrictionValve_v4_2, for the measure Thermostatic Restrictor Valve - Gas WH | 1.2503 | RTF measure workbook ThermostaticShowerRestrictionValve_v4_2, for the measure Thermostatic Restrictor Valve - Gas WH | 0 | Full | 0 | 0 | 0 | 38.401 | 0 | 0 | 0 | See 'Measure Equipment Cost Source' | RTF measure workbook ThermostaticShowerRestrictionValve_v4_2, for the measure Thermostatic Restrictor Valve - Gas WH | AA | 100% | 94.05% | 100% | 1 | 0 | 0 | See source workbook for details. Includes PSE NEI data where applicable. | RTF measure workbook ThermostaticShowerRestrictionValve_v4_2, for the measure Thermostatic Restrictor Valve - Gas WH | System | System
Snohomish County | Manufactured - Highly Impacted | Water Heat GT 55 Gal | Existing | Thermostatic Restrictor Valve - Gas WH | Site hot water energy | 0 | 2024 | 2050 | 1.1896 | per Home | 0 | 0 | 10 | RTF measure workbook ThermostaticShowerRestrictionValve_v4_2, for the measure Thermostatic Restrictor Valve - Gas WH | 1.4452 | 1.245% | RTF measure workbook ThermostaticShowerRestrictionValve_v4_2, for the measure Thermostatic Restrictor Valve - Gas WH | 0.9693 | RTF measure workbook ThermostaticShowerRestrictionValve_v4_2, for the measure Thermostatic Restrictor Valve - Gas WH | 0 | Full | 0 | 0 | 0 | 29.7717 | 0 | 0 | 0 | See 'Measure Equipment Cost Source' | RTF measure workbook ThermostaticShowerRestrictionValve_v4_2, for the measure Thermostatic Restrictor Valve - Gas WH | AA | 100% | 94.05% | 100% | 1 | 0 | 0 | See source workbook for details. Includes PSE NEI data where applicable. | RTF measure workbook ThermostaticShowerRestrictionValve_v4_2, for the measure Thermostatic Restrictor Valve - Gas WH | System | System
Snohomish County | Manufactured - Highly Impacted | Water Heat GT 55 Gal | New | Thermostatic Restrictor Valve - Gas WH | Site hot water energy | 0 | 2024 | 2050 | 1.1896 | per Home | 0 | 0 | 10 | RTF measure workbook ThermostaticShowerRestrictionValve_v4_2, for the measure Thermostatic Restrictor Valve - Gas WH | 1.4452 | 1.245% | RTF measure workbook ThermostaticShowerRestrictionValve_v4_2, for the measure Thermostatic Restrictor Valve - Gas WH | 0.9693 | RTF measure workbook ThermostaticShowerRestrictionValve_v4_2, for the measure Thermostatic Restrictor Valve - Gas WH | 0 | Full | 0 | 0 | 0 | 29.7717 | 0 | 0 | 0 | See 'Measure Equipment Cost Source' | RTF measure workbook ThermostaticShowerRestrictionValve_v4_2, for the measure Thermostatic Restrictor Valve - Gas WH | AA | 100% | 94.05% | 100% | 1 | 0 | 0 | See source workbook for details. Includes PSE NEI data where applicable. | RTF measure workbook ThermostaticShowerRestrictionValve_v4_2, for the measure Thermostatic Restrictor Valve - Gas WH | System | System
Snohomish County | Single Family | Water Heat LE 55 Gal | Existing | Top Load_ENERGY STAR but not CEE+Gas DHW_Electric Dryer | Washer Savings | 0 | 2024 | 2050 | 0.92861 | per Home | 0 | 0 | 14 | NWPPC 2021 Plan measure workbook Res-ClothesWasher-2021P_v2, for the measure Top Load_ENERGY STAR but not CEE+Gas DHW_Electric Dryer | 0.65008 | 0.3593% | NWPPC 2021 Plan measure workbook Res-ClothesWasher-2021P_v2, for the measure Top Load_ENERGY STAR but not CEE+Gas DHW_Electric Dryer | 24.4437 | NWPPC 2021 Plan measure workbook Res-ClothesWasher-2021P_v2, for the measure Top Load_ENERGY STAR but not CEE+Gas DHW_Electric Dryer | 0 | Incremental | 0 | 0 | 0 | 0.010194 | 0 | 0 | 0 | See 'Measure Equipment Cost Source' | NWPPC 2021 Plan measure workbook Res-ClothesWasher-2021P_v2, for the measure Top Load_ENERGY STAR but not CEE+Gas DHW_Electric Dryer |  | 100% | 99% | 23.65% | 1 | 0 | 8.5519 | See source workbook for details. Includes PSE NEI data where applicable. | NWPPC 2021 Plan measure workbook Res-ClothesWasher-2021P_v2, for the measure Top Load_ENERGY STAR but not CEE+Gas DHW_Electric Dryer | System | System
Snohomish County | Single Family | Water Heat LE 55 Gal | New | Top Load_ENERGY STAR but not CEE+Gas DHW_Electric Dryer | Washer Savings | 0 | 2024 | 2050 | 0.92861 | per Home | 0 | 0 | 14 | NWPPC 2021 Plan measure workbook Res-ClothesWasher-2021P_v2, for the measure Top Load_ENERGY STAR but not CEE+Gas DHW_Electric Dryer | 0.62671 | 0.3593% | NWPPC 2021 Plan measure workbook Res-ClothesWasher-2021P_v2, for the measure Top Load_ENERGY STAR but not CEE+Gas DHW_Electric Dryer | 24.4437 | NWPPC 2021 Plan measure workbook Res-ClothesWasher-2021P_v2, for the measure Top Load_ENERGY STAR but not CEE+Gas DHW_Electric Dryer | 0 | Incremental | 0 | 0 | 0 | 0.010194 | 0 | 0 | 0 | See 'Measure Equipment Cost Source' | NWPPC 2021 Plan measure workbook Res-ClothesWasher-2021P_v2, for the measure Top Load_ENERGY STAR but not CEE+Gas DHW_Electric Dryer |  | 100% | 99% | 23.65% | 1 | 0 | 8.5519 | See source workbook for details. Includes PSE NEI data where applicable. | NWPPC 2021 Plan measure workbook Res-ClothesWasher-2021P_v2, for the measure Top Load_ENERGY STAR but not CEE+Gas DHW_Electric Dryer | System | System
Snohomish County | Single Family - Highly Impacted | Water Heat LE 55 Gal | Existing | Top Load_ENERGY STAR but not CEE+Gas DHW_Electric Dryer | Washer Savings | 0 | 2024 | 2050 | 0.66799 | per Home | 0 | 0 | 14 | NWPPC 2021 Plan measure workbook Res-ClothesWasher-2021P_v2, for the measure Top Load_ENERGY STAR but not CEE+Gas DHW_Electric Dryer | 0.46763 | 0.2958% | NWPPC 2021 Plan measure workbook Res-ClothesWasher-2021P_v2, for the measure Top Load_ENERGY STAR but not CEE+Gas DHW_Electric Dryer | 17.5832 | NWPPC 2021 Plan measure workbook Res-ClothesWasher-2021P_v2, for the measure Top Load_ENERGY STAR but not CEE+Gas DHW_Electric Dryer | 0 | Incremental | 0 | 0 | 0 | 0.0073331 | 0 | 0 | 0 | See 'Measure Equipment Cost Source' | NWPPC 2021 Plan measure workbook Res-ClothesWasher-2021P_v2, for the measure Top Load_ENERGY STAR but not CEE+Gas DHW_Electric Dryer |  | 100% | 99% | 18.14% | 1 | 0 | 6.1517 | See source workbook for details. Includes PSE NEI data where applicable. | NWPPC 2021 Plan measure workbook Res-ClothesWasher-2021P_v2, for the measure Top Load_ENERGY STAR but not CEE+Gas DHW_Electric Dryer | System | System
Snohomish County | Single Family - Highly Impacted | Water Heat LE 55 Gal | New | Top Load_ENERGY STAR but not CEE+Gas DHW_Electric Dryer | Washer Savings | 0 | 2024 | 2050 | 0.66799 | per Home | 0 | 0 | 14 | NWPPC 2021 Plan measure workbook Res-ClothesWasher-2021P_v2, for the measure Top Load_ENERGY STAR but not CEE+Gas DHW_Electric Dryer | 0.45081 | 0.2958% | NWPPC 2021 Plan measure workbook Res-ClothesWasher-2021P_v2, for the measure Top Load_ENERGY STAR but not CEE+Gas DHW_Electric Dryer | 17.5832 | NWPPC 2021 Plan measure workbook Res-ClothesWasher-2021P_v2, for the measure Top Load_ENERGY STAR but not CEE+Gas DHW_Electric Dryer | 0 | Incremental | 0 | 0 | 0 | 0.0073331 | 0 | 0 | 0 | See 'Measure Equipment Cost Source' | NWPPC 2021 Plan measure workbook Res-ClothesWasher-2021P_v2, for the measure Top Load_ENERGY STAR but not CEE+Gas DHW_Electric Dryer |  | 100% | 99% | 18.14% | 1 | 0 | 6.1517 | See source workbook for details. Includes PSE NEI data where applicable. | NWPPC 2021 Plan measure workbook Res-ClothesWasher-2021P_v2, for the measure Top Load_ENERGY STAR but not CEE+Gas DHW_Electric Dryer | System | System
Snohomish County | Multifamily | Water Heat LE 55 Gal | Existing | Top Load_ENERGY STAR but not CEE+Gas DHW_Electric Dryer | Washer Savings | 0 | 2024 | 2050 | 0.6367 | per Home | 0 | 0 | 14 | NWPPC 2021 Plan measure workbook Res-ClothesWasher-2021P_v2, for the measure Top Load_ENERGY STAR but not CEE+Gas DHW_Electric Dryer | 0.44573 | 0.3468% | NWPPC 2021 Plan measure workbook Res-ClothesWasher-2021P_v2, for the measure Top Load_ENERGY STAR but not CEE+Gas DHW_Electric Dryer | 16.7598 | NWPPC 2021 Plan measure workbook Res-ClothesWasher-2021P_v2, for the measure Top Load_ENERGY STAR but not CEE+Gas DHW_Electric Dryer | 0 | Incremental | 0 | 0 | 0 | 0.0069897 | 0 | 0 | 0 | See 'Measure Equipment Cost Source' | NWPPC 2021 Plan measure workbook Res-ClothesWasher-2021P_v2, for the measure Top Load_ENERGY STAR but not CEE+Gas DHW_Electric Dryer |  | 100% | 99% | 5.408% | 1 | 0 | 5.8636 | See source workbook for details. Includes PSE NEI data where applicable. | NWPPC 2021 Plan measure workbook Res-ClothesWasher-2021P_v2, for the measure Top Load_ENERGY STAR but not CEE+Gas DHW_Electric Dryer | System | System
Snohomish County | Multifamily | Water Heat LE 55 Gal | New | Top Load_ENERGY STAR but not CEE+Gas DHW_Electric Dryer | Washer Savings | 0 | 2024 | 2050 | 0.6367 | per Home | 0 | 0 | 14 | NWPPC 2021 Plan measure workbook Res-ClothesWasher-2021P_v2, for the measure Top Load_ENERGY STAR but not CEE+Gas DHW_Electric Dryer | 0.4297 | 0.3468% | NWPPC 2021 Plan measure workbook Res-ClothesWasher-2021P_v2, for the measure Top Load_ENERGY STAR but not CEE+Gas DHW_Electric Dryer | 16.7598 | NWPPC 2021 Plan measure workbook Res-ClothesWasher-2021P_v2, for the measure Top Load_ENERGY STAR but not CEE+Gas DHW_Electric Dryer | 0 | Incremental | 0 | 0 | 0 | 0.0069897 | 0 | 0 | 0 | See 'Measure Equipment Cost Source' | NWPPC 2021 Plan measure workbook Res-ClothesWasher-2021P_v2, for the measure Top Load_ENERGY STAR but not CEE+Gas DHW_Electric Dryer |  | 100% | 99% | 5.408% | 1 | 0 | 5.8636 | See source workbook for details. Includes PSE NEI data where applicable. | NWPPC 2021 Plan measure workbook Res-ClothesWasher-2021P_v2, for the measure Top Load_ENERGY STAR but not CEE+Gas DHW_Electric Dryer | System | System
Snohomish County | Multifamily - Highly Impacted | Water Heat LE 55 Gal | Existing | Top Load_ENERGY STAR but not CEE+Gas DHW_Electric Dryer | Washer Savings | 0 | 2024 | 2050 | 0.5404 | per Home | 0 | 0 | 14 | NWPPC 2021 Plan measure workbook Res-ClothesWasher-2021P_v2, for the measure Top Load_ENERGY STAR but not CEE+Gas DHW_Electric Dryer | 0.37831 | 0.2615% | NWPPC 2021 Plan measure workbook Res-ClothesWasher-2021P_v2, for the measure Top Load_ENERGY STAR but not CEE+Gas DHW_Electric Dryer | 14.2249 | NWPPC 2021 Plan measure workbook Res-ClothesWasher-2021P_v2, for the measure Top Load_ENERGY STAR but not CEE+Gas DHW_Electric Dryer | 0 | Incremental | 0 | 0 | 0 | 0.0059325 | 0 | 0 | 0 | See 'Measure Equipment Cost Source' | NWPPC 2021 Plan measure workbook Res-ClothesWasher-2021P_v2, for the measure Top Load_ENERGY STAR but not CEE+Gas DHW_Electric Dryer |  | 100% | 99% | 4.076% | 1 | 0 | 4.9767 | See source workbook for details. Includes PSE NEI data where applicable. | NWPPC 2021 Plan measure workbook Res-ClothesWasher-2021P_v2, for the measure Top Load_ENERGY STAR but not CEE+Gas DHW_Electric Dryer | System | System
Snohomish County | Multifamily - Highly Impacted | Water Heat LE 55 Gal | New | Top Load_ENERGY STAR but not CEE+Gas DHW_Electric Dryer | Washer Savings | 0 | 2024 | 2050 | 0.5404 | per Home | 0 | 0 | 14 | NWPPC 2021 Plan measure workbook Res-ClothesWasher-2021P_v2, for the measure Top Load_ENERGY STAR but not CEE+Gas DHW_Electric Dryer | 0.36471 | 0.2615% | NWPPC 2021 Plan measure workbook Res-ClothesWasher-2021P_v2, for the measure Top Load_ENERGY STAR but not CEE+Gas DHW_Electric Dryer | 14.2249 | NWPPC 2021 Plan measure workbook Res-ClothesWasher-2021P_v2, for the measure Top Load_ENERGY STAR but not CEE+Gas DHW_Electric Dryer | 0 | Incremental | 0 | 0 | 0 | 0.0059325 | 0 | 0 | 0 | See 'Measure Equipment Cost Source' | NWPPC 2021 Plan measure workbook Res-ClothesWasher-2021P_v2, for the measure Top Load_ENERGY STAR but not CEE+Gas DHW_Electric Dryer |  | 100% | 99% | 4.076% | 1 | 0 | 4.9767 | See source workbook for details. Includes PSE NEI data where applicable. | NWPPC 2021 Plan measure workbook Res-ClothesWasher-2021P_v2, for the measure Top Load_ENERGY STAR but not CEE+Gas DHW_Electric Dryer | System | System
Snohomish County | Manufactured | Water Heat LE 55 Gal | Existing | Top Load_ENERGY STAR but not CEE+Gas DHW_Electric Dryer | Washer Savings | 0 | 2024 | 2050 | 0.87443 | per Home | 0 | 0 | 14 | NWPPC 2021 Plan measure workbook Res-ClothesWasher-2021P_v2, for the measure Top Load_ENERGY STAR but not CEE+Gas DHW_Electric Dryer | 0.61215 | 0.3817% | NWPPC 2021 Plan measure workbook Res-ClothesWasher-2021P_v2, for the measure Top Load_ENERGY STAR but not CEE+Gas DHW_Electric Dryer | 23.0175 | NWPPC 2021 Plan measure workbook Res-ClothesWasher-2021P_v2, for the measure Top Load_ENERGY STAR but not CEE+Gas DHW_Electric Dryer | 0 | Incremental | 0 | 0 | 0 | 0.0095994 | 0 | 0 | 0 | See 'Measure Equipment Cost Source' | NWPPC 2021 Plan measure workbook Res-ClothesWasher-2021P_v2, for the measure Top Load_ENERGY STAR but not CEE+Gas DHW_Electric Dryer |  | 100% | 99% | 6.608% | 1 | 0 | 8.0529 | See source workbook for details. Includes PSE NEI data where applicable. | NWPPC 2021 Plan measure workbook Res-ClothesWasher-2021P_v2, for the measure Top Load_ENERGY STAR but not CEE+Gas DHW_Electric Dryer | System | System
Snohomish County | Manufactured | Water Heat LE 55 Gal | New | Top Load_ENERGY STAR but not CEE+Gas DHW_Electric Dryer | Washer Savings | 0 | 2024 | 2050 | 0.87443 | per Home | 0 | 0 | 14 | NWPPC 2021 Plan measure workbook Res-ClothesWasher-2021P_v2, for the measure Top Load_ENERGY STAR but not CEE+Gas DHW_Electric Dryer | 0.59014 | 0.3817% | NWPPC 2021 Plan measure workbook Res-ClothesWasher-2021P_v2, for the measure Top Load_ENERGY STAR but not CEE+Gas DHW_Electric Dryer | 23.0175 | NWPPC 2021 Plan measure workbook Res-ClothesWasher-2021P_v2, for the measure Top Load_ENERGY STAR but not CEE+Gas DHW_Electric Dryer | 0 | Incremental | 0 | 0 | 0 | 0.0095994 | 0 | 0 | 0 | See 'Measure Equipment Cost Source' | NWPPC 2021 Plan measure workbook Res-ClothesWasher-2021P_v2, for the measure Top Load_ENERGY STAR but not CEE+Gas DHW_Electric Dryer |  | 100% | 99% | 6.608% | 1 | 0 | 8.0529 | See source workbook for details. Includes PSE NEI data where applicable. | NWPPC 2021 Plan measure workbook Res-ClothesWasher-2021P_v2, for the measure Top Load_ENERGY STAR but not CEE+Gas DHW_Electric Dryer | System | System
Snohomish County | Manufactured - Highly Impacted | Water Heat LE 55 Gal | Existing | Top Load_ENERGY STAR but not CEE+Gas DHW_Electric Dryer | Washer Savings | 0 | 2024 | 2050 | 0.67793 | per Home | 0 | 0 | 14 | NWPPC 2021 Plan measure workbook Res-ClothesWasher-2021P_v2, for the measure Top Load_ENERGY STAR but not CEE+Gas DHW_Electric Dryer | 0.47459 | 0.347% | NWPPC 2021 Plan measure workbook Res-ClothesWasher-2021P_v2, for the measure Top Load_ENERGY STAR but not CEE+Gas DHW_Electric Dryer | 17.8451 | NWPPC 2021 Plan measure workbook Res-ClothesWasher-2021P_v2, for the measure Top Load_ENERGY STAR but not CEE+Gas DHW_Electric Dryer | 0 | Incremental | 0 | 0 | 0 | 0.0074423 | 0 | 0 | 0 | See 'Measure Equipment Cost Source' | NWPPC 2021 Plan measure workbook Res-ClothesWasher-2021P_v2, for the measure Top Load_ENERGY STAR but not CEE+Gas DHW_Electric Dryer |  | 100% | 99% | 2.595% | 1 | 0 | 6.2433 | See source workbook for details. Includes PSE NEI data where applicable. | NWPPC 2021 Plan measure workbook Res-ClothesWasher-2021P_v2, for the measure Top Load_ENERGY STAR but not CEE+Gas DHW_Electric Dryer | System | System
Snohomish County | Manufactured - Highly Impacted | Water Heat LE 55 Gal | New | Top Load_ENERGY STAR but not CEE+Gas DHW_Electric Dryer | Washer Savings | 0 | 2024 | 2050 | 0.67793 | per Home | 0 | 0 | 14 | NWPPC 2021 Plan measure workbook Res-ClothesWasher-2021P_v2, for the measure Top Load_ENERGY STAR but not CEE+Gas DHW_Electric Dryer | 0.45753 | 0.347% | NWPPC 2021 Plan measure workbook Res-ClothesWasher-2021P_v2, for the measure Top Load_ENERGY STAR but not CEE+Gas DHW_Electric Dryer | 17.8451 | NWPPC 2021 Plan measure workbook Res-ClothesWasher-2021P_v2, for the measure Top Load_ENERGY STAR but not CEE+Gas DHW_Electric Dryer | 0 | Incremental | 0 | 0 | 0 | 0.0074423 | 0 | 0 | 0 | See 'Measure Equipment Cost Source' | NWPPC 2021 Plan measure workbook Res-ClothesWasher-2021P_v2, for the measure Top Load_ENERGY STAR but not CEE+Gas DHW_Electric Dryer |  | 100% | 99% | 2.595% | 1 | 0 | 6.2433 | See source workbook for details. Includes PSE NEI data where applicable. | NWPPC 2021 Plan measure workbook Res-ClothesWasher-2021P_v2, for the measure Top Load_ENERGY STAR but not CEE+Gas DHW_Electric Dryer | System | System
Snohomish County | Single Family | Water Heat GT 55 Gal | Existing | Top Load_ENERGY STAR but not CEE+Gas DHW_Electric Dryer | Washer Savings | 0 | 2024 | 2050 | 0.92861 | per Home | 0 | 0 | 14 | NWPPC 2021 Plan measure workbook Res-ClothesWasher-2021P_v2, for the measure Top Load_ENERGY STAR but not CEE+Gas DHW_Electric Dryer | 0.552 | 0.3593% | NWPPC 2021 Plan measure workbook Res-ClothesWasher-2021P_v2, for the measure Top Load_ENERGY STAR but not CEE+Gas DHW_Electric Dryer | 24.4437 | NWPPC 2021 Plan measure workbook Res-ClothesWasher-2021P_v2, for the measure Top Load_ENERGY STAR but not CEE+Gas DHW_Electric Dryer | 0 | Incremental | 0 | 0 | 0 | 0.010194 | 0 | 0 | 0 | See 'Measure Equipment Cost Source' | NWPPC 2021 Plan measure workbook Res-ClothesWasher-2021P_v2, for the measure Top Load_ENERGY STAR but not CEE+Gas DHW_Electric Dryer |  | 100% | 99% | 23.65% | 1 | 0 | 8.5519 | See source workbook for details. Includes PSE NEI data where applicable. | NWPPC 2021 Plan measure workbook Res-ClothesWasher-2021P_v2, for the measure Top Load_ENERGY STAR but not CEE+Gas DHW_Electric Dryer | System | System
Snohomish County | Single Family | Water Heat GT 55 Gal | New | Top Load_ENERGY STAR but not CEE+Gas DHW_Electric Dryer | Washer Savings | 0 | 2024 | 2050 | 0.92861 | per Home | 0 | 0 | 14 | NWPPC 2021 Plan measure workbook Res-ClothesWasher-2021P_v2, for the measure Top Load_ENERGY STAR but not CEE+Gas DHW_Electric Dryer | 0.552 | 0.3593% | NWPPC 2021 Plan measure workbook Res-ClothesWasher-2021P_v2, for the measure Top Load_ENERGY STAR but not CEE+Gas DHW_Electric Dryer | 24.4437 | NWPPC 2021 Plan measure workbook Res-ClothesWasher-2021P_v2, for the measure Top Load_ENERGY STAR but not CEE+Gas DHW_Electric Dryer | 0 | Incremental | 0 | 0 | 0 | 0.010194 | 0 | 0 | 0 | See 'Measure Equipment Cost Source' | NWPPC 2021 Plan measure workbook Res-ClothesWasher-2021P_v2, for the measure Top Load_ENERGY STAR but not CEE+Gas DHW_Electric Dryer |  | 100% | 99% | 23.65% | 1 | 0 | 8.5519 | See source workbook for details. Includes PSE NEI data where applicable. | NWPPC 2021 Plan measure workbook Res-ClothesWasher-2021P_v2, for the measure Top Load_ENERGY STAR but not CEE+Gas DHW_Electric Dryer | System | System
Snohomish County | Single Family - Highly Impacted | Water Heat GT 55 Gal | Existing | Top Load_ENERGY STAR but not CEE+Gas DHW_Electric Dryer | Washer Savings | 0 | 2024 | 2050 | 0.66799 | per Home | 0 | 0 | 14 | NWPPC 2021 Plan measure workbook Res-ClothesWasher-2021P_v2, for the measure Top Load_ENERGY STAR but not CEE+Gas DHW_Electric Dryer | 0.39708 | 0.2958% | NWPPC 2021 Plan measure workbook Res-ClothesWasher-2021P_v2, for the measure Top Load_ENERGY STAR but not CEE+Gas DHW_Electric Dryer | 17.5832 | NWPPC 2021 Plan measure workbook Res-ClothesWasher-2021P_v2, for the measure Top Load_ENERGY STAR but not CEE+Gas DHW_Electric Dryer | 0 | Incremental | 0 | 0 | 0 | 0.0073331 | 0 | 0 | 0 | See 'Measure Equipment Cost Source' | NWPPC 2021 Plan measure workbook Res-ClothesWasher-2021P_v2, for the measure Top Load_ENERGY STAR but not CEE+Gas DHW_Electric Dryer |  | 100% | 99% | 18.14% | 1 | 0 | 6.1517 | See source workbook for details. Includes PSE NEI data where applicable. | NWPPC 2021 Plan measure workbook Res-ClothesWasher-2021P_v2, for the measure Top Load_ENERGY STAR but not CEE+Gas DHW_Electric Dryer | System | System
Snohomish County | Single Family - Highly Impacted | Water Heat GT 55 Gal | New | Top Load_ENERGY STAR but not CEE+Gas DHW_Electric Dryer | Washer Savings | 0 | 2024 | 2050 | 0.66799 | per Home | 0 | 0 | 14 | NWPPC 2021 Plan measure workbook Res-ClothesWasher-2021P_v2, for the measure Top Load_ENERGY STAR but not CEE+Gas DHW_Electric Dryer | 0.39708 | 0.2958% | NWPPC 2021 Plan measure workbook Res-ClothesWasher-2021P_v2, for the measure Top Load_ENERGY STAR but not CEE+Gas DHW_Electric Dryer | 17.5832 | NWPPC 2021 Plan measure workbook Res-ClothesWasher-2021P_v2, for the measure Top Load_ENERGY STAR but not CEE+Gas DHW_Electric Dryer | 0 | Incremental | 0 | 0 | 0 | 0.0073331 | 0 | 0 | 0 | See 'Measure Equipment Cost Source' | NWPPC 2021 Plan measure workbook Res-ClothesWasher-2021P_v2, for the measure Top Load_ENERGY STAR but not CEE+Gas DHW_Electric Dryer |  | 100% | 99% | 18.14% | 1 | 0 | 6.1517 | See source workbook for details. Includes PSE NEI data where applicable. | NWPPC 2021 Plan measure workbook Res-ClothesWasher-2021P_v2, for the measure Top Load_ENERGY STAR but not CEE+Gas DHW_Electric Dryer | System | System
Snohomish County | Multifamily | Water Heat GT 55 Gal | Existing | Top Load_ENERGY STAR but not CEE+Gas DHW_Electric Dryer | Washer Savings | 0 | 2024 | 2050 | 0.6367 | per Home | 0 | 0 | 14 | NWPPC 2021 Plan measure workbook Res-ClothesWasher-2021P_v2, for the measure Top Load_ENERGY STAR but not CEE+Gas DHW_Electric Dryer | 0.37848 | 0.3468% | NWPPC 2021 Plan measure workbook Res-ClothesWasher-2021P_v2, for the measure Top Load_ENERGY STAR but not CEE+Gas DHW_Electric Dryer | 16.7598 | NWPPC 2021 Plan measure workbook Res-ClothesWasher-2021P_v2, for the measure Top Load_ENERGY STAR but not CEE+Gas DHW_Electric Dryer | 0 | Incremental | 0 | 0 | 0 | 0.0069897 | 0 | 0 | 0 | See 'Measure Equipment Cost Source' | NWPPC 2021 Plan measure workbook Res-ClothesWasher-2021P_v2, for the measure Top Load_ENERGY STAR but not CEE+Gas DHW_Electric Dryer |  | 100% | 99% | 5.408% | 1 | 0 | 5.8636 | See source workbook for details. Includes PSE NEI data where applicable. | NWPPC 2021 Plan measure workbook Res-ClothesWasher-2021P_v2, for the measure Top Load_ENERGY STAR but not CEE+Gas DHW_Electric Dryer | System | System
Snohomish County | Multifamily | Water Heat GT 55 Gal | New | Top Load_ENERGY STAR but not CEE+Gas DHW_Electric Dryer | Washer Savings | 0 | 2024 | 2050 | 0.6367 | per Home | 0 | 0 | 14 | NWPPC 2021 Plan measure workbook Res-ClothesWasher-2021P_v2, for the measure Top Load_ENERGY STAR but not CEE+Gas DHW_Electric Dryer | 0.37848 | 0.3468% | NWPPC 2021 Plan measure workbook Res-ClothesWasher-2021P_v2, for the measure Top Load_ENERGY STAR but not CEE+Gas DHW_Electric Dryer | 16.7598 | NWPPC 2021 Plan measure workbook Res-ClothesWasher-2021P_v2, for the measure Top Load_ENERGY STAR but not CEE+Gas DHW_Electric Dryer | 0 | Incremental | 0 | 0 | 0 | 0.0069897 | 0 | 0 | 0 | See 'Measure Equipment Cost Source' | NWPPC 2021 Plan measure workbook Res-ClothesWasher-2021P_v2, for the measure Top Load_ENERGY STAR but not CEE+Gas DHW_Electric Dryer |  | 100% | 99% | 5.408% | 1 | 0 | 5.8636 | See source workbook for details. Includes PSE NEI data where applicable. | NWPPC 2021 Plan measure workbook Res-ClothesWasher-2021P_v2, for the measure Top Load_ENERGY STAR but not CEE+Gas DHW_Electric Dryer | System | System
Snohomish County | Multifamily - Highly Impacted | Water Heat GT 55 Gal | Existing | Top Load_ENERGY STAR but not CEE+Gas DHW_Electric Dryer | Washer Savings | 0 | 2024 | 2050 | 0.5404 | per Home | 0 | 0 | 14 | NWPPC 2021 Plan measure workbook Res-ClothesWasher-2021P_v2, for the measure Top Load_ENERGY STAR but not CEE+Gas DHW_Electric Dryer | 0.32124 | 0.2615% | NWPPC 2021 Plan measure workbook Res-ClothesWasher-2021P_v2, for the measure Top Load_ENERGY STAR but not CEE+Gas DHW_Electric Dryer | 14.2249 | NWPPC 2021 Plan measure workbook Res-ClothesWasher-2021P_v2, for the measure Top Load_ENERGY STAR but not CEE+Gas DHW_Electric Dryer | 0 | Incremental | 0 | 0 | 0 | 0.0059325 | 0 | 0 | 0 | See 'Measure Equipment Cost Source' | NWPPC 2021 Plan measure workbook Res-ClothesWasher-2021P_v2, for the measure Top Load_ENERGY STAR but not CEE+Gas DHW_Electric Dryer |  | 100% | 99% | 4.076% | 1 | 0 | 4.9767 | See source workbook for details. Includes PSE NEI data where applicable. | NWPPC 2021 Plan measure workbook Res-ClothesWasher-2021P_v2, for the measure Top Load_ENERGY STAR but not CEE+Gas DHW_Electric Dryer | System | System
Snohomish County | Multifamily - Highly Impacted | Water Heat GT 55 Gal | New | Top Load_ENERGY STAR but not CEE+Gas DHW_Electric Dryer | Washer Savings | 0 | 2024 | 2050 | 0.5404 | per Home | 0 | 0 | 14 | NWPPC 2021 Plan measure workbook Res-ClothesWasher-2021P_v2, for the measure Top Load_ENERGY STAR but not CEE+Gas DHW_Electric Dryer | 0.32124 | 0.2615% | NWPPC 2021 Plan measure workbook Res-ClothesWasher-2021P_v2, for the measure Top Load_ENERGY STAR but not CEE+Gas DHW_Electric Dryer | 14.2249 | NWPPC 2021 Plan measure workbook Res-ClothesWasher-2021P_v2, for the measure Top Load_ENERGY STAR but not CEE+Gas DHW_Electric Dryer | 0 | Incremental | 0 | 0 | 0 | 0.0059325 | 0 | 0 | 0 | See 'Measure Equipment Cost Source' | NWPPC 2021 Plan measure workbook Res-ClothesWasher-2021P_v2, for the measure Top Load_ENERGY STAR but not CEE+Gas DHW_Electric Dryer |  | 100% | 99% | 4.076% | 1 | 0 | 4.9767 | See source workbook for details. Includes PSE NEI data where applicable. | NWPPC 2021 Plan measure workbook Res-ClothesWasher-2021P_v2, for the measure Top Load_ENERGY STAR but not CEE+Gas DHW_Electric Dryer | System | System
Snohomish County | Manufactured | Water Heat GT 55 Gal | Existing | Top Load_ENERGY STAR but not CEE+Gas DHW_Electric Dryer | Washer Savings | 0 | 2024 | 2050 | 0.87443 | per Home | 0 | 0 | 14 | NWPPC 2021 Plan measure workbook Res-ClothesWasher-2021P_v2, for the measure Top Load_ENERGY STAR but not CEE+Gas DHW_Electric Dryer | 0.5198 | 0.3817% | NWPPC 2021 Plan measure workbook Res-ClothesWasher-2021P_v2, for the measure Top Load_ENERGY STAR but not CEE+Gas DHW_Electric Dryer | 23.0175 | NWPPC 2021 Plan measure workbook Res-ClothesWasher-2021P_v2, for the measure Top Load_ENERGY STAR but not CEE+Gas DHW_Electric Dryer | 0 | Incremental | 0 | 0 | 0 | 0.0095994 | 0 | 0 | 0 | See 'Measure Equipment Cost Source' | NWPPC 2021 Plan measure workbook Res-ClothesWasher-2021P_v2, for the measure Top Load_ENERGY STAR but not CEE+Gas DHW_Electric Dryer |  | 100% | 99% | 6.608% | 1 | 0 | 8.0529 | See source workbook for details. Includes PSE NEI data where applicable. | NWPPC 2021 Plan measure workbook Res-ClothesWasher-2021P_v2, for the measure Top Load_ENERGY STAR but not CEE+Gas DHW_Electric Dryer | System | System
Snohomish County | Manufactured | Water Heat GT 55 Gal | New | Top Load_ENERGY STAR but not CEE+Gas DHW_Electric Dryer | Washer Savings | 0 | 2024 | 2050 | 0.87443 | per Home | 0 | 0 | 14 | NWPPC 2021 Plan measure workbook Res-ClothesWasher-2021P_v2, for the measure Top Load_ENERGY STAR but not CEE+Gas DHW_Electric Dryer | 0.5198 | 0.3817% | NWPPC 2021 Plan measure workbook Res-ClothesWasher-2021P_v2, for the measure Top Load_ENERGY STAR but not CEE+Gas DHW_Electric Dryer | 23.0175 | NWPPC 2021 Plan measure workbook Res-ClothesWasher-2021P_v2, for the measure Top Load_ENERGY STAR but not CEE+Gas DHW_Electric Dryer | 0 | Incremental | 0 | 0 | 0 | 0.0095994 | 0 | 0 | 0 | See 'Measure Equipment Cost Source' | NWPPC 2021 Plan measure workbook Res-ClothesWasher-2021P_v2, for the measure Top Load_ENERGY STAR but not CEE+Gas DHW_Electric Dryer |  | 100% | 99% | 6.608% | 1 | 0 | 8.0529 | See source workbook for details. Includes PSE NEI data where applicable. | NWPPC 2021 Plan measure workbook Res-ClothesWasher-2021P_v2, for the measure Top Load_ENERGY STAR but not CEE+Gas DHW_Electric Dryer | System | System
Snohomish County | Manufactured - Highly Impacted | Water Heat GT 55 Gal | Existing | Top Load_ENERGY STAR but not CEE+Gas DHW_Electric Dryer | Washer Savings | 0 | 2024 | 2050 | 0.67793 | per Home | 0 | 0 | 14 | NWPPC 2021 Plan measure workbook Res-ClothesWasher-2021P_v2, for the measure Top Load_ENERGY STAR but not CEE+Gas DHW_Electric Dryer | 0.40299 | 0.347% | NWPPC 2021 Plan measure workbook Res-ClothesWasher-2021P_v2, for the measure Top Load_ENERGY STAR but not CEE+Gas DHW_Electric Dryer | 17.8451 | NWPPC 2021 Plan measure workbook Res-ClothesWasher-2021P_v2, for the measure Top Load_ENERGY STAR but not CEE+Gas DHW_Electric Dryer | 0 | Incremental | 0 | 0 | 0 | 0.0074423 | 0 | 0 | 0 | See 'Measure Equipment Cost Source' | NWPPC 2021 Plan measure workbook Res-ClothesWasher-2021P_v2, for the measure Top Load_ENERGY STAR but not CEE+Gas DHW_Electric Dryer |  | 100% | 99% | 2.595% | 1 | 0 | 6.2433 | See source workbook for details. Includes PSE NEI data where applicable. | NWPPC 2021 Plan measure workbook Res-ClothesWasher-2021P_v2, for the measure Top Load_ENERGY STAR but not CEE+Gas DHW_Electric Dryer | System | System
Snohomish County | Manufactured - Highly Impacted | Water Heat GT 55 Gal | New | Top Load_ENERGY STAR but not CEE+Gas DHW_Electric Dryer | Washer Savings | 0 | 2024 | 2050 | 0.67793 | per Home | 0 | 0 | 14 | NWPPC 2021 Plan measure workbook Res-ClothesWasher-2021P_v2, for the measure Top Load_ENERGY STAR but not CEE+Gas DHW_Electric Dryer | 0.40299 | 0.347% | NWPPC 2021 Plan measure workbook Res-ClothesWasher-2021P_v2, for the measure Top Load_ENERGY STAR but not CEE+Gas DHW_Electric Dryer | 17.8451 | NWPPC 2021 Plan measure workbook Res-ClothesWasher-2021P_v2, for the measure Top Load_ENERGY STAR but not CEE+Gas DHW_Electric Dryer | 0 | Incremental | 0 | 0 | 0 | 0.0074423 | 0 | 0 | 0 | See 'Measure Equipment Cost Source' | NWPPC 2021 Plan measure workbook Res-ClothesWasher-2021P_v2, for the measure Top Load_ENERGY STAR but not CEE+Gas DHW_Electric Dryer |  | 100% | 99% | 2.595% | 1 | 0 | 6.2433 | See source workbook for details. Includes PSE NEI data where applicable. | NWPPC 2021 Plan measure workbook Res-ClothesWasher-2021P_v2, for the measure Top Load_ENERGY STAR but not CEE+Gas DHW_Electric Dryer | System | System
Snohomish County | Single Family | Water Heat LE 55 Gal | Existing | Top Load_ENERGY STAR but not CEE+Gas DHW_Gas Dryer | Washer Savings | 0 | 2024 | 2050 | 0.92861 | per Home | 0 | 0 | 14 | NWPPC 2021 Plan measure workbook Res-ClothesWasher-2021P_v2, for the measure Top Load_ENERGY STAR but not CEE+Gas DHW_Gas Dryer | 1.27 | 0.7019% | NWPPC 2021 Plan measure workbook Res-ClothesWasher-2021P_v2, for the measure Top Load_ENERGY STAR but not CEE+Gas DHW_Gas Dryer | 8.2329 | NWPPC 2021 Plan measure workbook Res-ClothesWasher-2021P_v2, for the measure Top Load_ENERGY STAR but not CEE+Gas DHW_Gas Dryer | 0 | Incremental | 0 | 0 | 0 | 0.010194 | 0 | 0 | 0 | See 'Measure Equipment Cost Source' | NWPPC 2021 Plan measure workbook Res-ClothesWasher-2021P_v2, for the measure Top Load_ENERGY STAR but not CEE+Gas DHW_Gas Dryer |  | 100% | 99% | 3.773% | 1 | 0 | 8.5519 | See source workbook for details. Includes PSE NEI data where applicable. | NWPPC 2021 Plan measure workbook Res-ClothesWasher-2021P_v2, for the measure Top Load_ENERGY STAR but not CEE+Gas DHW_Gas Dryer | System | System
Snohomish County | Single Family | Water Heat LE 55 Gal | New | Top Load_ENERGY STAR but not CEE+Gas DHW_Gas Dryer | Washer Savings | 0 | 2024 | 2050 | 0.92861 | per Home | 0 | 0 | 14 | NWPPC 2021 Plan measure workbook Res-ClothesWasher-2021P_v2, for the measure Top Load_ENERGY STAR but not CEE+Gas DHW_Gas Dryer | 1.2243 | 0.7019% | NWPPC 2021 Plan measure workbook Res-ClothesWasher-2021P_v2, for the measure Top Load_ENERGY STAR but not CEE+Gas DHW_Gas Dryer | 8.2329 | NWPPC 2021 Plan measure workbook Res-ClothesWasher-2021P_v2, for the measure Top Load_ENERGY STAR but not CEE+Gas DHW_Gas Dryer | 0 | Incremental | 0 | 0 | 0 | 0.010194 | 0 | 0 | 0 | See 'Measure Equipment Cost Source' | NWPPC 2021 Plan measure workbook Res-ClothesWasher-2021P_v2, for the measure Top Load_ENERGY STAR but not CEE+Gas DHW_Gas Dryer |  | 100% | 99% | 3.773% | 1 | 0 | 8.5519 | See source workbook for details. Includes PSE NEI data where applicable. | NWPPC 2021 Plan measure workbook Res-ClothesWasher-2021P_v2, for the measure Top Load_ENERGY STAR but not CEE+Gas DHW_Gas Dryer | System | System
Snohomish County | Single Family - Highly Impacted | Water Heat LE 55 Gal | Existing | Top Load_ENERGY STAR but not CEE+Gas DHW_Gas Dryer | Washer Savings | 0 | 2024 | 2050 | 0.66799 | per Home | 0 | 0 | 14 | NWPPC 2021 Plan measure workbook Res-ClothesWasher-2021P_v2, for the measure Top Load_ENERGY STAR but not CEE+Gas DHW_Gas Dryer | 0.91356 | 0.5779% | NWPPC 2021 Plan measure workbook Res-ClothesWasher-2021P_v2, for the measure Top Load_ENERGY STAR but not CEE+Gas DHW_Gas Dryer | 5.9222 | NWPPC 2021 Plan measure workbook Res-ClothesWasher-2021P_v2, for the measure Top Load_ENERGY STAR but not CEE+Gas DHW_Gas Dryer | 0 | Incremental | 0 | 0 | 0 | 0.0073331 | 0 | 0 | 0 | See 'Measure Equipment Cost Source' | NWPPC 2021 Plan measure workbook Res-ClothesWasher-2021P_v2, for the measure Top Load_ENERGY STAR but not CEE+Gas DHW_Gas Dryer |  | 100% | 99% | 2.329% | 1 | 0 | 6.1517 | See source workbook for details. Includes PSE NEI data where applicable. | NWPPC 2021 Plan measure workbook Res-ClothesWasher-2021P_v2, for the measure Top Load_ENERGY STAR but not CEE+Gas DHW_Gas Dryer | System | System
Snohomish County | Single Family - Highly Impacted | Water Heat LE 55 Gal | New | Top Load_ENERGY STAR but not CEE+Gas DHW_Gas Dryer | Washer Savings | 0 | 2024 | 2050 | 0.66799 | per Home | 0 | 0 | 14 | NWPPC 2021 Plan measure workbook Res-ClothesWasher-2021P_v2, for the measure Top Load_ENERGY STAR but not CEE+Gas DHW_Gas Dryer | 0.88072 | 0.5779% | NWPPC 2021 Plan measure workbook Res-ClothesWasher-2021P_v2, for the measure Top Load_ENERGY STAR but not CEE+Gas DHW_Gas Dryer | 5.9222 | NWPPC 2021 Plan measure workbook Res-ClothesWasher-2021P_v2, for the measure Top Load_ENERGY STAR but not CEE+Gas DHW_Gas Dryer | 0 | Incremental | 0 | 0 | 0 | 0.0073331 | 0 | 0 | 0 | See 'Measure Equipment Cost Source' | NWPPC 2021 Plan measure workbook Res-ClothesWasher-2021P_v2, for the measure Top Load_ENERGY STAR but not CEE+Gas DHW_Gas Dryer |  | 100% | 99% | 2.329% | 1 | 0 | 6.1517 | See source workbook for details. Includes PSE NEI data where applicable. | NWPPC 2021 Plan measure workbook Res-ClothesWasher-2021P_v2, for the measure Top Load_ENERGY STAR but not CEE+Gas DHW_Gas Dryer | System | System
Snohomish County | Multifamily | Water Heat LE 55 Gal | Existing | Top Load_ENERGY STAR but not CEE+Gas DHW_Gas Dryer | Washer Savings | 0 | 2024 | 2050 | 0.6367 | per Home | 0 | 0 | 14 | NWPPC 2021 Plan measure workbook Res-ClothesWasher-2021P_v2, for the measure Top Load_ENERGY STAR but not CEE+Gas DHW_Gas Dryer | 0.87078 | 0.6776% | NWPPC 2021 Plan measure workbook Res-ClothesWasher-2021P_v2, for the measure Top Load_ENERGY STAR but not CEE+Gas DHW_Gas Dryer | 5.6449 | NWPPC 2021 Plan measure workbook Res-ClothesWasher-2021P_v2, for the measure Top Load_ENERGY STAR but not CEE+Gas DHW_Gas Dryer | 0 | Incremental | 0 | 0 | 0 | 0.0069897 | 0 | 0 | 0 | See 'Measure Equipment Cost Source' | NWPPC 2021 Plan measure workbook Res-ClothesWasher-2021P_v2, for the measure Top Load_ENERGY STAR but not CEE+Gas DHW_Gas Dryer |  | 100% | 99% | 0.1057% | 1 | 0 | 5.8636 | See source workbook for details. Includes PSE NEI data where applicable. | NWPPC 2021 Plan measure workbook Res-ClothesWasher-2021P_v2, for the measure Top Load_ENERGY STAR but not CEE+Gas DHW_Gas Dryer | System | System
Snohomish County | Multifamily | Water Heat LE 55 Gal | New | Top Load_ENERGY STAR but not CEE+Gas DHW_Gas Dryer | Washer Savings | 0 | 2024 | 2050 | 0.6367 | per Home | 0 | 0 | 14 | NWPPC 2021 Plan measure workbook Res-ClothesWasher-2021P_v2, for the measure Top Load_ENERGY STAR but not CEE+Gas DHW_Gas Dryer | 0.83947 | 0.6776% | NWPPC 2021 Plan measure workbook Res-ClothesWasher-2021P_v2, for the measure Top Load_ENERGY STAR but not CEE+Gas DHW_Gas Dryer | 5.6449 | NWPPC 2021 Plan measure workbook Res-ClothesWasher-2021P_v2, for the measure Top Load_ENERGY STAR but not CEE+Gas DHW_Gas Dryer | 0 | Incremental | 0 | 0 | 0 | 0.0069897 | 0 | 0 | 0 | See 'Measure Equipment Cost Source' | NWPPC 2021 Plan measure workbook Res-ClothesWasher-2021P_v2, for the measure Top Load_ENERGY STAR but not CEE+Gas DHW_Gas Dryer |  | 100% | 99% | 0.1057% | 1 | 0 | 5.8636 | See source workbook for details. Includes PSE NEI data where applicable. | NWPPC 2021 Plan measure workbook Res-ClothesWasher-2021P_v2, for the measure Top Load_ENERGY STAR but not CEE+Gas DHW_Gas Dryer | System | System
Snohomish County | Multifamily - Highly Impacted | Water Heat LE 55 Gal | Existing | Top Load_ENERGY STAR but not CEE+Gas DHW_Gas Dryer | Washer Savings | 0 | 2024 | 2050 | 0.5404 | per Home | 0 | 0 | 14 | NWPPC 2021 Plan measure workbook Res-ClothesWasher-2021P_v2, for the measure Top Load_ENERGY STAR but not CEE+Gas DHW_Gas Dryer | 0.73907 | 0.5109% | NWPPC 2021 Plan measure workbook Res-ClothesWasher-2021P_v2, for the measure Top Load_ENERGY STAR but not CEE+Gas DHW_Gas Dryer | 4.7911 | NWPPC 2021 Plan measure workbook Res-ClothesWasher-2021P_v2, for the measure Top Load_ENERGY STAR but not CEE+Gas DHW_Gas Dryer | 0 | Incremental | 0 | 0 | 0 | 0.0059325 | 0 | 0 | 0 | See 'Measure Equipment Cost Source' | NWPPC 2021 Plan measure workbook Res-ClothesWasher-2021P_v2, for the measure Top Load_ENERGY STAR but not CEE+Gas DHW_Gas Dryer |  | 100% | 99% | 0.05979% | 1 | 0 | 4.9767 | See source workbook for details. Includes PSE NEI data where applicable. | NWPPC 2021 Plan measure workbook Res-ClothesWasher-2021P_v2, for the measure Top Load_ENERGY STAR but not CEE+Gas DHW_Gas Dryer | System | System
Snohomish County | Multifamily - Highly Impacted | Water Heat LE 55 Gal | New | Top Load_ENERGY STAR but not CEE+Gas DHW_Gas Dryer | Washer Savings | 0 | 2024 | 2050 | 0.5404 | per Home | 0 | 0 | 14 | NWPPC 2021 Plan measure workbook Res-ClothesWasher-2021P_v2, for the measure Top Load_ENERGY STAR but not CEE+Gas DHW_Gas Dryer | 0.7125 | 0.5109% | NWPPC 2021 Plan measure workbook Res-ClothesWasher-2021P_v2, for the measure Top Load_ENERGY STAR but not CEE+Gas DHW_Gas Dryer | 4.7911 | NWPPC 2021 Plan measure workbook Res-ClothesWasher-2021P_v2, for the measure Top Load_ENERGY STAR but not CEE+Gas DHW_Gas Dryer | 0 | Incremental | 0 | 0 | 0 | 0.0059325 | 0 | 0 | 0 | See 'Measure Equipment Cost Source' | NWPPC 2021 Plan measure workbook Res-ClothesWasher-2021P_v2, for the measure Top Load_ENERGY STAR but not CEE+Gas DHW_Gas Dryer |  | 100% | 99% | 0.05979% | 1 | 0 | 4.9767 | See source workbook for details. Includes PSE NEI data where applicable. | NWPPC 2021 Plan measure workbook Res-ClothesWasher-2021P_v2, for the measure Top Load_ENERGY STAR but not CEE+Gas DHW_Gas Dryer | System | System
Snohomish County | Manufactured | Water Heat LE 55 Gal | Existing | Top Load_ENERGY STAR but not CEE+Gas DHW_Gas Dryer | Washer Savings | 0 | 2024 | 2050 | 0.87443 | per Home | 0 | 0 | 14 | NWPPC 2021 Plan measure workbook Res-ClothesWasher-2021P_v2, for the measure Top Load_ENERGY STAR but not CEE+Gas DHW_Gas Dryer | 1.1959 | 0.7456% | NWPPC 2021 Plan measure workbook Res-ClothesWasher-2021P_v2, for the measure Top Load_ENERGY STAR but not CEE+Gas DHW_Gas Dryer | 7.7526 | NWPPC 2021 Plan measure workbook Res-ClothesWasher-2021P_v2, for the measure Top Load_ENERGY STAR but not CEE+Gas DHW_Gas Dryer | 0 | Incremental | 0 | 0 | 0 | 0.0095994 | 0 | 0 | 0 | See 'Measure Equipment Cost Source' | NWPPC 2021 Plan measure workbook Res-ClothesWasher-2021P_v2, for the measure Top Load_ENERGY STAR but not CEE+Gas DHW_Gas Dryer |  | 100% | 99% | 0.5436% | 1 | 0 | 8.0529 | See source workbook for details. Includes PSE NEI data where applicable. | NWPPC 2021 Plan measure workbook Res-ClothesWasher-2021P_v2, for the measure Top Load_ENERGY STAR but not CEE+Gas DHW_Gas Dryer | System | System
Snohomish County | Manufactured | Water Heat LE 55 Gal | New | Top Load_ENERGY STAR but not CEE+Gas DHW_Gas Dryer | Washer Savings | 0 | 2024 | 2050 | 0.87443 | per Home | 0 | 0 | 14 | NWPPC 2021 Plan measure workbook Res-ClothesWasher-2021P_v2, for the measure Top Load_ENERGY STAR but not CEE+Gas DHW_Gas Dryer | 1.1529 | 0.7456% | NWPPC 2021 Plan measure workbook Res-ClothesWasher-2021P_v2, for the measure Top Load_ENERGY STAR but not CEE+Gas DHW_Gas Dryer | 7.7526 | NWPPC 2021 Plan measure workbook Res-ClothesWasher-2021P_v2, for the measure Top Load_ENERGY STAR but not CEE+Gas DHW_Gas Dryer | 0 | Incremental | 0 | 0 | 0 | 0.0095994 | 0 | 0 | 0 | See 'Measure Equipment Cost Source' | NWPPC 2021 Plan measure workbook Res-ClothesWasher-2021P_v2, for the measure Top Load_ENERGY STAR but not CEE+Gas DHW_Gas Dryer |  | 100% | 99% | 0.5436% | 1 | 0 | 8.0529 | See source workbook for details. Includes PSE NEI data where applicable. | NWPPC 2021 Plan measure workbook Res-ClothesWasher-2021P_v2, for the measure Top Load_ENERGY STAR but not CEE+Gas DHW_Gas Dryer | System | System
Snohomish County | Manufactured - Highly Impacted | Water Heat LE 55 Gal | Existing | Top Load_ENERGY STAR but not CEE+Gas DHW_Gas Dryer | Washer Savings | 0 | 2024 | 2050 | 0.67793 | per Home | 0 | 0 | 14 | NWPPC 2021 Plan measure workbook Res-ClothesWasher-2021P_v2, for the measure Top Load_ENERGY STAR but not CEE+Gas DHW_Gas Dryer | 0.92717 | 0.678% | NWPPC 2021 Plan measure workbook Res-ClothesWasher-2021P_v2, for the measure Top Load_ENERGY STAR but not CEE+Gas DHW_Gas Dryer | 6.0104 | NWPPC 2021 Plan measure workbook Res-ClothesWasher-2021P_v2, for the measure Top Load_ENERGY STAR but not CEE+Gas DHW_Gas Dryer | 0 | Incremental | 0 | 0 | 0 | 0.0074423 | 0 | 0 | 0 | See 'Measure Equipment Cost Source' | NWPPC 2021 Plan measure workbook Res-ClothesWasher-2021P_v2, for the measure Top Load_ENERGY STAR but not CEE+Gas DHW_Gas Dryer |  | 100% | 99% | 0.02805% | 1 | 0 | 6.2433 | See source workbook for details. Includes PSE NEI data where applicable. | NWPPC 2021 Plan measure workbook Res-ClothesWasher-2021P_v2, for the measure Top Load_ENERGY STAR but not CEE+Gas DHW_Gas Dryer | System | System
Snohomish County | Manufactured - Highly Impacted | Water Heat LE 55 Gal | New | Top Load_ENERGY STAR but not CEE+Gas DHW_Gas Dryer | Washer Savings | 0 | 2024 | 2050 | 0.67793 | per Home | 0 | 0 | 14 | NWPPC 2021 Plan measure workbook Res-ClothesWasher-2021P_v2, for the measure Top Load_ENERGY STAR but not CEE+Gas DHW_Gas Dryer | 0.89384 | 0.678% | NWPPC 2021 Plan measure workbook Res-ClothesWasher-2021P_v2, for the measure Top Load_ENERGY STAR but not CEE+Gas DHW_Gas Dryer | 6.0104 | NWPPC 2021 Plan measure workbook Res-ClothesWasher-2021P_v2, for the measure Top Load_ENERGY STAR but not CEE+Gas DHW_Gas Dryer | 0 | Incremental | 0 | 0 | 0 | 0.0074423 | 0 | 0 | 0 | See 'Measure Equipment Cost Source' | NWPPC 2021 Plan measure workbook Res-ClothesWasher-2021P_v2, for the measure Top Load_ENERGY STAR but not CEE+Gas DHW_Gas Dryer |  | 100% | 99% | 0.02805% | 1 | 0 | 6.2433 | See source workbook for details. Includes PSE NEI data where applicable. | NWPPC 2021 Plan measure workbook Res-ClothesWasher-2021P_v2, for the measure Top Load_ENERGY STAR but not CEE+Gas DHW_Gas Dryer | System | System
Snohomish County | Single Family | Water Heat GT 55 Gal | Existing | Top Load_ENERGY STAR but not CEE+Gas DHW_Gas Dryer | Washer Savings | 0 | 2024 | 2050 | 0.92861 | per Home | 0 | 0 | 14 | NWPPC 2021 Plan measure workbook Res-ClothesWasher-2021P_v2, for the measure Top Load_ENERGY STAR but not CEE+Gas DHW_Gas Dryer | 1.0784 | 0.7019% | NWPPC 2021 Plan measure workbook Res-ClothesWasher-2021P_v2, for the measure Top Load_ENERGY STAR but not CEE+Gas DHW_Gas Dryer | 8.2329 | NWPPC 2021 Plan measure workbook Res-ClothesWasher-2021P_v2, for the measure Top Load_ENERGY STAR but not CEE+Gas DHW_Gas Dryer | 0 | Incremental | 0 | 0 | 0 | 0.010194 | 0 | 0 | 0 | See 'Measure Equipment Cost Source' | NWPPC 2021 Plan measure workbook Res-ClothesWasher-2021P_v2, for the measure Top Load_ENERGY STAR but not CEE+Gas DHW_Gas Dryer |  | 100% | 99% | 3.773% | 1 | 0 | 8.5519 | See source workbook for details. Includes PSE NEI data where applicable. | NWPPC 2021 Plan measure workbook Res-ClothesWasher-2021P_v2, for the measure Top Load_ENERGY STAR but not CEE+Gas DHW_Gas Dryer | System | System
Snohomish County | Single Family | Water Heat GT 55 Gal | New | Top Load_ENERGY STAR but not CEE+Gas DHW_Gas Dryer | Washer Savings | 0 | 2024 | 2050 | 0.92861 | per Home | 0 | 0 | 14 | NWPPC 2021 Plan measure workbook Res-ClothesWasher-2021P_v2, for the measure Top Load_ENERGY STAR but not CEE+Gas DHW_Gas Dryer | 1.0784 | 0.7019% | NWPPC 2021 Plan measure workbook Res-ClothesWasher-2021P_v2, for the measure Top Load_ENERGY STAR but not CEE+Gas DHW_Gas Dryer | 8.2329 | NWPPC 2021 Plan measure workbook Res-ClothesWasher-2021P_v2, for the measure Top Load_ENERGY STAR but not CEE+Gas DHW_Gas Dryer | 0 | Incremental | 0 | 0 | 0 | 0.010194 | 0 | 0 | 0 | See 'Measure Equipment Cost Source' | NWPPC 2021 Plan measure workbook Res-ClothesWasher-2021P_v2, for the measure Top Load_ENERGY STAR but not CEE+Gas DHW_Gas Dryer |  | 100% | 99% | 3.773% | 1 | 0 | 8.5519 | See source workbook for details. Includes PSE NEI data where applicable. | NWPPC 2021 Plan measure workbook Res-ClothesWasher-2021P_v2, for the measure Top Load_ENERGY STAR but not CEE+Gas DHW_Gas Dryer | System | System
Snohomish County | Single Family - Highly Impacted | Water Heat GT 55 Gal | Existing | Top Load_ENERGY STAR but not CEE+Gas DHW_Gas Dryer | Washer Savings | 0 | 2024 | 2050 | 0.66799 | per Home | 0 | 0 | 14 | NWPPC 2021 Plan measure workbook Res-ClothesWasher-2021P_v2, for the measure Top Load_ENERGY STAR but not CEE+Gas DHW_Gas Dryer | 0.77573 | 0.5779% | NWPPC 2021 Plan measure workbook Res-ClothesWasher-2021P_v2, for the measure Top Load_ENERGY STAR but not CEE+Gas DHW_Gas Dryer | 5.9222 | NWPPC 2021 Plan measure workbook Res-ClothesWasher-2021P_v2, for the measure Top Load_ENERGY STAR but not CEE+Gas DHW_Gas Dryer | 0 | Incremental | 0 | 0 | 0 | 0.0073331 | 0 | 0 | 0 | See 'Measure Equipment Cost Source' | NWPPC 2021 Plan measure workbook Res-ClothesWasher-2021P_v2, for the measure Top Load_ENERGY STAR but not CEE+Gas DHW_Gas Dryer |  | 100% | 99% | 2.329% | 1 | 0 | 6.1517 | See source workbook for details. Includes PSE NEI data where applicable. | NWPPC 2021 Plan measure workbook Res-ClothesWasher-2021P_v2, for the measure Top Load_ENERGY STAR but not CEE+Gas DHW_Gas Dryer | System | System
Snohomish County | Single Family - Highly Impacted | Water Heat GT 55 Gal | New | Top Load_ENERGY STAR but not CEE+Gas DHW_Gas Dryer | Washer Savings | 0 | 2024 | 2050 | 0.66799 | per Home | 0 | 0 | 14 | NWPPC 2021 Plan measure workbook Res-ClothesWasher-2021P_v2, for the measure Top Load_ENERGY STAR but not CEE+Gas DHW_Gas Dryer | 0.77573 | 0.5779% | NWPPC 2021 Plan measure workbook Res-ClothesWasher-2021P_v2, for the measure Top Load_ENERGY STAR but not CEE+Gas DHW_Gas Dryer | 5.9222 | NWPPC 2021 Plan measure workbook Res-ClothesWasher-2021P_v2, for the measure Top Load_ENERGY STAR but not CEE+Gas DHW_Gas Dryer | 0 | Incremental | 0 | 0 | 0 | 0.0073331 | 0 | 0 | 0 | See 'Measure Equipment Cost Source' | NWPPC 2021 Plan measure workbook Res-ClothesWasher-2021P_v2, for the measure Top Load_ENERGY STAR but not CEE+Gas DHW_Gas Dryer |  | 100% | 99% | 2.329% | 1 | 0 | 6.1517 | See source workbook for details. Includes PSE NEI data where applicable. | NWPPC 2021 Plan measure workbook Res-ClothesWasher-2021P_v2, for the measure Top Load_ENERGY STAR but not CEE+Gas DHW_Gas Dryer | System | System
Snohomish County | Multifamily | Water Heat GT 55 Gal | Existing | Top Load_ENERGY STAR but not CEE+Gas DHW_Gas Dryer | Washer Savings | 0 | 2024 | 2050 | 0.6367 | per Home | 0 | 0 | 14 | NWPPC 2021 Plan measure workbook Res-ClothesWasher-2021P_v2, for the measure Top Load_ENERGY STAR but not CEE+Gas DHW_Gas Dryer | 0.7394 | 0.6776% | NWPPC 2021 Plan measure workbook Res-ClothesWasher-2021P_v2, for the measure Top Load_ENERGY STAR but not CEE+Gas DHW_Gas Dryer | 5.6449 | NWPPC 2021 Plan measure workbook Res-ClothesWasher-2021P_v2, for the measure Top Load_ENERGY STAR but not CEE+Gas DHW_Gas Dryer | 0 | Incremental | 0 | 0 | 0 | 0.0069897 | 0 | 0 | 0 | See 'Measure Equipment Cost Source' | NWPPC 2021 Plan measure workbook Res-ClothesWasher-2021P_v2, for the measure Top Load_ENERGY STAR but not CEE+Gas DHW_Gas Dryer |  | 100% | 99% | 0.1057% | 1 | 0 | 5.8636 | See source workbook for details. Includes PSE NEI data where applicable. | NWPPC 2021 Plan measure workbook Res-ClothesWasher-2021P_v2, for the measure Top Load_ENERGY STAR but not CEE+Gas DHW_Gas Dryer | System | System
Snohomish County | Multifamily | Water Heat GT 55 Gal | New | Top Load_ENERGY STAR but not CEE+Gas DHW_Gas Dryer | Washer Savings | 0 | 2024 | 2050 | 0.6367 | per Home | 0 | 0 | 14 | NWPPC 2021 Plan measure workbook Res-ClothesWasher-2021P_v2, for the measure Top Load_ENERGY STAR but not CEE+Gas DHW_Gas Dryer | 0.7394 | 0.6776% | NWPPC 2021 Plan measure workbook Res-ClothesWasher-2021P_v2, for the measure Top Load_ENERGY STAR but not CEE+Gas DHW_Gas Dryer | 5.6449 | NWPPC 2021 Plan measure workbook Res-ClothesWasher-2021P_v2, for the measure Top Load_ENERGY STAR but not CEE+Gas DHW_Gas Dryer | 0 | Incremental | 0 | 0 | 0 | 0.0069897 | 0 | 0 | 0 | See 'Measure Equipment Cost Source' | NWPPC 2021 Plan measure workbook Res-ClothesWasher-2021P_v2, for the measure Top Load_ENERGY STAR but not CEE+Gas DHW_Gas Dryer |  | 100% | 99% | 0.1057% | 1 | 0 | 5.8636 | See source workbook for details. Includes PSE NEI data where applicable. | NWPPC 2021 Plan measure workbook Res-ClothesWasher-2021P_v2, for the measure Top Load_ENERGY STAR but not CEE+Gas DHW_Gas Dryer | System | System
Snohomish County | Multifamily - Highly Impacted | Water Heat GT 55 Gal | Existing | Top Load_ENERGY STAR but not CEE+Gas DHW_Gas Dryer | Washer Savings | 0 | 2024 | 2050 | 0.5404 | per Home | 0 | 0 | 14 | NWPPC 2021 Plan measure workbook Res-ClothesWasher-2021P_v2, for the measure Top Load_ENERGY STAR but not CEE+Gas DHW_Gas Dryer | 0.62757 | 0.5109% | NWPPC 2021 Plan measure workbook Res-ClothesWasher-2021P_v2, for the measure Top Load_ENERGY STAR but not CEE+Gas DHW_Gas Dryer | 4.7911 | NWPPC 2021 Plan measure workbook Res-ClothesWasher-2021P_v2, for the measure Top Load_ENERGY STAR but not CEE+Gas DHW_Gas Dryer | 0 | Incremental | 0 | 0 | 0 | 0.0059325 | 0 | 0 | 0 | See 'Measure Equipment Cost Source' | NWPPC 2021 Plan measure workbook Res-ClothesWasher-2021P_v2, for the measure Top Load_ENERGY STAR but not CEE+Gas DHW_Gas Dryer |  | 100% | 99% | 0.05979% | 1 | 0 | 4.9767 | See source workbook for details. Includes PSE NEI data where applicable. | NWPPC 2021 Plan measure workbook Res-ClothesWasher-2021P_v2, for the measure Top Load_ENERGY STAR but not CEE+Gas DHW_Gas Dryer | System | System
Snohomish County | Multifamily - Highly Impacted | Water Heat GT 55 Gal | New | Top Load_ENERGY STAR but not CEE+Gas DHW_Gas Dryer | Washer Savings | 0 | 2024 | 2050 | 0.5404 | per Home | 0 | 0 | 14 | NWPPC 2021 Plan measure workbook Res-ClothesWasher-2021P_v2, for the measure Top Load_ENERGY STAR but not CEE+Gas DHW_Gas Dryer | 0.62757 | 0.5109% | NWPPC 2021 Plan measure workbook Res-ClothesWasher-2021P_v2, for the measure Top Load_ENERGY STAR but not CEE+Gas DHW_Gas Dryer | 4.7911 | NWPPC 2021 Plan measure workbook Res-ClothesWasher-2021P_v2, for the measure Top Load_ENERGY STAR but not CEE+Gas DHW_Gas Dryer | 0 | Incremental | 0 | 0 | 0 | 0.0059325 | 0 | 0 | 0 | See 'Measure Equipment Cost Source' | NWPPC 2021 Plan measure workbook Res-ClothesWasher-2021P_v2, for the measure Top Load_ENERGY STAR but not CEE+Gas DHW_Gas Dryer |  | 100% | 99% | 0.05979% | 1 | 0 | 4.9767 | See source workbook for details. Includes PSE NEI data where applicable. | NWPPC 2021 Plan measure workbook Res-ClothesWasher-2021P_v2, for the measure Top Load_ENERGY STAR but not CEE+Gas DHW_Gas Dryer | System | System
Snohomish County | Manufactured | Water Heat GT 55 Gal | Existing | Top Load_ENERGY STAR but not CEE+Gas DHW_Gas Dryer | Washer Savings | 0 | 2024 | 2050 | 0.87443 | per Home | 0 | 0 | 14 | NWPPC 2021 Plan measure workbook Res-ClothesWasher-2021P_v2, for the measure Top Load_ENERGY STAR but not CEE+Gas DHW_Gas Dryer | 1.0155 | 0.7456% | NWPPC 2021 Plan measure workbook Res-ClothesWasher-2021P_v2, for the measure Top Load_ENERGY STAR but not CEE+Gas DHW_Gas Dryer | 7.7526 | NWPPC 2021 Plan measure workbook Res-ClothesWasher-2021P_v2, for the measure Top Load_ENERGY STAR but not CEE+Gas DHW_Gas Dryer | 0 | Incremental | 0 | 0 | 0 | 0.0095994 | 0 | 0 | 0 | See 'Measure Equipment Cost Source' | NWPPC 2021 Plan measure workbook Res-ClothesWasher-2021P_v2, for the measure Top Load_ENERGY STAR but not CEE+Gas DHW_Gas Dryer |  | 100% | 99% | 0.5436% | 1 | 0 | 8.0529 | See source workbook for details. Includes PSE NEI data where applicable. | NWPPC 2021 Plan measure workbook Res-ClothesWasher-2021P_v2, for the measure Top Load_ENERGY STAR but not CEE+Gas DHW_Gas Dryer | System | System
Snohomish County | Manufactured | Water Heat GT 55 Gal | New | Top Load_ENERGY STAR but not CEE+Gas DHW_Gas Dryer | Washer Savings | 0 | 2024 | 2050 | 0.87443 | per Home | 0 | 0 | 14 | NWPPC 2021 Plan measure workbook Res-ClothesWasher-2021P_v2, for the measure Top Load_ENERGY STAR but not CEE+Gas DHW_Gas Dryer | 1.0155 | 0.7456% | NWPPC 2021 Plan measure workbook Res-ClothesWasher-2021P_v2, for the measure Top Load_ENERGY STAR but not CEE+Gas DHW_Gas Dryer | 7.7526 | NWPPC 2021 Plan measure workbook Res-ClothesWasher-2021P_v2, for the measure Top Load_ENERGY STAR but not CEE+Gas DHW_Gas Dryer | 0 | Incremental | 0 | 0 | 0 | 0.0095994 | 0 | 0 | 0 | See 'Measure Equipment Cost Source' | NWPPC 2021 Plan measure workbook Res-ClothesWasher-2021P_v2, for the measure Top Load_ENERGY STAR but not CEE+Gas DHW_Gas Dryer |  | 100% | 99% | 0.5436% | 1 | 0 | 8.0529 | See source workbook for details. Includes PSE NEI data where applicable. | NWPPC 2021 Plan measure workbook Res-ClothesWasher-2021P_v2, for the measure Top Load_ENERGY STAR but not CEE+Gas DHW_Gas Dryer | System | System
Snohomish County | Manufactured - Highly Impacted | Water Heat GT 55 Gal | Existing | Top Load_ENERGY STAR but not CEE+Gas DHW_Gas Dryer | Washer Savings | 0 | 2024 | 2050 | 0.67793 | per Home | 0 | 0 | 14 | NWPPC 2021 Plan measure workbook Res-ClothesWasher-2021P_v2, for the measure Top Load_ENERGY STAR but not CEE+Gas DHW_Gas Dryer | 0.78729 | 0.678% | NWPPC 2021 Plan measure workbook Res-ClothesWasher-2021P_v2, for the measure Top Load_ENERGY STAR but not CEE+Gas DHW_Gas Dryer | 6.0104 | NWPPC 2021 Plan measure workbook Res-ClothesWasher-2021P_v2, for the measure Top Load_ENERGY STAR but not CEE+Gas DHW_Gas Dryer | 0 | Incremental | 0 | 0 | 0 | 0.0074423 | 0 | 0 | 0 | See 'Measure Equipment Cost Source' | NWPPC 2021 Plan measure workbook Res-ClothesWasher-2021P_v2, for the measure Top Load_ENERGY STAR but not CEE+Gas DHW_Gas Dryer |  | 100% | 99% | 0.02805% | 1 | 0 | 6.2433 | See source workbook for details. Includes PSE NEI data where applicable. | NWPPC 2021 Plan measure workbook Res-ClothesWasher-2021P_v2, for the measure Top Load_ENERGY STAR but not CEE+Gas DHW_Gas Dryer | System | System
Snohomish County | Manufactured - Highly Impacted | Water Heat GT 55 Gal | New | Top Load_ENERGY STAR but not CEE+Gas DHW_Gas Dryer | Washer Savings | 0 | 2024 | 2050 | 0.67793 | per Home | 0 | 0 | 14 | NWPPC 2021 Plan measure workbook Res-ClothesWasher-2021P_v2, for the measure Top Load_ENERGY STAR but not CEE+Gas DHW_Gas Dryer | 0.78729 | 0.678% | NWPPC 2021 Plan measure workbook Res-ClothesWasher-2021P_v2, for the measure Top Load_ENERGY STAR but not CEE+Gas DHW_Gas Dryer | 6.0104 | NWPPC 2021 Plan measure workbook Res-ClothesWasher-2021P_v2, for the measure Top Load_ENERGY STAR but not CEE+Gas DHW_Gas Dryer | 0 | Incremental | 0 | 0 | 0 | 0.0074423 | 0 | 0 | 0 | See 'Measure Equipment Cost Source' | NWPPC 2021 Plan measure workbook Res-ClothesWasher-2021P_v2, for the measure Top Load_ENERGY STAR but not CEE+Gas DHW_Gas Dryer |  | 100% | 99% | 0.02805% | 1 | 0 | 6.2433 | See source workbook for details. Includes PSE NEI data where applicable. | NWPPC 2021 Plan measure workbook Res-ClothesWasher-2021P_v2, for the measure Top Load_ENERGY STAR but not CEE+Gas DHW_Gas Dryer | System | System
Snohomish County | Single Family | Water Heat LE 55 Gal | Existing | Front Load_CEE Tier 1+Gas DHW_Electric Dryer | Washer Savings | 0 | 2024 | 2050 | 0.92861 | per Home | 0 | 0 | 14 | NWPPC 2021 Plan measure workbook Res-ClothesWasher-2021P_v2, for the measure Front Load_CEE Tier 1+Gas DHW_Electric Dryer | 2.9878 | 1.651% | NWPPC 2021 Plan measure workbook Res-ClothesWasher-2021P_v2, for the measure Front Load_CEE Tier 1+Gas DHW_Electric Dryer | 117.1317 | NWPPC 2021 Plan measure workbook Res-ClothesWasher-2021P_v2, for the measure Front Load_CEE Tier 1+Gas DHW_Electric Dryer | 0 | Incremental | 0 | 0 | 0 | 56.1652 | 0 | 0.010194 | 0 | See 'Measure Equipment Cost Source' | NWPPC 2021 Plan measure workbook Res-ClothesWasher-2021P_v2, for the measure Front Load_CEE Tier 1+Gas DHW_Electric Dryer | U | 100% | 99% | 30.62% | 1 | 0 | 18.3357 | See source workbook for details. Includes PSE NEI data where applicable. | NWPPC 2021 Plan measure workbook Res-ClothesWasher-2021P_v2, for the measure Front Load_CEE Tier 1+Gas DHW_Electric Dryer | System | System
Snohomish County | Single Family | Water Heat LE 55 Gal | New | Front Load_CEE Tier 1+Gas DHW_Electric Dryer | Washer Savings | 0 | 2024 | 2050 | 0.92861 | per Home | 0 | 0 | 14 | NWPPC 2021 Plan measure workbook Res-ClothesWasher-2021P_v2, for the measure Front Load_CEE Tier 1+Gas DHW_Electric Dryer | 2.8803 | 1.651% | NWPPC 2021 Plan measure workbook Res-ClothesWasher-2021P_v2, for the measure Front Load_CEE Tier 1+Gas DHW_Electric Dryer | 117.1317 | NWPPC 2021 Plan measure workbook Res-ClothesWasher-2021P_v2, for the measure Front Load_CEE Tier 1+Gas DHW_Electric Dryer | 0 | Incremental | 0 | 0 | 0 | 56.1652 | 0 | 0.010194 | 0 | See 'Measure Equipment Cost Source' | NWPPC 2021 Plan measure workbook Res-ClothesWasher-2021P_v2, for the measure Front Load_CEE Tier 1+Gas DHW_Electric Dryer | U | 100% | 99% | 30.62% | 1 | 0 | 18.3357 | See source workbook for details. Includes PSE NEI data where applicable. | NWPPC 2021 Plan measure workbook Res-ClothesWasher-2021P_v2, for the measure Front Load_CEE Tier 1+Gas DHW_Electric Dryer | System | System
Snohomish County | Single Family - Highly Impacted | Water Heat LE 55 Gal | Existing | Front Load_CEE Tier 1+Gas DHW_Electric Dryer | Washer Savings | 0 | 2024 | 2050 | 0.66799 | per Home | 0 | 0 | 14 | NWPPC 2021 Plan measure workbook Res-ClothesWasher-2021P_v2, for the measure Front Load_CEE Tier 1+Gas DHW_Electric Dryer | 2.1492 | 1.36% | NWPPC 2021 Plan measure workbook Res-ClothesWasher-2021P_v2, for the measure Front Load_CEE Tier 1+Gas DHW_Electric Dryer | 84.257 | NWPPC 2021 Plan measure workbook Res-ClothesWasher-2021P_v2, for the measure Front Load_CEE Tier 1+Gas DHW_Electric Dryer | 0 | Incremental | 0 | 0 | 0 | 40.4016 | 0 | 0.0073331 | 0 | See 'Measure Equipment Cost Source' | NWPPC 2021 Plan measure workbook Res-ClothesWasher-2021P_v2, for the measure Front Load_CEE Tier 1+Gas DHW_Electric Dryer | U | 100% | 99% | 23.49% | 1 | 0 | 13.1895 | See source workbook for details. Includes PSE NEI data where applicable. | NWPPC 2021 Plan measure workbook Res-ClothesWasher-2021P_v2, for the measure Front Load_CEE Tier 1+Gas DHW_Electric Dryer | System | System
Snohomish County | Single Family - Highly Impacted | Water Heat LE 55 Gal | New | Front Load_CEE Tier 1+Gas DHW_Electric Dryer | Washer Savings | 0 | 2024 | 2050 | 0.66799 | per Home | 0 | 0 | 14 | NWPPC 2021 Plan measure workbook Res-ClothesWasher-2021P_v2, for the measure Front Load_CEE Tier 1+Gas DHW_Electric Dryer | 2.0719 | 1.36% | NWPPC 2021 Plan measure workbook Res-ClothesWasher-2021P_v2, for the measure Front Load_CEE Tier 1+Gas DHW_Electric Dryer | 84.257 | NWPPC 2021 Plan measure workbook Res-ClothesWasher-2021P_v2, for the measure Front Load_CEE Tier 1+Gas DHW_Electric Dryer | 0 | Incremental | 0 | 0 | 0 | 40.4016 | 0 | 0.0073331 | 0 | See 'Measure Equipment Cost Source' | NWPPC 2021 Plan measure workbook Res-ClothesWasher-2021P_v2, for the measure Front Load_CEE Tier 1+Gas DHW_Electric Dryer | U | 100% | 99% | 23.49% | 1 | 0 | 13.1895 | See source workbook for details. Includes PSE NEI data where applicable. | NWPPC 2021 Plan measure workbook Res-ClothesWasher-2021P_v2, for the measure Front Load_CEE Tier 1+Gas DHW_Electric Dryer | System | System
Snohomish County | Multifamily | Water Heat LE 55 Gal | Existing | Front Load_CEE Tier 1+Gas DHW_Electric Dryer | Washer Savings | 0 | 2024 | 2050 | 0.6367 | per Home | 0 | 0 | 14 | NWPPC 2021 Plan measure workbook Res-ClothesWasher-2021P_v2, for the measure Front Load_CEE Tier 1+Gas DHW_Electric Dryer | 2.0485 | 1.594% | NWPPC 2021 Plan measure workbook Res-ClothesWasher-2021P_v2, for the measure Front Load_CEE Tier 1+Gas DHW_Electric Dryer | 80.311 | NWPPC 2021 Plan measure workbook Res-ClothesWasher-2021P_v2, for the measure Front Load_CEE Tier 1+Gas DHW_Electric Dryer | 0 | Incremental | 0 | 0 | 0 | 38.5095 | 0 | 0.0069897 | 0 | See 'Measure Equipment Cost Source' | NWPPC 2021 Plan measure workbook Res-ClothesWasher-2021P_v2, for the measure Front Load_CEE Tier 1+Gas DHW_Electric Dryer | U | 100% | 99% | 7.004% | 1 | 0 | 12.5718 | See source workbook for details. Includes PSE NEI data where applicable. | NWPPC 2021 Plan measure workbook Res-ClothesWasher-2021P_v2, for the measure Front Load_CEE Tier 1+Gas DHW_Electric Dryer | System | System
Snohomish County | Multifamily | Water Heat LE 55 Gal | New | Front Load_CEE Tier 1+Gas DHW_Electric Dryer | Washer Savings | 0 | 2024 | 2050 | 0.6367 | per Home | 0 | 0 | 14 | NWPPC 2021 Plan measure workbook Res-ClothesWasher-2021P_v2, for the measure Front Load_CEE Tier 1+Gas DHW_Electric Dryer | 1.9749 | 1.594% | NWPPC 2021 Plan measure workbook Res-ClothesWasher-2021P_v2, for the measure Front Load_CEE Tier 1+Gas DHW_Electric Dryer | 80.311 | NWPPC 2021 Plan measure workbook Res-ClothesWasher-2021P_v2, for the measure Front Load_CEE Tier 1+Gas DHW_Electric Dryer | 0 | Incremental | 0 | 0 | 0 | 38.5095 | 0 | 0.0069897 | 0 | See 'Measure Equipment Cost Source' | NWPPC 2021 Plan measure workbook Res-ClothesWasher-2021P_v2, for the measure Front Load_CEE Tier 1+Gas DHW_Electric Dryer | U | 100% | 99% | 7.004% | 1 | 0 | 12.5718 | See source workbook for details. Includes PSE NEI data where applicable. | NWPPC 2021 Plan measure workbook Res-ClothesWasher-2021P_v2, for the measure Front Load_CEE Tier 1+Gas DHW_Electric Dryer | System | System
Snohomish County | Multifamily - Highly Impacted | Water Heat LE 55 Gal | Existing | Front Load_CEE Tier 1+Gas DHW_Electric Dryer | Washer Savings | 0 | 2024 | 2050 | 0.5404 | per Home | 0 | 0 | 14 | NWPPC 2021 Plan measure workbook Res-ClothesWasher-2021P_v2, for the measure Front Load_CEE Tier 1+Gas DHW_Electric Dryer | 1.7387 | 1.202% | NWPPC 2021 Plan measure workbook Res-ClothesWasher-2021P_v2, for the measure Front Load_CEE Tier 1+Gas DHW_Electric Dryer | 68.1641 | NWPPC 2021 Plan measure workbook Res-ClothesWasher-2021P_v2, for the measure Front Load_CEE Tier 1+Gas DHW_Electric Dryer | 0 | Incremental | 0 | 0 | 0 | 32.685 | 0 | 0.0059325 | 0 | See 'Measure Equipment Cost Source' | NWPPC 2021 Plan measure workbook Res-ClothesWasher-2021P_v2, for the measure Front Load_CEE Tier 1+Gas DHW_Electric Dryer | U | 100% | 99% | 5.279% | 1 | 0 | 10.6704 | See source workbook for details. Includes PSE NEI data where applicable. | NWPPC 2021 Plan measure workbook Res-ClothesWasher-2021P_v2, for the measure Front Load_CEE Tier 1+Gas DHW_Electric Dryer | System | System
Snohomish County | Multifamily - Highly Impacted | Water Heat LE 55 Gal | New | Front Load_CEE Tier 1+Gas DHW_Electric Dryer | Washer Savings | 0 | 2024 | 2050 | 0.5404 | per Home | 0 | 0 | 14 | NWPPC 2021 Plan measure workbook Res-ClothesWasher-2021P_v2, for the measure Front Load_CEE Tier 1+Gas DHW_Electric Dryer | 1.6762 | 1.202% | NWPPC 2021 Plan measure workbook Res-ClothesWasher-2021P_v2, for the measure Front Load_CEE Tier 1+Gas DHW_Electric Dryer | 68.1641 | NWPPC 2021 Plan measure workbook Res-ClothesWasher-2021P_v2, for the measure Front Load_CEE Tier 1+Gas DHW_Electric Dryer | 0 | Incremental | 0 | 0 | 0 | 32.685 | 0 | 0.0059325 | 0 | See 'Measure Equipment Cost Source' | NWPPC 2021 Plan measure workbook Res-ClothesWasher-2021P_v2, for the measure Front Load_CEE Tier 1+Gas DHW_Electric Dryer | U | 100% | 99% | 5.279% | 1 | 0 | 10.6704 | See source workbook for details. Includes PSE NEI data where applicable. | NWPPC 2021 Plan measure workbook Res-ClothesWasher-2021P_v2, for the measure Front Load_CEE Tier 1+Gas DHW_Electric Dryer | System | System
Snohomish County | Manufactured | Water Heat LE 55 Gal | Existing | Front Load_CEE Tier 1+Gas DHW_Electric Dryer | Washer Savings | 0 | 2024 | 2050 | 0.87443 | per Home | 0 | 0 | 14 | NWPPC 2021 Plan measure workbook Res-ClothesWasher-2021P_v2, for the measure Front Load_CEE Tier 1+Gas DHW_Electric Dryer | 2.8134 | 1.754% | NWPPC 2021 Plan measure workbook Res-ClothesWasher-2021P_v2, for the measure Front Load_CEE Tier 1+Gas DHW_Electric Dryer | 110.2974 | NWPPC 2021 Plan measure workbook Res-ClothesWasher-2021P_v2, for the measure Front Load_CEE Tier 1+Gas DHW_Electric Dryer | 0 | Incremental | 0 | 0 | 0 | 52.8881 | 0 | 0.0095994 | 0 | See 'Measure Equipment Cost Source' | NWPPC 2021 Plan measure workbook Res-ClothesWasher-2021P_v2, for the measure Front Load_CEE Tier 1+Gas DHW_Electric Dryer | U | 100% | 99% | 8.558% | 1 | 0 | 17.2659 | See source workbook for details. Includes PSE NEI data where applicable. | NWPPC 2021 Plan measure workbook Res-ClothesWasher-2021P_v2, for the measure Front Load_CEE Tier 1+Gas DHW_Electric Dryer | System | System
Snohomish County | Manufactured | Water Heat LE 55 Gal | New | Front Load_CEE Tier 1+Gas DHW_Electric Dryer | Washer Savings | 0 | 2024 | 2050 | 0.87443 | per Home | 0 | 0 | 14 | NWPPC 2021 Plan measure workbook Res-ClothesWasher-2021P_v2, for the measure Front Load_CEE Tier 1+Gas DHW_Electric Dryer | 2.7123 | 1.754% | NWPPC 2021 Plan measure workbook Res-ClothesWasher-2021P_v2, for the measure Front Load_CEE Tier 1+Gas DHW_Electric Dryer | 110.2974 | NWPPC 2021 Plan measure workbook Res-ClothesWasher-2021P_v2, for the measure Front Load_CEE Tier 1+Gas DHW_Electric Dryer | 0 | Incremental | 0 | 0 | 0 | 52.8881 | 0 | 0.0095994 | 0 | See 'Measure Equipment Cost Source' | NWPPC 2021 Plan measure workbook Res-ClothesWasher-2021P_v2, for the measure Front Load_CEE Tier 1+Gas DHW_Electric Dryer | U | 100% | 99% | 8.558% | 1 | 0 | 17.2659 | See source workbook for details. Includes PSE NEI data where applicable. | NWPPC 2021 Plan measure workbook Res-ClothesWasher-2021P_v2, for the measure Front Load_CEE Tier 1+Gas DHW_Electric Dryer | System | System
Snohomish County | Manufactured - Highly Impacted | Water Heat LE 55 Gal | Existing | Front Load_CEE Tier 1+Gas DHW_Electric Dryer | Washer Savings | 0 | 2024 | 2050 | 0.67793 | per Home | 0 | 0 | 14 | NWPPC 2021 Plan measure workbook Res-ClothesWasher-2021P_v2, for the measure Front Load_CEE Tier 1+Gas DHW_Electric Dryer | 2.1812 | 1.595% | NWPPC 2021 Plan measure workbook Res-ClothesWasher-2021P_v2, for the measure Front Load_CEE Tier 1+Gas DHW_Electric Dryer | 85.5119 | NWPPC 2021 Plan measure workbook Res-ClothesWasher-2021P_v2, for the measure Front Load_CEE Tier 1+Gas DHW_Electric Dryer | 0 | Incremental | 0 | 0 | 0 | 41.0033 | 0 | 0.0074423 | 0 | See 'Measure Equipment Cost Source' | NWPPC 2021 Plan measure workbook Res-ClothesWasher-2021P_v2, for the measure Front Load_CEE Tier 1+Gas DHW_Electric Dryer | U | 100% | 99% | 3.361% | 1 | 0 | 13.386 | See source workbook for details. Includes PSE NEI data where applicable. | NWPPC 2021 Plan measure workbook Res-ClothesWasher-2021P_v2, for the measure Front Load_CEE Tier 1+Gas DHW_Electric Dryer | System | System
Snohomish County | Manufactured - Highly Impacted | Water Heat LE 55 Gal | New | Front Load_CEE Tier 1+Gas DHW_Electric Dryer | Washer Savings | 0 | 2024 | 2050 | 0.67793 | per Home | 0 | 0 | 14 | NWPPC 2021 Plan measure workbook Res-ClothesWasher-2021P_v2, for the measure Front Load_CEE Tier 1+Gas DHW_Electric Dryer | 2.1028 | 1.595% | NWPPC 2021 Plan measure workbook Res-ClothesWasher-2021P_v2, for the measure Front Load_CEE Tier 1+Gas DHW_Electric Dryer | 85.5119 | NWPPC 2021 Plan measure workbook Res-ClothesWasher-2021P_v2, for the measure Front Load_CEE Tier 1+Gas DHW_Electric Dryer | 0 | Incremental | 0 | 0 | 0 | 41.0033 | 0 | 0.0074423 | 0 | See 'Measure Equipment Cost Source' | NWPPC 2021 Plan measure workbook Res-ClothesWasher-2021P_v2, for the measure Front Load_CEE Tier 1+Gas DHW_Electric Dryer | U | 100% | 99% | 3.361% | 1 | 0 | 13.386 | See source workbook for details. Includes PSE NEI data where applicable. | NWPPC 2021 Plan measure workbook Res-ClothesWasher-2021P_v2, for the measure Front Load_CEE Tier 1+Gas DHW_Electric Dryer | System | System
Snohomish County | Single Family | Water Heat GT 55 Gal | Existing | Front Load_CEE Tier 1+Gas DHW_Electric Dryer | Washer Savings | 0 | 2024 | 2050 | 0.92861 | per Home | 0 | 0 | 14 | NWPPC 2021 Plan measure workbook Res-ClothesWasher-2021P_v2, for the measure Front Load_CEE Tier 1+Gas DHW_Electric Dryer | 2.537 | 1.651% | NWPPC 2021 Plan measure workbook Res-ClothesWasher-2021P_v2, for the measure Front Load_CEE Tier 1+Gas DHW_Electric Dryer | 117.1317 | NWPPC 2021 Plan measure workbook Res-ClothesWasher-2021P_v2, for the measure Front Load_CEE Tier 1+Gas DHW_Electric Dryer | 0 | Incremental | 0 | 0 | 0 | 56.1652 | 0 | 0.010194 | 0 | See 'Measure Equipment Cost Source' | NWPPC 2021 Plan measure workbook Res-ClothesWasher-2021P_v2, for the measure Front Load_CEE Tier 1+Gas DHW_Electric Dryer | U | 100% | 99% | 30.62% | 1 | 0 | 18.3357 | See source workbook for details. Includes PSE NEI data where applicable. | NWPPC 2021 Plan measure workbook Res-ClothesWasher-2021P_v2, for the measure Front Load_CEE Tier 1+Gas DHW_Electric Dryer | System | System
Snohomish County | Single Family | Water Heat GT 55 Gal | New | Front Load_CEE Tier 1+Gas DHW_Electric Dryer | Washer Savings | 0 | 2024 | 2050 | 0.92861 | per Home | 0 | 0 | 14 | NWPPC 2021 Plan measure workbook Res-ClothesWasher-2021P_v2, for the measure Front Load_CEE Tier 1+Gas DHW_Electric Dryer | 2.537 | 1.651% | NWPPC 2021 Plan measure workbook Res-ClothesWasher-2021P_v2, for the measure Front Load_CEE Tier 1+Gas DHW_Electric Dryer | 117.1317 | NWPPC 2021 Plan measure workbook Res-ClothesWasher-2021P_v2, for the measure Front Load_CEE Tier 1+Gas DHW_Electric Dryer | 0 | Incremental | 0 | 0 | 0 | 56.1652 | 0 | 0.010194 | 0 | See 'Measure Equipment Cost Source' | NWPPC 2021 Plan measure workbook Res-ClothesWasher-2021P_v2, for the measure Front Load_CEE Tier 1+Gas DHW_Electric Dryer | U | 100% | 99% | 30.62% | 1 | 0 | 18.3357 | See source workbook for details. Includes PSE NEI data where applicable. | NWPPC 2021 Plan measure workbook Res-ClothesWasher-2021P_v2, for the measure Front Load_CEE Tier 1+Gas DHW_Electric Dryer | System | System
Snohomish County | Single Family - Highly Impacted | Water Heat GT 55 Gal | Existing | Front Load_CEE Tier 1+Gas DHW_Electric Dryer | Washer Savings | 0 | 2024 | 2050 | 0.66799 | per Home | 0 | 0 | 14 | NWPPC 2021 Plan measure workbook Res-ClothesWasher-2021P_v2, for the measure Front Load_CEE Tier 1+Gas DHW_Electric Dryer | 1.825 | 1.36% | NWPPC 2021 Plan measure workbook Res-ClothesWasher-2021P_v2, for the measure Front Load_CEE Tier 1+Gas DHW_Electric Dryer | 84.257 | NWPPC 2021 Plan measure workbook Res-ClothesWasher-2021P_v2, for the measure Front Load_CEE Tier 1+Gas DHW_Electric Dryer | 0 | Incremental | 0 | 0 | 0 | 40.4016 | 0 | 0.0073331 | 0 | See 'Measure Equipment Cost Source' | NWPPC 2021 Plan measure workbook Res-ClothesWasher-2021P_v2, for the measure Front Load_CEE Tier 1+Gas DHW_Electric Dryer | U | 100% | 99% | 23.49% | 1 | 0 | 13.1895 | See source workbook for details. Includes PSE NEI data where applicable. | NWPPC 2021 Plan measure workbook Res-ClothesWasher-2021P_v2, for the measure Front Load_CEE Tier 1+Gas DHW_Electric Dryer | System | System
Snohomish County | Single Family - Highly Impacted | Water Heat GT 55 Gal | New | Front Load_CEE Tier 1+Gas DHW_Electric Dryer | Washer Savings | 0 | 2024 | 2050 | 0.66799 | per Home | 0 | 0 | 14 | NWPPC 2021 Plan measure workbook Res-ClothesWasher-2021P_v2, for the measure Front Load_CEE Tier 1+Gas DHW_Electric Dryer | 1.825 | 1.36% | NWPPC 2021 Plan measure workbook Res-ClothesWasher-2021P_v2, for the measure Front Load_CEE Tier 1+Gas DHW_Electric Dryer | 84.257 | NWPPC 2021 Plan measure workbook Res-ClothesWasher-2021P_v2, for the measure Front Load_CEE Tier 1+Gas DHW_Electric Dryer | 0 | Incremental | 0 | 0 | 0 | 40.4016 | 0 | 0.0073331 | 0 | See 'Measure Equipment Cost Source' | NWPPC 2021 Plan measure workbook Res-ClothesWasher-2021P_v2, for the measure Front Load_CEE Tier 1+Gas DHW_Electric Dryer | U | 100% | 99% | 23.49% | 1 | 0 | 13.1895 | See source workbook for details. Includes PSE NEI data where applicable. | NWPPC 2021 Plan measure workbook Res-ClothesWasher-2021P_v2, for the measure Front Load_CEE Tier 1+Gas DHW_Electric Dryer | System | System
Snohomish County | Multifamily | Water Heat GT 55 Gal | Existing | Front Load_CEE Tier 1+Gas DHW_Electric Dryer | Washer Savings | 0 | 2024 | 2050 | 0.6367 | per Home | 0 | 0 | 14 | NWPPC 2021 Plan measure workbook Res-ClothesWasher-2021P_v2, for the measure Front Load_CEE Tier 1+Gas DHW_Electric Dryer | 1.7395 | 1.594% | NWPPC 2021 Plan measure workbook Res-ClothesWasher-2021P_v2, for the measure Front Load_CEE Tier 1+Gas DHW_Electric Dryer | 80.311 | NWPPC 2021 Plan measure workbook Res-ClothesWasher-2021P_v2, for the measure Front Load_CEE Tier 1+Gas DHW_Electric Dryer | 0 | Incremental | 0 | 0 | 0 | 38.5095 | 0 | 0.0069897 | 0 | See 'Measure Equipment Cost Source' | NWPPC 2021 Plan measure workbook Res-ClothesWasher-2021P_v2, for the measure Front Load_CEE Tier 1+Gas DHW_Electric Dryer | U | 100% | 99% | 7.004% | 1 | 0 | 12.5718 | See source workbook for details. Includes PSE NEI data where applicable. | NWPPC 2021 Plan measure workbook Res-ClothesWasher-2021P_v2, for the measure Front Load_CEE Tier 1+Gas DHW_Electric Dryer | System | System
Snohomish County | Multifamily | Water Heat GT 55 Gal | New | Front Load_CEE Tier 1+Gas DHW_Electric Dryer | Washer Savings | 0 | 2024 | 2050 | 0.6367 | per Home | 0 | 0 | 14 | NWPPC 2021 Plan measure workbook Res-ClothesWasher-2021P_v2, for the measure Front Load_CEE Tier 1+Gas DHW_Electric Dryer | 1.7395 | 1.594% | NWPPC 2021 Plan measure workbook Res-ClothesWasher-2021P_v2, for the measure Front Load_CEE Tier 1+Gas DHW_Electric Dryer | 80.311 | NWPPC 2021 Plan measure workbook Res-ClothesWasher-2021P_v2, for the measure Front Load_CEE Tier 1+Gas DHW_Electric Dryer | 0 | Incremental | 0 | 0 | 0 | 38.5095 | 0 | 0.0069897 | 0 | See 'Measure Equipment Cost Source' | NWPPC 2021 Plan measure workbook Res-ClothesWasher-2021P_v2, for the measure Front Load_CEE Tier 1+Gas DHW_Electric Dryer | U | 100% | 99% | 7.004% | 1 | 0 | 12.5718 | See source workbook for details. Includes PSE NEI data where applicable. | NWPPC 2021 Plan measure workbook Res-ClothesWasher-2021P_v2, for the measure Front Load_CEE Tier 1+Gas DHW_Electric Dryer | System | System
Snohomish County | Multifamily - Highly Impacted | Water Heat GT 55 Gal | Existing | Front Load_CEE Tier 1+Gas DHW_Electric Dryer | Washer Savings | 0 | 2024 | 2050 | 0.5404 | per Home | 0 | 0 | 14 | NWPPC 2021 Plan measure workbook Res-ClothesWasher-2021P_v2, for the measure Front Load_CEE Tier 1+Gas DHW_Electric Dryer | 1.4764 | 1.202% | NWPPC 2021 Plan measure workbook Res-ClothesWasher-2021P_v2, for the measure Front Load_CEE Tier 1+Gas DHW_Electric Dryer | 68.1641 | NWPPC 2021 Plan measure workbook Res-ClothesWasher-2021P_v2, for the measure Front Load_CEE Tier 1+Gas DHW_Electric Dryer | 0 | Incremental | 0 | 0 | 0 | 32.685 | 0 | 0.0059325 | 0 | See 'Measure Equipment Cost Source' | NWPPC 2021 Plan measure workbook Res-ClothesWasher-2021P_v2, for the measure Front Load_CEE Tier 1+Gas DHW_Electric Dryer | U | 100% | 99% | 5.279% | 1 | 0 | 10.6704 | See source workbook for details. Includes PSE NEI data where applicable. | NWPPC 2021 Plan measure workbook Res-ClothesWasher-2021P_v2, for the measure Front Load_CEE Tier 1+Gas DHW_Electric Dryer | System | System
Snohomish County | Multifamily - Highly Impacted | Water Heat GT 55 Gal | New | Front Load_CEE Tier 1+Gas DHW_Electric Dryer | Washer Savings | 0 | 2024 | 2050 | 0.5404 | per Home | 0 | 0 | 14 | NWPPC 2021 Plan measure workbook Res-ClothesWasher-2021P_v2, for the measure Front Load_CEE Tier 1+Gas DHW_Electric Dryer | 1.4764 | 1.202% | NWPPC 2021 Plan measure workbook Res-ClothesWasher-2021P_v2, for the measure Front Load_CEE Tier 1+Gas DHW_Electric Dryer | 68.1641 | NWPPC 2021 Plan measure workbook Res-ClothesWasher-2021P_v2, for the measure Front Load_CEE Tier 1+Gas DHW_Electric Dryer | 0 | Incremental | 0 | 0 | 0 | 32.685 | 0 | 0.0059325 | 0 | See 'Measure Equipment Cost Source' | NWPPC 2021 Plan measure workbook Res-ClothesWasher-2021P_v2, for the measure Front Load_CEE Tier 1+Gas DHW_Electric Dryer | U | 100% | 99% | 5.279% | 1 | 0 | 10.6704 | See source workbook for details. Includes PSE NEI data where applicable. | NWPPC 2021 Plan measure workbook Res-ClothesWasher-2021P_v2, for the measure Front Load_CEE Tier 1+Gas DHW_Electric Dryer | System | System
Snohomish County | Manufactured | Water Heat GT 55 Gal | Existing | Front Load_CEE Tier 1+Gas DHW_Electric Dryer | Washer Savings | 0 | 2024 | 2050 | 0.87443 | per Home | 0 | 0 | 14 | NWPPC 2021 Plan measure workbook Res-ClothesWasher-2021P_v2, for the measure Front Load_CEE Tier 1+Gas DHW_Electric Dryer | 2.389 | 1.754% | NWPPC 2021 Plan measure workbook Res-ClothesWasher-2021P_v2, for the measure Front Load_CEE Tier 1+Gas DHW_Electric Dryer | 110.2974 | NWPPC 2021 Plan measure workbook Res-ClothesWasher-2021P_v2, for the measure Front Load_CEE Tier 1+Gas DHW_Electric Dryer | 0 | Incremental | 0 | 0 | 0 | 52.8881 | 0 | 0.0095994 | 0 | See 'Measure Equipment Cost Source' | NWPPC 2021 Plan measure workbook Res-ClothesWasher-2021P_v2, for the measure Front Load_CEE Tier 1+Gas DHW_Electric Dryer | U | 100% | 99% | 8.558% | 1 | 0 | 17.2659 | See source workbook for details. Includes PSE NEI data where applicable. | NWPPC 2021 Plan measure workbook Res-ClothesWasher-2021P_v2, for the measure Front Load_CEE Tier 1+Gas DHW_Electric Dryer | System | System
Snohomish County | Manufactured | Water Heat GT 55 Gal | New | Front Load_CEE Tier 1+Gas DHW_Electric Dryer | Washer Savings | 0 | 2024 | 2050 | 0.87443 | per Home | 0 | 0 | 14 | NWPPC 2021 Plan measure workbook Res-ClothesWasher-2021P_v2, for the measure Front Load_CEE Tier 1+Gas DHW_Electric Dryer | 2.389 | 1.754% | NWPPC 2021 Plan measure workbook Res-ClothesWasher-2021P_v2, for the measure Front Load_CEE Tier 1+Gas DHW_Electric Dryer | 110.2974 | NWPPC 2021 Plan measure workbook Res-ClothesWasher-2021P_v2, for the measure Front Load_CEE Tier 1+Gas DHW_Electric Dryer | 0 | Incremental | 0 | 0 | 0 | 52.8881 | 0 | 0.0095994 | 0 | See 'Measure Equipment Cost Source' | NWPPC 2021 Plan measure workbook Res-ClothesWasher-2021P_v2, for the measure Front Load_CEE Tier 1+Gas DHW_Electric Dryer | U | 100% | 99% | 8.558% | 1 | 0 | 17.2659 | See source workbook for details. Includes PSE NEI data where applicable. | NWPPC 2021 Plan measure workbook Res-ClothesWasher-2021P_v2, for the measure Front Load_CEE Tier 1+Gas DHW_Electric Dryer | System | System
Snohomish County | Manufactured - Highly Impacted | Water Heat GT 55 Gal | Existing | Front Load_CEE Tier 1+Gas DHW_Electric Dryer | Washer Savings | 0 | 2024 | 2050 | 0.67793 | per Home | 0 | 0 | 14 | NWPPC 2021 Plan measure workbook Res-ClothesWasher-2021P_v2, for the measure Front Load_CEE Tier 1+Gas DHW_Electric Dryer | 1.8521 | 1.595% | NWPPC 2021 Plan measure workbook Res-ClothesWasher-2021P_v2, for the measure Front Load_CEE Tier 1+Gas DHW_Electric Dryer | 85.5119 | NWPPC 2021 Plan measure workbook Res-ClothesWasher-2021P_v2, for the measure Front Load_CEE Tier 1+Gas DHW_Electric Dryer | 0 | Incremental | 0 | 0 | 0 | 41.0033 | 0 | 0.0074423 | 0 | See 'Measure Equipment Cost Source' | NWPPC 2021 Plan measure workbook Res-ClothesWasher-2021P_v2, for the measure Front Load_CEE Tier 1+Gas DHW_Electric Dryer | U | 100% | 99% | 3.361% | 1 | 0 | 13.386 | See source workbook for details. Includes PSE NEI data where applicable. | NWPPC 2021 Plan measure workbook Res-ClothesWasher-2021P_v2, for the measure Front Load_CEE Tier 1+Gas DHW_Electric Dryer | System | System
Snohomish County | Manufactured - Highly Impacted | Water Heat GT 55 Gal | New | Front Load_CEE Tier 1+Gas DHW_Electric Dryer | Washer Savings | 0 | 2024 | 2050 | 0.67793 | per Home | 0 | 0 | 14 | NWPPC 2021 Plan measure workbook Res-ClothesWasher-2021P_v2, for the measure Front Load_CEE Tier 1+Gas DHW_Electric Dryer | 1.8521 | 1.595% | NWPPC 2021 Plan measure workbook Res-ClothesWasher-2021P_v2, for the measure Front Load_CEE Tier 1+Gas DHW_Electric Dryer | 85.5119 | NWPPC 2021 Plan measure workbook Res-ClothesWasher-2021P_v2, for the measure Front Load_CEE Tier 1+Gas DHW_Electric Dryer | 0 | Incremental | 0 | 0 | 0 | 41.0033 | 0 | 0.0074423 | 0 | See 'Measure Equipment Cost Source' | NWPPC 2021 Plan measure workbook Res-ClothesWasher-2021P_v2, for the measure Front Load_CEE Tier 1+Gas DHW_Electric Dryer | U | 100% | 99% | 3.361% | 1 | 0 | 13.386 | See source workbook for details. Includes PSE NEI data where applicable. | NWPPC 2021 Plan measure workbook Res-ClothesWasher-2021P_v2, for the measure Front Load_CEE Tier 1+Gas DHW_Electric Dryer | System | System
Snohomish County | Single Family | Water Heat LE 55 Gal | Existing | Front Load_CEE Tier 1+Gas DHW_Gas Dryer | Washer Savings | 0 | 2024 | 2050 | 0.92861 | per Home | 0 | 0 | 14 | NWPPC 2021 Plan measure workbook Res-ClothesWasher-2021P_v2, for the measure Front Load_CEE Tier 1+Gas DHW_Gas Dryer | 7.947 | 4.392% | NWPPC 2021 Plan measure workbook Res-ClothesWasher-2021P_v2, for the measure Front Load_CEE Tier 1+Gas DHW_Gas Dryer | -12.5512 | NWPPC 2021 Plan measure workbook Res-ClothesWasher-2021P_v2, for the measure Front Load_CEE Tier 1+Gas DHW_Gas Dryer | 0 | Incremental | 0 | 0 | 0 | 56.1652 | 0 | 0.010194 | 0 | See 'Measure Equipment Cost Source' | NWPPC 2021 Plan measure workbook Res-ClothesWasher-2021P_v2, for the measure Front Load_CEE Tier 1+Gas DHW_Gas Dryer | V | 100% | 99% | 4.886% | 1 | 0 | 18.3357 | See source workbook for details. Includes PSE NEI data where applicable. | NWPPC 2021 Plan measure workbook Res-ClothesWasher-2021P_v2, for the measure Front Load_CEE Tier 1+Gas DHW_Gas Dryer | System | System
Snohomish County | Single Family | Water Heat LE 55 Gal | New | Front Load_CEE Tier 1+Gas DHW_Gas Dryer | Washer Savings | 0 | 2024 | 2050 | 0.92861 | per Home | 0 | 0 | 14 | NWPPC 2021 Plan measure workbook Res-ClothesWasher-2021P_v2, for the measure Front Load_CEE Tier 1+Gas DHW_Gas Dryer | 7.6613 | 4.392% | NWPPC 2021 Plan measure workbook Res-ClothesWasher-2021P_v2, for the measure Front Load_CEE Tier 1+Gas DHW_Gas Dryer | -12.5512 | NWPPC 2021 Plan measure workbook Res-ClothesWasher-2021P_v2, for the measure Front Load_CEE Tier 1+Gas DHW_Gas Dryer | 0 | Incremental | 0 | 0 | 0 | 56.1652 | 0 | 0.010194 | 0 | See 'Measure Equipment Cost Source' | NWPPC 2021 Plan measure workbook Res-ClothesWasher-2021P_v2, for the measure Front Load_CEE Tier 1+Gas DHW_Gas Dryer | V | 100% | 99% | 4.886% | 1 | 0 | 18.3357 | See source workbook for details. Includes PSE NEI data where applicable. | NWPPC 2021 Plan measure workbook Res-ClothesWasher-2021P_v2, for the measure Front Load_CEE Tier 1+Gas DHW_Gas Dryer | System | System
Snohomish County | Single Family - Highly Impacted | Water Heat LE 55 Gal | Existing | Front Load_CEE Tier 1+Gas DHW_Gas Dryer | Washer Savings | 0 | 2024 | 2050 | 0.66799 | per Home | 0 | 0 | 14 | NWPPC 2021 Plan measure workbook Res-ClothesWasher-2021P_v2, for the measure Front Load_CEE Tier 1+Gas DHW_Gas Dryer | 5.7166 | 3.616% | NWPPC 2021 Plan measure workbook Res-ClothesWasher-2021P_v2, for the measure Front Load_CEE Tier 1+Gas DHW_Gas Dryer | -9.0285 | NWPPC 2021 Plan measure workbook Res-ClothesWasher-2021P_v2, for the measure Front Load_CEE Tier 1+Gas DHW_Gas Dryer | 0 | Incremental | 0 | 0 | 0 | 40.4016 | 0 | 0.0073331 | 0 | See 'Measure Equipment Cost Source' | NWPPC 2021 Plan measure workbook Res-ClothesWasher-2021P_v2, for the measure Front Load_CEE Tier 1+Gas DHW_Gas Dryer | V | 100% | 99% | 3.016% | 1 | 0 | 13.1895 | See source workbook for details. Includes PSE NEI data where applicable. | NWPPC 2021 Plan measure workbook Res-ClothesWasher-2021P_v2, for the measure Front Load_CEE Tier 1+Gas DHW_Gas Dryer | System | System
Snohomish County | Single Family - Highly Impacted | Water Heat LE 55 Gal | New | Front Load_CEE Tier 1+Gas DHW_Gas Dryer | Washer Savings | 0 | 2024 | 2050 | 0.66799 | per Home | 0 | 0 | 14 | NWPPC 2021 Plan measure workbook Res-ClothesWasher-2021P_v2, for the measure Front Load_CEE Tier 1+Gas DHW_Gas Dryer | 5.5111 | 3.616% | NWPPC 2021 Plan measure workbook Res-ClothesWasher-2021P_v2, for the measure Front Load_CEE Tier 1+Gas DHW_Gas Dryer | -9.0285 | NWPPC 2021 Plan measure workbook Res-ClothesWasher-2021P_v2, for the measure Front Load_CEE Tier 1+Gas DHW_Gas Dryer | 0 | Incremental | 0 | 0 | 0 | 40.4016 | 0 | 0.0073331 | 0 | See 'Measure Equipment Cost Source' | NWPPC 2021 Plan measure workbook Res-ClothesWasher-2021P_v2, for the measure Front Load_CEE Tier 1+Gas DHW_Gas Dryer | V | 100% | 99% | 3.016% | 1 | 0 | 13.1895 | See source workbook for details. Includes PSE NEI data where applicable. | NWPPC 2021 Plan measure workbook Res-ClothesWasher-2021P_v2, for the measure Front Load_CEE Tier 1+Gas DHW_Gas Dryer | System | System
Snohomish County | Multifamily | Water Heat LE 55 Gal | Existing | Front Load_CEE Tier 1+Gas DHW_Gas Dryer | Washer Savings | 0 | 2024 | 2050 | 0.6367 | per Home | 0 | 0 | 14 | NWPPC 2021 Plan measure workbook Res-ClothesWasher-2021P_v2, for the measure Front Load_CEE Tier 1+Gas DHW_Gas Dryer | 5.4489 | 4.24% | NWPPC 2021 Plan measure workbook Res-ClothesWasher-2021P_v2, for the measure Front Load_CEE Tier 1+Gas DHW_Gas Dryer | -8.6057 | NWPPC 2021 Plan measure workbook Res-ClothesWasher-2021P_v2, for the measure Front Load_CEE Tier 1+Gas DHW_Gas Dryer | 0 | Incremental | 0 | 0 | 0 | 38.5095 | 0 | 0.0069897 | 0 | See 'Measure Equipment Cost Source' | NWPPC 2021 Plan measure workbook Res-ClothesWasher-2021P_v2, for the measure Front Load_CEE Tier 1+Gas DHW_Gas Dryer | V | 100% | 99% | 0.1369% | 1 | 0 | 12.5718 | See source workbook for details. Includes PSE NEI data where applicable. | NWPPC 2021 Plan measure workbook Res-ClothesWasher-2021P_v2, for the measure Front Load_CEE Tier 1+Gas DHW_Gas Dryer | System | System
Snohomish County | Multifamily | Water Heat LE 55 Gal | New | Front Load_CEE Tier 1+Gas DHW_Gas Dryer | Washer Savings | 0 | 2024 | 2050 | 0.6367 | per Home | 0 | 0 | 14 | NWPPC 2021 Plan measure workbook Res-ClothesWasher-2021P_v2, for the measure Front Load_CEE Tier 1+Gas DHW_Gas Dryer | 5.253 | 4.24% | NWPPC 2021 Plan measure workbook Res-ClothesWasher-2021P_v2, for the measure Front Load_CEE Tier 1+Gas DHW_Gas Dryer | -8.6057 | NWPPC 2021 Plan measure workbook Res-ClothesWasher-2021P_v2, for the measure Front Load_CEE Tier 1+Gas DHW_Gas Dryer | 0 | Incremental | 0 | 0 | 0 | 38.5095 | 0 | 0.0069897 | 0 | See 'Measure Equipment Cost Source' | NWPPC 2021 Plan measure workbook Res-ClothesWasher-2021P_v2, for the measure Front Load_CEE Tier 1+Gas DHW_Gas Dryer | V | 100% | 99% | 0.1369% | 1 | 0 | 12.5718 | See source workbook for details. Includes PSE NEI data where applicable. | NWPPC 2021 Plan measure workbook Res-ClothesWasher-2021P_v2, for the measure Front Load_CEE Tier 1+Gas DHW_Gas Dryer | System | System
Snohomish County | Multifamily - Highly Impacted | Water Heat LE 55 Gal | Existing | Front Load_CEE Tier 1+Gas DHW_Gas Dryer | Washer Savings | 0 | 2024 | 2050 | 0.5404 | per Home | 0 | 0 | 14 | NWPPC 2021 Plan measure workbook Res-ClothesWasher-2021P_v2, for the measure Front Load_CEE Tier 1+Gas DHW_Gas Dryer | 4.6247 | 3.197% | NWPPC 2021 Plan measure workbook Res-ClothesWasher-2021P_v2, for the measure Front Load_CEE Tier 1+Gas DHW_Gas Dryer | -7.3041 | NWPPC 2021 Plan measure workbook Res-ClothesWasher-2021P_v2, for the measure Front Load_CEE Tier 1+Gas DHW_Gas Dryer | 0 | Incremental | 0 | 0 | 0 | 32.685 | 0 | 0.0059325 | 0 | See 'Measure Equipment Cost Source' | NWPPC 2021 Plan measure workbook Res-ClothesWasher-2021P_v2, for the measure Front Load_CEE Tier 1+Gas DHW_Gas Dryer | V | 100% | 99% | 0.07744% | 1 | 0 | 10.6704 | See source workbook for details. Includes PSE NEI data where applicable. | NWPPC 2021 Plan measure workbook Res-ClothesWasher-2021P_v2, for the measure Front Load_CEE Tier 1+Gas DHW_Gas Dryer | System | System
Snohomish County | Multifamily - Highly Impacted | Water Heat LE 55 Gal | New | Front Load_CEE Tier 1+Gas DHW_Gas Dryer | Washer Savings | 0 | 2024 | 2050 | 0.5404 | per Home | 0 | 0 | 14 | NWPPC 2021 Plan measure workbook Res-ClothesWasher-2021P_v2, for the measure Front Load_CEE Tier 1+Gas DHW_Gas Dryer | 4.4585 | 3.197% | NWPPC 2021 Plan measure workbook Res-ClothesWasher-2021P_v2, for the measure Front Load_CEE Tier 1+Gas DHW_Gas Dryer | -7.3041 | NWPPC 2021 Plan measure workbook Res-ClothesWasher-2021P_v2, for the measure Front Load_CEE Tier 1+Gas DHW_Gas Dryer | 0 | Incremental | 0 | 0 | 0 | 32.685 | 0 | 0.0059325 | 0 | See 'Measure Equipment Cost Source' | NWPPC 2021 Plan measure workbook Res-ClothesWasher-2021P_v2, for the measure Front Load_CEE Tier 1+Gas DHW_Gas Dryer | V | 100% | 99% | 0.07744% | 1 | 0 | 10.6704 | See source workbook for details. Includes PSE NEI data where applicable. | NWPPC 2021 Plan measure workbook Res-ClothesWasher-2021P_v2, for the measure Front Load_CEE Tier 1+Gas DHW_Gas Dryer | System | System
Snohomish County | Manufactured | Water Heat LE 55 Gal | Existing | Front Load_CEE Tier 1+Gas DHW_Gas Dryer | Washer Savings | 0 | 2024 | 2050 | 0.87443 | per Home | 0 | 0 | 14 | NWPPC 2021 Plan measure workbook Res-ClothesWasher-2021P_v2, for the measure Front Load_CEE Tier 1+Gas DHW_Gas Dryer | 7.4833 | 4.666% | NWPPC 2021 Plan measure workbook Res-ClothesWasher-2021P_v2, for the measure Front Load_CEE Tier 1+Gas DHW_Gas Dryer | -11.8189 | NWPPC 2021 Plan measure workbook Res-ClothesWasher-2021P_v2, for the measure Front Load_CEE Tier 1+Gas DHW_Gas Dryer | 0 | Incremental | 0 | 0 | 0 | 52.8881 | 0 | 0.0095994 | 0 | See 'Measure Equipment Cost Source' | NWPPC 2021 Plan measure workbook Res-ClothesWasher-2021P_v2, for the measure Front Load_CEE Tier 1+Gas DHW_Gas Dryer | V | 100% | 99% | 0.7039% | 1 | 0 | 17.2659 | See source workbook for details. Includes PSE NEI data where applicable. | NWPPC 2021 Plan measure workbook Res-ClothesWasher-2021P_v2, for the measure Front Load_CEE Tier 1+Gas DHW_Gas Dryer | System | System
Snohomish County | Manufactured | Water Heat LE 55 Gal | New | Front Load_CEE Tier 1+Gas DHW_Gas Dryer | Washer Savings | 0 | 2024 | 2050 | 0.87443 | per Home | 0 | 0 | 14 | NWPPC 2021 Plan measure workbook Res-ClothesWasher-2021P_v2, for the measure Front Load_CEE Tier 1+Gas DHW_Gas Dryer | 7.2143 | 4.666% | NWPPC 2021 Plan measure workbook Res-ClothesWasher-2021P_v2, for the measure Front Load_CEE Tier 1+Gas DHW_Gas Dryer | -11.8189 | NWPPC 2021 Plan measure workbook Res-ClothesWasher-2021P_v2, for the measure Front Load_CEE Tier 1+Gas DHW_Gas Dryer | 0 | Incremental | 0 | 0 | 0 | 52.8881 | 0 | 0.0095994 | 0 | See 'Measure Equipment Cost Source' | NWPPC 2021 Plan measure workbook Res-ClothesWasher-2021P_v2, for the measure Front Load_CEE Tier 1+Gas DHW_Gas Dryer | V | 100% | 99% | 0.7039% | 1 | 0 | 17.2659 | See source workbook for details. Includes PSE NEI data where applicable. | NWPPC 2021 Plan measure workbook Res-ClothesWasher-2021P_v2, for the measure Front Load_CEE Tier 1+Gas DHW_Gas Dryer | System | System
Snohomish County | Manufactured - Highly Impacted | Water Heat LE 55 Gal | Existing | Front Load_CEE Tier 1+Gas DHW_Gas Dryer | Washer Savings | 0 | 2024 | 2050 | 0.67793 | per Home | 0 | 0 | 14 | NWPPC 2021 Plan measure workbook Res-ClothesWasher-2021P_v2, for the measure Front Load_CEE Tier 1+Gas DHW_Gas Dryer | 5.8017 | 4.242% | NWPPC 2021 Plan measure workbook Res-ClothesWasher-2021P_v2, for the measure Front Load_CEE Tier 1+Gas DHW_Gas Dryer | -9.163 | NWPPC 2021 Plan measure workbook Res-ClothesWasher-2021P_v2, for the measure Front Load_CEE Tier 1+Gas DHW_Gas Dryer | 0 | Incremental | 0 | 0 | 0 | 41.0033 | 0 | 0.0074423 | 0 | See 'Measure Equipment Cost Source' | NWPPC 2021 Plan measure workbook Res-ClothesWasher-2021P_v2, for the measure Front Load_CEE Tier 1+Gas DHW_Gas Dryer | V | 100% | 99% | 0.03633% | 1 | 0 | 13.386 | See source workbook for details. Includes PSE NEI data where applicable. | NWPPC 2021 Plan measure workbook Res-ClothesWasher-2021P_v2, for the measure Front Load_CEE Tier 1+Gas DHW_Gas Dryer | System | System
Snohomish County | Manufactured - Highly Impacted | Water Heat LE 55 Gal | New | Front Load_CEE Tier 1+Gas DHW_Gas Dryer | Washer Savings | 0 | 2024 | 2050 | 0.67793 | per Home | 0 | 0 | 14 | NWPPC 2021 Plan measure workbook Res-ClothesWasher-2021P_v2, for the measure Front Load_CEE Tier 1+Gas DHW_Gas Dryer | 5.5931 | 4.242% | NWPPC 2021 Plan measure workbook Res-ClothesWasher-2021P_v2, for the measure Front Load_CEE Tier 1+Gas DHW_Gas Dryer | -9.163 | NWPPC 2021 Plan measure workbook Res-ClothesWasher-2021P_v2, for the measure Front Load_CEE Tier 1+Gas DHW_Gas Dryer | 0 | Incremental | 0 | 0 | 0 | 41.0033 | 0 | 0.0074423 | 0 | See 'Measure Equipment Cost Source' | NWPPC 2021 Plan measure workbook Res-ClothesWasher-2021P_v2, for the measure Front Load_CEE Tier 1+Gas DHW_Gas Dryer | V | 100% | 99% | 0.03633% | 1 | 0 | 13.386 | See source workbook for details. Includes PSE NEI data where applicable. | NWPPC 2021 Plan measure workbook Res-ClothesWasher-2021P_v2, for the measure Front Load_CEE Tier 1+Gas DHW_Gas Dryer | System | System
Snohomish County | Single Family | Water Heat GT 55 Gal | Existing | Front Load_CEE Tier 1+Gas DHW_Gas Dryer | Washer Savings | 0 | 2024 | 2050 | 0.92861 | per Home | 0 | 0 | 14 | NWPPC 2021 Plan measure workbook Res-ClothesWasher-2021P_v2, for the measure Front Load_CEE Tier 1+Gas DHW_Gas Dryer | 6.7481 | 4.392% | NWPPC 2021 Plan measure workbook Res-ClothesWasher-2021P_v2, for the measure Front Load_CEE Tier 1+Gas DHW_Gas Dryer | -12.5512 | NWPPC 2021 Plan measure workbook Res-ClothesWasher-2021P_v2, for the measure Front Load_CEE Tier 1+Gas DHW_Gas Dryer | 0 | Incremental | 0 | 0 | 0 | 56.1652 | 0 | 0.010194 | 0 | See 'Measure Equipment Cost Source' | NWPPC 2021 Plan measure workbook Res-ClothesWasher-2021P_v2, for the measure Front Load_CEE Tier 1+Gas DHW_Gas Dryer | V | 100% | 99% | 4.886% | 1 | 0 | 18.3357 | See source workbook for details. Includes PSE NEI data where applicable. | NWPPC 2021 Plan measure workbook Res-ClothesWasher-2021P_v2, for the measure Front Load_CEE Tier 1+Gas DHW_Gas Dryer | System | System
Snohomish County | Single Family | Water Heat GT 55 Gal | New | Front Load_CEE Tier 1+Gas DHW_Gas Dryer | Washer Savings | 0 | 2024 | 2050 | 0.92861 | per Home | 0 | 0 | 14 | NWPPC 2021 Plan measure workbook Res-ClothesWasher-2021P_v2, for the measure Front Load_CEE Tier 1+Gas DHW_Gas Dryer | 6.7481 | 4.392% | NWPPC 2021 Plan measure workbook Res-ClothesWasher-2021P_v2, for the measure Front Load_CEE Tier 1+Gas DHW_Gas Dryer | -12.5512 | NWPPC 2021 Plan measure workbook Res-ClothesWasher-2021P_v2, for the measure Front Load_CEE Tier 1+Gas DHW_Gas Dryer | 0 | Incremental | 0 | 0 | 0 | 56.1652 | 0 | 0.010194 | 0 | See 'Measure Equipment Cost Source' | NWPPC 2021 Plan measure workbook Res-ClothesWasher-2021P_v2, for the measure Front Load_CEE Tier 1+Gas DHW_Gas Dryer | V | 100% | 99% | 4.886% | 1 | 0 | 18.3357 | See source workbook for details. Includes PSE NEI data where applicable. | NWPPC 2021 Plan measure workbook Res-ClothesWasher-2021P_v2, for the measure Front Load_CEE Tier 1+Gas DHW_Gas Dryer | System | System
Snohomish County | Single Family - Highly Impacted | Water Heat GT 55 Gal | Existing | Front Load_CEE Tier 1+Gas DHW_Gas Dryer | Washer Savings | 0 | 2024 | 2050 | 0.66799 | per Home | 0 | 0 | 14 | NWPPC 2021 Plan measure workbook Res-ClothesWasher-2021P_v2, for the measure Front Load_CEE Tier 1+Gas DHW_Gas Dryer | 4.8541 | 3.616% | NWPPC 2021 Plan measure workbook Res-ClothesWasher-2021P_v2, for the measure Front Load_CEE Tier 1+Gas DHW_Gas Dryer | -9.0285 | NWPPC 2021 Plan measure workbook Res-ClothesWasher-2021P_v2, for the measure Front Load_CEE Tier 1+Gas DHW_Gas Dryer | 0 | Incremental | 0 | 0 | 0 | 40.4016 | 0 | 0.0073331 | 0 | See 'Measure Equipment Cost Source' | NWPPC 2021 Plan measure workbook Res-ClothesWasher-2021P_v2, for the measure Front Load_CEE Tier 1+Gas DHW_Gas Dryer | V | 100% | 99% | 3.016% | 1 | 0 | 13.1895 | See source workbook for details. Includes PSE NEI data where applicable. | NWPPC 2021 Plan measure workbook Res-ClothesWasher-2021P_v2, for the measure Front Load_CEE Tier 1+Gas DHW_Gas Dryer | System | System
Snohomish County | Single Family - Highly Impacted | Water Heat GT 55 Gal | New | Front Load_CEE Tier 1+Gas DHW_Gas Dryer | Washer Savings | 0 | 2024 | 2050 | 0.66799 | per Home | 0 | 0 | 14 | NWPPC 2021 Plan measure workbook Res-ClothesWasher-2021P_v2, for the measure Front Load_CEE Tier 1+Gas DHW_Gas Dryer | 4.8541 | 3.616% | NWPPC 2021 Plan measure workbook Res-ClothesWasher-2021P_v2, for the measure Front Load_CEE Tier 1+Gas DHW_Gas Dryer | -9.0285 | NWPPC 2021 Plan measure workbook Res-ClothesWasher-2021P_v2, for the measure Front Load_CEE Tier 1+Gas DHW_Gas Dryer | 0 | Incremental | 0 | 0 | 0 | 40.4016 | 0 | 0.0073331 | 0 | See 'Measure Equipment Cost Source' | NWPPC 2021 Plan measure workbook Res-ClothesWasher-2021P_v2, for the measure Front Load_CEE Tier 1+Gas DHW_Gas Dryer | V | 100% | 99% | 3.016% | 1 | 0 | 13.1895 | See source workbook for details. Includes PSE NEI data where applicable. | NWPPC 2021 Plan measure workbook Res-ClothesWasher-2021P_v2, for the measure Front Load_CEE Tier 1+Gas DHW_Gas Dryer | System | System
Snohomish County | Multifamily | Water Heat GT 55 Gal | Existing | Front Load_CEE Tier 1+Gas DHW_Gas Dryer | Washer Savings | 0 | 2024 | 2050 | 0.6367 | per Home | 0 | 0 | 14 | NWPPC 2021 Plan measure workbook Res-ClothesWasher-2021P_v2, for the measure Front Load_CEE Tier 1+Gas DHW_Gas Dryer | 4.6268 | 4.24% | NWPPC 2021 Plan measure workbook Res-ClothesWasher-2021P_v2, for the measure Front Load_CEE Tier 1+Gas DHW_Gas Dryer | -8.6057 | NWPPC 2021 Plan measure workbook Res-ClothesWasher-2021P_v2, for the measure Front Load_CEE Tier 1+Gas DHW_Gas Dryer | 0 | Incremental | 0 | 0 | 0 | 38.5095 | 0 | 0.0069897 | 0 | See 'Measure Equipment Cost Source' | NWPPC 2021 Plan measure workbook Res-ClothesWasher-2021P_v2, for the measure Front Load_CEE Tier 1+Gas DHW_Gas Dryer | V | 100% | 99% | 0.1369% | 1 | 0 | 12.5718 | See source workbook for details. Includes PSE NEI data where applicable. | NWPPC 2021 Plan measure workbook Res-ClothesWasher-2021P_v2, for the measure Front Load_CEE Tier 1+Gas DHW_Gas Dryer | System | System
Snohomish County | Multifamily | Water Heat GT 55 Gal | New | Front Load_CEE Tier 1+Gas DHW_Gas Dryer | Washer Savings | 0 | 2024 | 2050 | 0.6367 | per Home | 0 | 0 | 14 | NWPPC 2021 Plan measure workbook Res-ClothesWasher-2021P_v2, for the measure Front Load_CEE Tier 1+Gas DHW_Gas Dryer | 4.6268 | 4.24% | NWPPC 2021 Plan measure workbook Res-ClothesWasher-2021P_v2, for the measure Front Load_CEE Tier 1+Gas DHW_Gas Dryer | -8.6057 | NWPPC 2021 Plan measure workbook Res-ClothesWasher-2021P_v2, for the measure Front Load_CEE Tier 1+Gas DHW_Gas Dryer | 0 | Incremental | 0 | 0 | 0 | 38.5095 | 0 | 0.0069897 | 0 | See 'Measure Equipment Cost Source' | NWPPC 2021 Plan measure workbook Res-ClothesWasher-2021P_v2, for the measure Front Load_CEE Tier 1+Gas DHW_Gas Dryer | V | 100% | 99% | 0.1369% | 1 | 0 | 12.5718 | See source workbook for details. Includes PSE NEI data where applicable. | NWPPC 2021 Plan measure workbook Res-ClothesWasher-2021P_v2, for the measure Front Load_CEE Tier 1+Gas DHW_Gas Dryer | System | System
Snohomish County | Multifamily - Highly Impacted | Water Heat GT 55 Gal | Existing | Front Load_CEE Tier 1+Gas DHW_Gas Dryer | Washer Savings | 0 | 2024 | 2050 | 0.5404 | per Home | 0 | 0 | 14 | NWPPC 2021 Plan measure workbook Res-ClothesWasher-2021P_v2, for the measure Front Load_CEE Tier 1+Gas DHW_Gas Dryer | 3.927 | 3.197% | NWPPC 2021 Plan measure workbook Res-ClothesWasher-2021P_v2, for the measure Front Load_CEE Tier 1+Gas DHW_Gas Dryer | -7.3041 | NWPPC 2021 Plan measure workbook Res-ClothesWasher-2021P_v2, for the measure Front Load_CEE Tier 1+Gas DHW_Gas Dryer | 0 | Incremental | 0 | 0 | 0 | 32.685 | 0 | 0.0059325 | 0 | See 'Measure Equipment Cost Source' | NWPPC 2021 Plan measure workbook Res-ClothesWasher-2021P_v2, for the measure Front Load_CEE Tier 1+Gas DHW_Gas Dryer | V | 100% | 99% | 0.07744% | 1 | 0 | 10.6704 | See source workbook for details. Includes PSE NEI data where applicable. | NWPPC 2021 Plan measure workbook Res-ClothesWasher-2021P_v2, for the measure Front Load_CEE Tier 1+Gas DHW_Gas Dryer | System | System
Snohomish County | Multifamily - Highly Impacted | Water Heat GT 55 Gal | New | Front Load_CEE Tier 1+Gas DHW_Gas Dryer | Washer Savings | 0 | 2024 | 2050 | 0.5404 | per Home | 0 | 0 | 14 | NWPPC 2021 Plan measure workbook Res-ClothesWasher-2021P_v2, for the measure Front Load_CEE Tier 1+Gas DHW_Gas Dryer | 3.927 | 3.197% | NWPPC 2021 Plan measure workbook Res-ClothesWasher-2021P_v2, for the measure Front Load_CEE Tier 1+Gas DHW_Gas Dryer | -7.3041 | NWPPC 2021 Plan measure workbook Res-ClothesWasher-2021P_v2, for the measure Front Load_CEE Tier 1+Gas DHW_Gas Dryer | 0 | Incremental | 0 | 0 | 0 | 32.685 | 0 | 0.0059325 | 0 | See 'Measure Equipment Cost Source' | NWPPC 2021 Plan measure workbook Res-ClothesWasher-2021P_v2, for the measure Front Load_CEE Tier 1+Gas DHW_Gas Dryer | V | 100% | 99% | 0.07744% | 1 | 0 | 10.6704 | See source workbook for details. Includes PSE NEI data where applicable. | NWPPC 2021 Plan measure workbook Res-ClothesWasher-2021P_v2, for the measure Front Load_CEE Tier 1+Gas DHW_Gas Dryer | System | System
Snohomish County | Manufactured | Water Heat GT 55 Gal | Existing | Front Load_CEE Tier 1+Gas DHW_Gas Dryer | Washer Savings | 0 | 2024 | 2050 | 0.87443 | per Home | 0 | 0 | 14 | NWPPC 2021 Plan measure workbook Res-ClothesWasher-2021P_v2, for the measure Front Load_CEE Tier 1+Gas DHW_Gas Dryer | 6.3543 | 4.666% | NWPPC 2021 Plan measure workbook Res-ClothesWasher-2021P_v2, for the measure Front Load_CEE Tier 1+Gas DHW_Gas Dryer | -11.8189 | NWPPC 2021 Plan measure workbook Res-ClothesWasher-2021P_v2, for the measure Front Load_CEE Tier 1+Gas DHW_Gas Dryer | 0 | Incremental | 0 | 0 | 0 | 52.8881 | 0 | 0.0095994 | 0 | See 'Measure Equipment Cost Source' | NWPPC 2021 Plan measure workbook Res-ClothesWasher-2021P_v2, for the measure Front Load_CEE Tier 1+Gas DHW_Gas Dryer | V | 100% | 99% | 0.7039% | 1 | 0 | 17.2659 | See source workbook for details. Includes PSE NEI data where applicable. | NWPPC 2021 Plan measure workbook Res-ClothesWasher-2021P_v2, for the measure Front Load_CEE Tier 1+Gas DHW_Gas Dryer | System | System
Snohomish County | Manufactured | Water Heat GT 55 Gal | New | Front Load_CEE Tier 1+Gas DHW_Gas Dryer | Washer Savings | 0 | 2024 | 2050 | 0.87443 | per Home | 0 | 0 | 14 | NWPPC 2021 Plan measure workbook Res-ClothesWasher-2021P_v2, for the measure Front Load_CEE Tier 1+Gas DHW_Gas Dryer | 6.3543 | 4.666% | NWPPC 2021 Plan measure workbook Res-ClothesWasher-2021P_v2, for the measure Front Load_CEE Tier 1+Gas DHW_Gas Dryer | -11.8189 | NWPPC 2021 Plan measure workbook Res-ClothesWasher-2021P_v2, for the measure Front Load_CEE Tier 1+Gas DHW_Gas Dryer | 0 | Incremental | 0 | 0 | 0 | 52.8881 | 0 | 0.0095994 | 0 | See 'Measure Equipment Cost Source' | NWPPC 2021 Plan measure workbook Res-ClothesWasher-2021P_v2, for the measure Front Load_CEE Tier 1+Gas DHW_Gas Dryer | V | 100% | 99% | 0.7039% | 1 | 0 | 17.2659 | See source workbook for details. Includes PSE NEI data where applicable. | NWPPC 2021 Plan measure workbook Res-ClothesWasher-2021P_v2, for the measure Front Load_CEE Tier 1+Gas DHW_Gas Dryer | System | System
Snohomish County | Manufactured - Highly Impacted | Water Heat GT 55 Gal | Existing | Front Load_CEE Tier 1+Gas DHW_Gas Dryer | Washer Savings | 0 | 2024 | 2050 | 0.67793 | per Home | 0 | 0 | 14 | NWPPC 2021 Plan measure workbook Res-ClothesWasher-2021P_v2, for the measure Front Load_CEE Tier 1+Gas DHW_Gas Dryer | 4.9264 | 4.242% | NWPPC 2021 Plan measure workbook Res-ClothesWasher-2021P_v2, for the measure Front Load_CEE Tier 1+Gas DHW_Gas Dryer | -9.163 | NWPPC 2021 Plan measure workbook Res-ClothesWasher-2021P_v2, for the measure Front Load_CEE Tier 1+Gas DHW_Gas Dryer | 0 | Incremental | 0 | 0 | 0 | 41.0033 | 0 | 0.0074423 | 0 | See 'Measure Equipment Cost Source' | NWPPC 2021 Plan measure workbook Res-ClothesWasher-2021P_v2, for the measure Front Load_CEE Tier 1+Gas DHW_Gas Dryer | V | 100% | 99% | 0.03633% | 1 | 0 | 13.386 | See source workbook for details. Includes PSE NEI data where applicable. | NWPPC 2021 Plan measure workbook Res-ClothesWasher-2021P_v2, for the measure Front Load_CEE Tier 1+Gas DHW_Gas Dryer | System | System
Snohomish County | Manufactured - Highly Impacted | Water Heat GT 55 Gal | New | Front Load_CEE Tier 1+Gas DHW_Gas Dryer | Washer Savings | 0 | 2024 | 2050 | 0.67793 | per Home | 0 | 0 | 14 | NWPPC 2021 Plan measure workbook Res-ClothesWasher-2021P_v2, for the measure Front Load_CEE Tier 1+Gas DHW_Gas Dryer | 4.9264 | 4.242% | NWPPC 2021 Plan measure workbook Res-ClothesWasher-2021P_v2, for the measure Front Load_CEE Tier 1+Gas DHW_Gas Dryer | -9.163 | NWPPC 2021 Plan measure workbook Res-ClothesWasher-2021P_v2, for the measure Front Load_CEE Tier 1+Gas DHW_Gas Dryer | 0 | Incremental | 0 | 0 | 0 | 41.0033 | 0 | 0.0074423 | 0 | See 'Measure Equipment Cost Source' | NWPPC 2021 Plan measure workbook Res-ClothesWasher-2021P_v2, for the measure Front Load_CEE Tier 1+Gas DHW_Gas Dryer | V | 100% | 99% | 0.03633% | 1 | 0 | 13.386 | See source workbook for details. Includes PSE NEI data where applicable. | NWPPC 2021 Plan measure workbook Res-ClothesWasher-2021P_v2, for the measure Front Load_CEE Tier 1+Gas DHW_Gas Dryer | System | System
Snohomish County | Single Family | Water Heat LE 55 Gal | Existing | Front Load_CEE Tier 2+Gas DHW_Electric Dryer | Washer Savings | 0 | 2024 | 2050 | 0.92861 | per Home | 0 | 0 | 14 | NWPPC 2021 Plan measure workbook Res-ClothesWasher-2021P_v2, for the measure Front Load_CEE Tier 2+Gas DHW_Electric Dryer | 3.6191 | 2% | NWPPC 2021 Plan measure workbook Res-ClothesWasher-2021P_v2, for the measure Front Load_CEE Tier 2+Gas DHW_Electric Dryer | 145.7239 | NWPPC 2021 Plan measure workbook Res-ClothesWasher-2021P_v2, for the measure Front Load_CEE Tier 2+Gas DHW_Electric Dryer | 0 | Incremental | 0 | 0 | 0 | 81.1955 | 0 | 0.010194 | 0 | See 'Measure Equipment Cost Source' | NWPPC 2021 Plan measure workbook Res-ClothesWasher-2021P_v2, for the measure Front Load_CEE Tier 2+Gas DHW_Electric Dryer | U | 100% | 99% | 30.62% | 1 | 0 | 20.9505 | See source workbook for details. Includes PSE NEI data where applicable. | NWPPC 2021 Plan measure workbook Res-ClothesWasher-2021P_v2, for the measure Front Load_CEE Tier 2+Gas DHW_Electric Dryer | System | System
Snohomish County | Single Family | Water Heat LE 55 Gal | New | Front Load_CEE Tier 2+Gas DHW_Electric Dryer | Washer Savings | 0 | 2024 | 2050 | 0.92861 | per Home | 0 | 0 | 14 | NWPPC 2021 Plan measure workbook Res-ClothesWasher-2021P_v2, for the measure Front Load_CEE Tier 2+Gas DHW_Electric Dryer | 3.489 | 2% | NWPPC 2021 Plan measure workbook Res-ClothesWasher-2021P_v2, for the measure Front Load_CEE Tier 2+Gas DHW_Electric Dryer | 145.7239 | NWPPC 2021 Plan measure workbook Res-ClothesWasher-2021P_v2, for the measure Front Load_CEE Tier 2+Gas DHW_Electric Dryer | 0 | Incremental | 0 | 0 | 0 | 81.1955 | 0 | 0.010194 | 0 | See 'Measure Equipment Cost Source' | NWPPC 2021 Plan measure workbook Res-ClothesWasher-2021P_v2, for the measure Front Load_CEE Tier 2+Gas DHW_Electric Dryer | U | 100% | 99% | 30.62% | 1 | 0 | 20.9505 | See source workbook for details. Includes PSE NEI data where applicable. | NWPPC 2021 Plan measure workbook Res-ClothesWasher-2021P_v2, for the measure Front Load_CEE Tier 2+Gas DHW_Electric Dryer | System | System
Snohomish County | Single Family - Highly Impacted | Water Heat LE 55 Gal | Existing | Front Load_CEE Tier 2+Gas DHW_Electric Dryer | Washer Savings | 0 | 2024 | 2050 | 0.66799 | per Home | 0 | 0 | 14 | NWPPC 2021 Plan measure workbook Res-ClothesWasher-2021P_v2, for the measure Front Load_CEE Tier 2+Gas DHW_Electric Dryer | 2.6033 | 1.647% | NWPPC 2021 Plan measure workbook Res-ClothesWasher-2021P_v2, for the measure Front Load_CEE Tier 2+Gas DHW_Electric Dryer | 104.8244 | NWPPC 2021 Plan measure workbook Res-ClothesWasher-2021P_v2, for the measure Front Load_CEE Tier 2+Gas DHW_Electric Dryer | 0 | Incremental | 0 | 0 | 0 | 58.4068 | 0 | 0.0073331 | 0 | See 'Measure Equipment Cost Source' | NWPPC 2021 Plan measure workbook Res-ClothesWasher-2021P_v2, for the measure Front Load_CEE Tier 2+Gas DHW_Electric Dryer | U | 100% | 99% | 23.49% | 1 | 0 | 15.0704 | See source workbook for details. Includes PSE NEI data where applicable. | NWPPC 2021 Plan measure workbook Res-ClothesWasher-2021P_v2, for the measure Front Load_CEE Tier 2+Gas DHW_Electric Dryer | System | System
Snohomish County | Single Family - Highly Impacted | Water Heat LE 55 Gal | New | Front Load_CEE Tier 2+Gas DHW_Electric Dryer | Washer Savings | 0 | 2024 | 2050 | 0.66799 | per Home | 0 | 0 | 14 | NWPPC 2021 Plan measure workbook Res-ClothesWasher-2021P_v2, for the measure Front Load_CEE Tier 2+Gas DHW_Electric Dryer | 2.5097 | 1.647% | NWPPC 2021 Plan measure workbook Res-ClothesWasher-2021P_v2, for the measure Front Load_CEE Tier 2+Gas DHW_Electric Dryer | 104.8244 | NWPPC 2021 Plan measure workbook Res-ClothesWasher-2021P_v2, for the measure Front Load_CEE Tier 2+Gas DHW_Electric Dryer | 0 | Incremental | 0 | 0 | 0 | 58.4068 | 0 | 0.0073331 | 0 | See 'Measure Equipment Cost Source' | NWPPC 2021 Plan measure workbook Res-ClothesWasher-2021P_v2, for the measure Front Load_CEE Tier 2+Gas DHW_Electric Dryer | U | 100% | 99% | 23.49% | 1 | 0 | 15.0704 | See source workbook for details. Includes PSE NEI data where applicable. | NWPPC 2021 Plan measure workbook Res-ClothesWasher-2021P_v2, for the measure Front Load_CEE Tier 2+Gas DHW_Electric Dryer | System | System
Snohomish County | Multifamily | Water Heat LE 55 Gal | Existing | Front Load_CEE Tier 2+Gas DHW_Electric Dryer | Washer Savings | 0 | 2024 | 2050 | 0.6367 | per Home | 0 | 0 | 14 | NWPPC 2021 Plan measure workbook Res-ClothesWasher-2021P_v2, for the measure Front Load_CEE Tier 2+Gas DHW_Electric Dryer | 2.4814 | 1.931% | NWPPC 2021 Plan measure workbook Res-ClothesWasher-2021P_v2, for the measure Front Load_CEE Tier 2+Gas DHW_Electric Dryer | 99.9151 | NWPPC 2021 Plan measure workbook Res-ClothesWasher-2021P_v2, for the measure Front Load_CEE Tier 2+Gas DHW_Electric Dryer | 0 | Incremental | 0 | 0 | 0 | 55.6714 | 0 | 0.0069897 | 0 | See 'Measure Equipment Cost Source' | NWPPC 2021 Plan measure workbook Res-ClothesWasher-2021P_v2, for the measure Front Load_CEE Tier 2+Gas DHW_Electric Dryer | U | 100% | 99% | 7.004% | 1 | 0 | 14.3646 | See source workbook for details. Includes PSE NEI data where applicable. | NWPPC 2021 Plan measure workbook Res-ClothesWasher-2021P_v2, for the measure Front Load_CEE Tier 2+Gas DHW_Electric Dryer | System | System
Snohomish County | Multifamily | Water Heat LE 55 Gal | New | Front Load_CEE Tier 2+Gas DHW_Electric Dryer | Washer Savings | 0 | 2024 | 2050 | 0.6367 | per Home | 0 | 0 | 14 | NWPPC 2021 Plan measure workbook Res-ClothesWasher-2021P_v2, for the measure Front Load_CEE Tier 2+Gas DHW_Electric Dryer | 2.3922 | 1.931% | NWPPC 2021 Plan measure workbook Res-ClothesWasher-2021P_v2, for the measure Front Load_CEE Tier 2+Gas DHW_Electric Dryer | 99.9151 | NWPPC 2021 Plan measure workbook Res-ClothesWasher-2021P_v2, for the measure Front Load_CEE Tier 2+Gas DHW_Electric Dryer | 0 | Incremental | 0 | 0 | 0 | 55.6714 | 0 | 0.0069897 | 0 | See 'Measure Equipment Cost Source' | NWPPC 2021 Plan measure workbook Res-ClothesWasher-2021P_v2, for the measure Front Load_CEE Tier 2+Gas DHW_Electric Dryer | U | 100% | 99% | 7.004% | 1 | 0 | 14.3646 | See source workbook for details. Includes PSE NEI data where applicable. | NWPPC 2021 Plan measure workbook Res-ClothesWasher-2021P_v2, for the measure Front Load_CEE Tier 2+Gas DHW_Electric Dryer | System | System
Snohomish County | Multifamily - Highly Impacted | Water Heat LE 55 Gal | Existing | Front Load_CEE Tier 2+Gas DHW_Electric Dryer | Washer Savings | 0 | 2024 | 2050 | 0.5404 | per Home | 0 | 0 | 14 | NWPPC 2021 Plan measure workbook Res-ClothesWasher-2021P_v2, for the measure Front Load_CEE Tier 2+Gas DHW_Electric Dryer | 2.1061 | 1.456% | NWPPC 2021 Plan measure workbook Res-ClothesWasher-2021P_v2, for the measure Front Load_CEE Tier 2+Gas DHW_Electric Dryer | 84.8033 | NWPPC 2021 Plan measure workbook Res-ClothesWasher-2021P_v2, for the measure Front Load_CEE Tier 2+Gas DHW_Electric Dryer | 0 | Incremental | 0 | 0 | 0 | 47.2513 | 0 | 0.0059325 | 0 | See 'Measure Equipment Cost Source' | NWPPC 2021 Plan measure workbook Res-ClothesWasher-2021P_v2, for the measure Front Load_CEE Tier 2+Gas DHW_Electric Dryer | U | 100% | 99% | 5.279% | 1 | 0 | 12.192 | See source workbook for details. Includes PSE NEI data where applicable. | NWPPC 2021 Plan measure workbook Res-ClothesWasher-2021P_v2, for the measure Front Load_CEE Tier 2+Gas DHW_Electric Dryer | System | System
Snohomish County | Multifamily - Highly Impacted | Water Heat LE 55 Gal | New | Front Load_CEE Tier 2+Gas DHW_Electric Dryer | Washer Savings | 0 | 2024 | 2050 | 0.5404 | per Home | 0 | 0 | 14 | NWPPC 2021 Plan measure workbook Res-ClothesWasher-2021P_v2, for the measure Front Load_CEE Tier 2+Gas DHW_Electric Dryer | 2.0304 | 1.456% | NWPPC 2021 Plan measure workbook Res-ClothesWasher-2021P_v2, for the measure Front Load_CEE Tier 2+Gas DHW_Electric Dryer | 84.8033 | NWPPC 2021 Plan measure workbook Res-ClothesWasher-2021P_v2, for the measure Front Load_CEE Tier 2+Gas DHW_Electric Dryer | 0 | Incremental | 0 | 0 | 0 | 47.2513 | 0 | 0.0059325 | 0 | See 'Measure Equipment Cost Source' | NWPPC 2021 Plan measure workbook Res-ClothesWasher-2021P_v2, for the measure Front Load_CEE Tier 2+Gas DHW_Electric Dryer | U | 100% | 99% | 5.279% | 1 | 0 | 12.192 | See source workbook for details. Includes PSE NEI data where applicable. | NWPPC 2021 Plan measure workbook Res-ClothesWasher-2021P_v2, for the measure Front Load_CEE Tier 2+Gas DHW_Electric Dryer | System | System
Snohomish County | Manufactured | Water Heat LE 55 Gal | Existing | Front Load_CEE Tier 2+Gas DHW_Electric Dryer | Washer Savings | 0 | 2024 | 2050 | 0.87443 | per Home | 0 | 0 | 14 | NWPPC 2021 Plan measure workbook Res-ClothesWasher-2021P_v2, for the measure Front Load_CEE Tier 2+Gas DHW_Electric Dryer | 3.4079 | 2.125% | NWPPC 2021 Plan measure workbook Res-ClothesWasher-2021P_v2, for the measure Front Load_CEE Tier 2+Gas DHW_Electric Dryer | 137.2214 | NWPPC 2021 Plan measure workbook Res-ClothesWasher-2021P_v2, for the measure Front Load_CEE Tier 2+Gas DHW_Electric Dryer | 0 | Incremental | 0 | 0 | 0 | 76.458 | 0 | 0.0095994 | 0 | See 'Measure Equipment Cost Source' | NWPPC 2021 Plan measure workbook Res-ClothesWasher-2021P_v2, for the measure Front Load_CEE Tier 2+Gas DHW_Electric Dryer | U | 100% | 99% | 8.558% | 1 | 0 | 19.7281 | See source workbook for details. Includes PSE NEI data where applicable. | NWPPC 2021 Plan measure workbook Res-ClothesWasher-2021P_v2, for the measure Front Load_CEE Tier 2+Gas DHW_Electric Dryer | System | System
Snohomish County | Manufactured | Water Heat LE 55 Gal | New | Front Load_CEE Tier 2+Gas DHW_Electric Dryer | Washer Savings | 0 | 2024 | 2050 | 0.87443 | per Home | 0 | 0 | 14 | NWPPC 2021 Plan measure workbook Res-ClothesWasher-2021P_v2, for the measure Front Load_CEE Tier 2+Gas DHW_Electric Dryer | 3.2854 | 2.125% | NWPPC 2021 Plan measure workbook Res-ClothesWasher-2021P_v2, for the measure Front Load_CEE Tier 2+Gas DHW_Electric Dryer | 137.2214 | NWPPC 2021 Plan measure workbook Res-ClothesWasher-2021P_v2, for the measure Front Load_CEE Tier 2+Gas DHW_Electric Dryer | 0 | Incremental | 0 | 0 | 0 | 76.458 | 0 | 0.0095994 | 0 | See 'Measure Equipment Cost Source' | NWPPC 2021 Plan measure workbook Res-ClothesWasher-2021P_v2, for the measure Front Load_CEE Tier 2+Gas DHW_Electric Dryer | U | 100% | 99% | 8.558% | 1 | 0 | 19.7281 | See source workbook for details. Includes PSE NEI data where applicable. | NWPPC 2021 Plan measure workbook Res-ClothesWasher-2021P_v2, for the measure Front Load_CEE Tier 2+Gas DHW_Electric Dryer | System | System
Snohomish County | Manufactured - Highly Impacted | Water Heat LE 55 Gal | Existing | Front Load_CEE Tier 2+Gas DHW_Electric Dryer | Washer Savings | 0 | 2024 | 2050 | 0.67793 | per Home | 0 | 0 | 14 | NWPPC 2021 Plan measure workbook Res-ClothesWasher-2021P_v2, for the measure Front Load_CEE Tier 2+Gas DHW_Electric Dryer | 2.6421 | 1.932% | NWPPC 2021 Plan measure workbook Res-ClothesWasher-2021P_v2, for the measure Front Load_CEE Tier 2+Gas DHW_Electric Dryer | 106.3857 | NWPPC 2021 Plan measure workbook Res-ClothesWasher-2021P_v2, for the measure Front Load_CEE Tier 2+Gas DHW_Electric Dryer | 0 | Incremental | 0 | 0 | 0 | 59.2767 | 0 | 0.0074423 | 0 | See 'Measure Equipment Cost Source' | NWPPC 2021 Plan measure workbook Res-ClothesWasher-2021P_v2, for the measure Front Load_CEE Tier 2+Gas DHW_Electric Dryer | U | 100% | 99% | 3.361% | 1 | 0 | 15.2949 | See source workbook for details. Includes PSE NEI data where applicable. | NWPPC 2021 Plan measure workbook Res-ClothesWasher-2021P_v2, for the measure Front Load_CEE Tier 2+Gas DHW_Electric Dryer | System | System
Snohomish County | Manufactured - Highly Impacted | Water Heat LE 55 Gal | New | Front Load_CEE Tier 2+Gas DHW_Electric Dryer | Washer Savings | 0 | 2024 | 2050 | 0.67793 | per Home | 0 | 0 | 14 | NWPPC 2021 Plan measure workbook Res-ClothesWasher-2021P_v2, for the measure Front Load_CEE Tier 2+Gas DHW_Electric Dryer | 2.5471 | 1.932% | NWPPC 2021 Plan measure workbook Res-ClothesWasher-2021P_v2, for the measure Front Load_CEE Tier 2+Gas DHW_Electric Dryer | 106.3857 | NWPPC 2021 Plan measure workbook Res-ClothesWasher-2021P_v2, for the measure Front Load_CEE Tier 2+Gas DHW_Electric Dryer | 0 | Incremental | 0 | 0 | 0 | 59.2767 | 0 | 0.0074423 | 0 | See 'Measure Equipment Cost Source' | NWPPC 2021 Plan measure workbook Res-ClothesWasher-2021P_v2, for the measure Front Load_CEE Tier 2+Gas DHW_Electric Dryer | U | 100% | 99% | 3.361% | 1 | 0 | 15.2949 | See source workbook for details. Includes PSE NEI data where applicable. | NWPPC 2021 Plan measure workbook Res-ClothesWasher-2021P_v2, for the measure Front Load_CEE Tier 2+Gas DHW_Electric Dryer | System | System
Snohomish County | Single Family | Water Heat GT 55 Gal | Existing | Front Load_CEE Tier 2+Gas DHW_Electric Dryer | Washer Savings | 0 | 2024 | 2050 | 0.92861 | per Home | 0 | 0 | 14 | NWPPC 2021 Plan measure workbook Res-ClothesWasher-2021P_v2, for the measure Front Load_CEE Tier 2+Gas DHW_Electric Dryer | 3.0731 | 2% | NWPPC 2021 Plan measure workbook Res-ClothesWasher-2021P_v2, for the measure Front Load_CEE Tier 2+Gas DHW_Electric Dryer | 145.7239 | NWPPC 2021 Plan measure workbook Res-ClothesWasher-2021P_v2, for the measure Front Load_CEE Tier 2+Gas DHW_Electric Dryer | 0 | Incremental | 0 | 0 | 0 | 81.1955 | 0 | 0.010194 | 0 | See 'Measure Equipment Cost Source' | NWPPC 2021 Plan measure workbook Res-ClothesWasher-2021P_v2, for the measure Front Load_CEE Tier 2+Gas DHW_Electric Dryer | U | 100% | 99% | 30.62% | 1 | 0 | 20.9505 | See source workbook for details. Includes PSE NEI data where applicable. | NWPPC 2021 Plan measure workbook Res-ClothesWasher-2021P_v2, for the measure Front Load_CEE Tier 2+Gas DHW_Electric Dryer | System | System
Snohomish County | Single Family | Water Heat GT 55 Gal | New | Front Load_CEE Tier 2+Gas DHW_Electric Dryer | Washer Savings | 0 | 2024 | 2050 | 0.92861 | per Home | 0 | 0 | 14 | NWPPC 2021 Plan measure workbook Res-ClothesWasher-2021P_v2, for the measure Front Load_CEE Tier 2+Gas DHW_Electric Dryer | 3.0731 | 2% | NWPPC 2021 Plan measure workbook Res-ClothesWasher-2021P_v2, for the measure Front Load_CEE Tier 2+Gas DHW_Electric Dryer | 145.7239 | NWPPC 2021 Plan measure workbook Res-ClothesWasher-2021P_v2, for the measure Front Load_CEE Tier 2+Gas DHW_Electric Dryer | 0 | Incremental | 0 | 0 | 0 | 81.1955 | 0 | 0.010194 | 0 | See 'Measure Equipment Cost Source' | NWPPC 2021 Plan measure workbook Res-ClothesWasher-2021P_v2, for the measure Front Load_CEE Tier 2+Gas DHW_Electric Dryer | U | 100% | 99% | 30.62% | 1 | 0 | 20.9505 | See source workbook for details. Includes PSE NEI data where applicable. | NWPPC 2021 Plan measure workbook Res-ClothesWasher-2021P_v2, for the measure Front Load_CEE Tier 2+Gas DHW_Electric Dryer | System | System
Snohomish County | Single Family - Highly Impacted | Water Heat GT 55 Gal | Existing | Front Load_CEE Tier 2+Gas DHW_Electric Dryer | Washer Savings | 0 | 2024 | 2050 | 0.66799 | per Home | 0 | 0 | 14 | NWPPC 2021 Plan measure workbook Res-ClothesWasher-2021P_v2, for the measure Front Load_CEE Tier 2+Gas DHW_Electric Dryer | 2.2106 | 1.647% | NWPPC 2021 Plan measure workbook Res-ClothesWasher-2021P_v2, for the measure Front Load_CEE Tier 2+Gas DHW_Electric Dryer | 104.8244 | NWPPC 2021 Plan measure workbook Res-ClothesWasher-2021P_v2, for the measure Front Load_CEE Tier 2+Gas DHW_Electric Dryer | 0 | Incremental | 0 | 0 | 0 | 58.4068 | 0 | 0.0073331 | 0 | See 'Measure Equipment Cost Source' | NWPPC 2021 Plan measure workbook Res-ClothesWasher-2021P_v2, for the measure Front Load_CEE Tier 2+Gas DHW_Electric Dryer | U | 100% | 99% | 23.49% | 1 | 0 | 15.0704 | See source workbook for details. Includes PSE NEI data where applicable. | NWPPC 2021 Plan measure workbook Res-ClothesWasher-2021P_v2, for the measure Front Load_CEE Tier 2+Gas DHW_Electric Dryer | System | System
Snohomish County | Single Family - Highly Impacted | Water Heat GT 55 Gal | New | Front Load_CEE Tier 2+Gas DHW_Electric Dryer | Washer Savings | 0 | 2024 | 2050 | 0.66799 | per Home | 0 | 0 | 14 | NWPPC 2021 Plan measure workbook Res-ClothesWasher-2021P_v2, for the measure Front Load_CEE Tier 2+Gas DHW_Electric Dryer | 2.2106 | 1.647% | NWPPC 2021 Plan measure workbook Res-ClothesWasher-2021P_v2, for the measure Front Load_CEE Tier 2+Gas DHW_Electric Dryer | 104.8244 | NWPPC 2021 Plan measure workbook Res-ClothesWasher-2021P_v2, for the measure Front Load_CEE Tier 2+Gas DHW_Electric Dryer | 0 | Incremental | 0 | 0 | 0 | 58.4068 | 0 | 0.0073331 | 0 | See 'Measure Equipment Cost Source' | NWPPC 2021 Plan measure workbook Res-ClothesWasher-2021P_v2, for the measure Front Load_CEE Tier 2+Gas DHW_Electric Dryer | U | 100% | 99% | 23.49% | 1 | 0 | 15.0704 | See source workbook for details. Includes PSE NEI data where applicable. | NWPPC 2021 Plan measure workbook Res-ClothesWasher-2021P_v2, for the measure Front Load_CEE Tier 2+Gas DHW_Electric Dryer | System | System
Snohomish County | Multifamily | Water Heat GT 55 Gal | Existing | Front Load_CEE Tier 2+Gas DHW_Electric Dryer | Washer Savings | 0 | 2024 | 2050 | 0.6367 | per Home | 0 | 0 | 14 | NWPPC 2021 Plan measure workbook Res-ClothesWasher-2021P_v2, for the measure Front Load_CEE Tier 2+Gas DHW_Electric Dryer | 2.1071 | 1.931% | NWPPC 2021 Plan measure workbook Res-ClothesWasher-2021P_v2, for the measure Front Load_CEE Tier 2+Gas DHW_Electric Dryer | 99.9151 | NWPPC 2021 Plan measure workbook Res-ClothesWasher-2021P_v2, for the measure Front Load_CEE Tier 2+Gas DHW_Electric Dryer | 0 | Incremental | 0 | 0 | 0 | 55.6714 | 0 | 0.0069897 | 0 | See 'Measure Equipment Cost Source' | NWPPC 2021 Plan measure workbook Res-ClothesWasher-2021P_v2, for the measure Front Load_CEE Tier 2+Gas DHW_Electric Dryer | U | 100% | 99% | 7.004% | 1 | 0 | 14.3646 | See source workbook for details. Includes PSE NEI data where applicable. | NWPPC 2021 Plan measure workbook Res-ClothesWasher-2021P_v2, for the measure Front Load_CEE Tier 2+Gas DHW_Electric Dryer | System | System
Snohomish County | Multifamily | Water Heat GT 55 Gal | New | Front Load_CEE Tier 2+Gas DHW_Electric Dryer | Washer Savings | 0 | 2024 | 2050 | 0.6367 | per Home | 0 | 0 | 14 | NWPPC 2021 Plan measure workbook Res-ClothesWasher-2021P_v2, for the measure Front Load_CEE Tier 2+Gas DHW_Electric Dryer | 2.1071 | 1.931% | NWPPC 2021 Plan measure workbook Res-ClothesWasher-2021P_v2, for the measure Front Load_CEE Tier 2+Gas DHW_Electric Dryer | 99.9151 | NWPPC 2021 Plan measure workbook Res-ClothesWasher-2021P_v2, for the measure Front Load_CEE Tier 2+Gas DHW_Electric Dryer | 0 | Incremental | 0 | 0 | 0 | 55.6714 | 0 | 0.0069897 | 0 | See 'Measure Equipment Cost Source' | NWPPC 2021 Plan measure workbook Res-ClothesWasher-2021P_v2, for the measure Front Load_CEE Tier 2+Gas DHW_Electric Dryer | U | 100% | 99% | 7.004% | 1 | 0 | 14.3646 | See source workbook for details. Includes PSE NEI data where applicable. | NWPPC 2021 Plan measure workbook Res-ClothesWasher-2021P_v2, for the measure Front Load_CEE Tier 2+Gas DHW_Electric Dryer | System | System
Snohomish County | Multifamily - Highly Impacted | Water Heat GT 55 Gal | Existing | Front Load_CEE Tier 2+Gas DHW_Electric Dryer | Washer Savings | 0 | 2024 | 2050 | 0.5404 | per Home | 0 | 0 | 14 | NWPPC 2021 Plan measure workbook Res-ClothesWasher-2021P_v2, for the measure Front Load_CEE Tier 2+Gas DHW_Electric Dryer | 1.7884 | 1.456% | NWPPC 2021 Plan measure workbook Res-ClothesWasher-2021P_v2, for the measure Front Load_CEE Tier 2+Gas DHW_Electric Dryer | 84.8033 | NWPPC 2021 Plan measure workbook Res-ClothesWasher-2021P_v2, for the measure Front Load_CEE Tier 2+Gas DHW_Electric Dryer | 0 | Incremental | 0 | 0 | 0 | 47.2513 | 0 | 0.0059325 | 0 | See 'Measure Equipment Cost Source' | NWPPC 2021 Plan measure workbook Res-ClothesWasher-2021P_v2, for the measure Front Load_CEE Tier 2+Gas DHW_Electric Dryer | U | 100% | 99% | 5.279% | 1 | 0 | 12.192 | See source workbook for details. Includes PSE NEI data where applicable. | NWPPC 2021 Plan measure workbook Res-ClothesWasher-2021P_v2, for the measure Front Load_CEE Tier 2+Gas DHW_Electric Dryer | System | System
Snohomish County | Multifamily - Highly Impacted | Water Heat GT 55 Gal | New | Front Load_CEE Tier 2+Gas DHW_Electric Dryer | Washer Savings | 0 | 2024 | 2050 | 0.5404 | per Home | 0 | 0 | 14 | NWPPC 2021 Plan measure workbook Res-ClothesWasher-2021P_v2, for the measure Front Load_CEE Tier 2+Gas DHW_Electric Dryer | 1.7884 | 1.456% | NWPPC 2021 Plan measure workbook Res-ClothesWasher-2021P_v2, for the measure Front Load_CEE Tier 2+Gas DHW_Electric Dryer | 84.8033 | NWPPC 2021 Plan measure workbook Res-ClothesWasher-2021P_v2, for the measure Front Load_CEE Tier 2+Gas DHW_Electric Dryer | 0 | Incremental | 0 | 0 | 0 | 47.2513 | 0 | 0.0059325 | 0 | See 'Measure Equipment Cost Source' | NWPPC 2021 Plan measure workbook Res-ClothesWasher-2021P_v2, for the measure Front Load_CEE Tier 2+Gas DHW_Electric Dryer | U | 100% | 99% | 5.279% | 1 | 0 | 12.192 | See source workbook for details. Includes PSE NEI data where applicable. | NWPPC 2021 Plan measure workbook Res-ClothesWasher-2021P_v2, for the measure Front Load_CEE Tier 2+Gas DHW_Electric Dryer | System | System
Snohomish County | Manufactured | Water Heat GT 55 Gal | Existing | Front Load_CEE Tier 2+Gas DHW_Electric Dryer | Washer Savings | 0 | 2024 | 2050 | 0.87443 | per Home | 0 | 0 | 14 | NWPPC 2021 Plan measure workbook Res-ClothesWasher-2021P_v2, for the measure Front Load_CEE Tier 2+Gas DHW_Electric Dryer | 2.8938 | 2.125% | NWPPC 2021 Plan measure workbook Res-ClothesWasher-2021P_v2, for the measure Front Load_CEE Tier 2+Gas DHW_Electric Dryer | 137.2214 | NWPPC 2021 Plan measure workbook Res-ClothesWasher-2021P_v2, for the measure Front Load_CEE Tier 2+Gas DHW_Electric Dryer | 0 | Incremental | 0 | 0 | 0 | 76.458 | 0 | 0.0095994 | 0 | See 'Measure Equipment Cost Source' | NWPPC 2021 Plan measure workbook Res-ClothesWasher-2021P_v2, for the measure Front Load_CEE Tier 2+Gas DHW_Electric Dryer | U | 100% | 99% | 8.558% | 1 | 0 | 19.7281 | See source workbook for details. Includes PSE NEI data where applicable. | NWPPC 2021 Plan measure workbook Res-ClothesWasher-2021P_v2, for the measure Front Load_CEE Tier 2+Gas DHW_Electric Dryer | System | System
Snohomish County | Manufactured | Water Heat GT 55 Gal | New | Front Load_CEE Tier 2+Gas DHW_Electric Dryer | Washer Savings | 0 | 2024 | 2050 | 0.87443 | per Home | 0 | 0 | 14 | NWPPC 2021 Plan measure workbook Res-ClothesWasher-2021P_v2, for the measure Front Load_CEE Tier 2+Gas DHW_Electric Dryer | 2.8938 | 2.125% | NWPPC 2021 Plan measure workbook Res-ClothesWasher-2021P_v2, for the measure Front Load_CEE Tier 2+Gas DHW_Electric Dryer | 137.2214 | NWPPC 2021 Plan measure workbook Res-ClothesWasher-2021P_v2, for the measure Front Load_CEE Tier 2+Gas DHW_Electric Dryer | 0 | Incremental | 0 | 0 | 0 | 76.458 | 0 | 0.0095994 | 0 | See 'Measure Equipment Cost Source' | NWPPC 2021 Plan measure workbook Res-ClothesWasher-2021P_v2, for the measure Front Load_CEE Tier 2+Gas DHW_Electric Dryer | U | 100% | 99% | 8.558% | 1 | 0 | 19.7281 | See source workbook for details. Includes PSE NEI data where applicable. | NWPPC 2021 Plan measure workbook Res-ClothesWasher-2021P_v2, for the measure Front Load_CEE Tier 2+Gas DHW_Electric Dryer | System | System
Snohomish County | Manufactured - Highly Impacted | Water Heat GT 55 Gal | Existing | Front Load_CEE Tier 2+Gas DHW_Electric Dryer | Washer Savings | 0 | 2024 | 2050 | 0.67793 | per Home | 0 | 0 | 14 | NWPPC 2021 Plan measure workbook Res-ClothesWasher-2021P_v2, for the measure Front Load_CEE Tier 2+Gas DHW_Electric Dryer | 2.2435 | 1.932% | NWPPC 2021 Plan measure workbook Res-ClothesWasher-2021P_v2, for the measure Front Load_CEE Tier 2+Gas DHW_Electric Dryer | 106.3857 | NWPPC 2021 Plan measure workbook Res-ClothesWasher-2021P_v2, for the measure Front Load_CEE Tier 2+Gas DHW_Electric Dryer | 0 | Incremental | 0 | 0 | 0 | 59.2767 | 0 | 0.0074423 | 0 | See 'Measure Equipment Cost Source' | NWPPC 2021 Plan measure workbook Res-ClothesWasher-2021P_v2, for the measure Front Load_CEE Tier 2+Gas DHW_Electric Dryer | U | 100% | 99% | 3.361% | 1 | 0 | 15.2949 | See source workbook for details. Includes PSE NEI data where applicable. | NWPPC 2021 Plan measure workbook Res-ClothesWasher-2021P_v2, for the measure Front Load_CEE Tier 2+Gas DHW_Electric Dryer | System | System
Snohomish County | Manufactured - Highly Impacted | Water Heat GT 55 Gal | New | Front Load_CEE Tier 2+Gas DHW_Electric Dryer | Washer Savings | 0 | 2024 | 2050 | 0.67793 | per Home | 0 | 0 | 14 | NWPPC 2021 Plan measure workbook Res-ClothesWasher-2021P_v2, for the measure Front Load_CEE Tier 2+Gas DHW_Electric Dryer | 2.2435 | 1.932% | NWPPC 2021 Plan measure workbook Res-ClothesWasher-2021P_v2, for the measure Front Load_CEE Tier 2+Gas DHW_Electric Dryer | 106.3857 | NWPPC 2021 Plan measure workbook Res-ClothesWasher-2021P_v2, for the measure Front Load_CEE Tier 2+Gas DHW_Electric Dryer | 0 | Incremental | 0 | 0 | 0 | 59.2767 | 0 | 0.0074423 | 0 | See 'Measure Equipment Cost Source' | NWPPC 2021 Plan measure workbook Res-ClothesWasher-2021P_v2, for the measure Front Load_CEE Tier 2+Gas DHW_Electric Dryer | U | 100% | 99% | 3.361% | 1 | 0 | 15.2949 | See source workbook for details. Includes PSE NEI data where applicable. | NWPPC 2021 Plan measure workbook Res-ClothesWasher-2021P_v2, for the measure Front Load_CEE Tier 2+Gas DHW_Electric Dryer | System | System
Snohomish County | Single Family | Water Heat LE 55 Gal | Existing | Front Load_CEE Tier 2+Gas DHW_Gas Dryer | Washer Savings | 0 | 2024 | 2050 | 0.92861 | per Home | 0 | 0 | 14 | NWPPC 2021 Plan measure workbook Res-ClothesWasher-2021P_v2, for the measure Front Load_CEE Tier 2+Gas DHW_Gas Dryer | 9.6497 | 5.333% | NWPPC 2021 Plan measure workbook Res-ClothesWasher-2021P_v2, for the measure Front Load_CEE Tier 2+Gas DHW_Gas Dryer | -11.9744 | NWPPC 2021 Plan measure workbook Res-ClothesWasher-2021P_v2, for the measure Front Load_CEE Tier 2+Gas DHW_Gas Dryer | 0 | Incremental | 0 | 0 | 0 | 81.1955 | 0 | 0.010194 | 0 | See 'Measure Equipment Cost Source' | NWPPC 2021 Plan measure workbook Res-ClothesWasher-2021P_v2, for the measure Front Load_CEE Tier 2+Gas DHW_Gas Dryer | V | 100% | 99% | 4.886% | 1 | 0 | 20.9505 | See source workbook for details. Includes PSE NEI data where applicable. | NWPPC 2021 Plan measure workbook Res-ClothesWasher-2021P_v2, for the measure Front Load_CEE Tier 2+Gas DHW_Gas Dryer | System | System
Snohomish County | Single Family | Water Heat LE 55 Gal | New | Front Load_CEE Tier 2+Gas DHW_Gas Dryer | Washer Savings | 0 | 2024 | 2050 | 0.92861 | per Home | 0 | 0 | 14 | NWPPC 2021 Plan measure workbook Res-ClothesWasher-2021P_v2, for the measure Front Load_CEE Tier 2+Gas DHW_Gas Dryer | 9.3028 | 5.333% | NWPPC 2021 Plan measure workbook Res-ClothesWasher-2021P_v2, for the measure Front Load_CEE Tier 2+Gas DHW_Gas Dryer | -11.9744 | NWPPC 2021 Plan measure workbook Res-ClothesWasher-2021P_v2, for the measure Front Load_CEE Tier 2+Gas DHW_Gas Dryer | 0 | Incremental | 0 | 0 | 0 | 81.1955 | 0 | 0.010194 | 0 | See 'Measure Equipment Cost Source' | NWPPC 2021 Plan measure workbook Res-ClothesWasher-2021P_v2, for the measure Front Load_CEE Tier 2+Gas DHW_Gas Dryer | V | 100% | 99% | 4.886% | 1 | 0 | 20.9505 | See source workbook for details. Includes PSE NEI data where applicable. | NWPPC 2021 Plan measure workbook Res-ClothesWasher-2021P_v2, for the measure Front Load_CEE Tier 2+Gas DHW_Gas Dryer | System | System
Snohomish County | Single Family - Highly Impacted | Water Heat LE 55 Gal | Existing | Front Load_CEE Tier 2+Gas DHW_Gas Dryer | Washer Savings | 0 | 2024 | 2050 | 0.66799 | per Home | 0 | 0 | 14 | NWPPC 2021 Plan measure workbook Res-ClothesWasher-2021P_v2, for the measure Front Load_CEE Tier 2+Gas DHW_Gas Dryer | 6.9414 | 4.391% | NWPPC 2021 Plan measure workbook Res-ClothesWasher-2021P_v2, for the measure Front Load_CEE Tier 2+Gas DHW_Gas Dryer | -8.6136 | NWPPC 2021 Plan measure workbook Res-ClothesWasher-2021P_v2, for the measure Front Load_CEE Tier 2+Gas DHW_Gas Dryer | 0 | Incremental | 0 | 0 | 0 | 58.4068 | 0 | 0.0073331 | 0 | See 'Measure Equipment Cost Source' | NWPPC 2021 Plan measure workbook Res-ClothesWasher-2021P_v2, for the measure Front Load_CEE Tier 2+Gas DHW_Gas Dryer | V | 100% | 99% | 3.016% | 1 | 0 | 15.0704 | See source workbook for details. Includes PSE NEI data where applicable. | NWPPC 2021 Plan measure workbook Res-ClothesWasher-2021P_v2, for the measure Front Load_CEE Tier 2+Gas DHW_Gas Dryer | System | System
Snohomish County | Single Family - Highly Impacted | Water Heat LE 55 Gal | New | Front Load_CEE Tier 2+Gas DHW_Gas Dryer | Washer Savings | 0 | 2024 | 2050 | 0.66799 | per Home | 0 | 0 | 14 | NWPPC 2021 Plan measure workbook Res-ClothesWasher-2021P_v2, for the measure Front Load_CEE Tier 2+Gas DHW_Gas Dryer | 6.6918 | 4.391% | NWPPC 2021 Plan measure workbook Res-ClothesWasher-2021P_v2, for the measure Front Load_CEE Tier 2+Gas DHW_Gas Dryer | -8.6136 | NWPPC 2021 Plan measure workbook Res-ClothesWasher-2021P_v2, for the measure Front Load_CEE Tier 2+Gas DHW_Gas Dryer | 0 | Incremental | 0 | 0 | 0 | 58.4068 | 0 | 0.0073331 | 0 | See 'Measure Equipment Cost Source' | NWPPC 2021 Plan measure workbook Res-ClothesWasher-2021P_v2, for the measure Front Load_CEE Tier 2+Gas DHW_Gas Dryer | V | 100% | 99% | 3.016% | 1 | 0 | 15.0704 | See source workbook for details. Includes PSE NEI data where applicable. | NWPPC 2021 Plan measure workbook Res-ClothesWasher-2021P_v2, for the measure Front Load_CEE Tier 2+Gas DHW_Gas Dryer | System | System
Snohomish County | Multifamily | Water Heat LE 55 Gal | Existing | Front Load_CEE Tier 2+Gas DHW_Gas Dryer | Washer Savings | 0 | 2024 | 2050 | 0.6367 | per Home | 0 | 0 | 14 | NWPPC 2021 Plan measure workbook Res-ClothesWasher-2021P_v2, for the measure Front Load_CEE Tier 2+Gas DHW_Gas Dryer | 6.6163 | 5.149% | NWPPC 2021 Plan measure workbook Res-ClothesWasher-2021P_v2, for the measure Front Load_CEE Tier 2+Gas DHW_Gas Dryer | -8.2102 | NWPPC 2021 Plan measure workbook Res-ClothesWasher-2021P_v2, for the measure Front Load_CEE Tier 2+Gas DHW_Gas Dryer | 0 | Incremental | 0 | 0 | 0 | 55.6714 | 0 | 0.0069897 | 0 | See 'Measure Equipment Cost Source' | NWPPC 2021 Plan measure workbook Res-ClothesWasher-2021P_v2, for the measure Front Load_CEE Tier 2+Gas DHW_Gas Dryer | V | 100% | 99% | 0.1369% | 1 | 0 | 14.3646 | See source workbook for details. Includes PSE NEI data where applicable. | NWPPC 2021 Plan measure workbook Res-ClothesWasher-2021P_v2, for the measure Front Load_CEE Tier 2+Gas DHW_Gas Dryer | System | System
Snohomish County | Multifamily | Water Heat LE 55 Gal | New | Front Load_CEE Tier 2+Gas DHW_Gas Dryer | Washer Savings | 0 | 2024 | 2050 | 0.6367 | per Home | 0 | 0 | 14 | NWPPC 2021 Plan measure workbook Res-ClothesWasher-2021P_v2, for the measure Front Load_CEE Tier 2+Gas DHW_Gas Dryer | 6.3784 | 5.149% | NWPPC 2021 Plan measure workbook Res-ClothesWasher-2021P_v2, for the measure Front Load_CEE Tier 2+Gas DHW_Gas Dryer | -8.2102 | NWPPC 2021 Plan measure workbook Res-ClothesWasher-2021P_v2, for the measure Front Load_CEE Tier 2+Gas DHW_Gas Dryer | 0 | Incremental | 0 | 0 | 0 | 55.6714 | 0 | 0.0069897 | 0 | See 'Measure Equipment Cost Source' | NWPPC 2021 Plan measure workbook Res-ClothesWasher-2021P_v2, for the measure Front Load_CEE Tier 2+Gas DHW_Gas Dryer | V | 100% | 99% | 0.1369% | 1 | 0 | 14.3646 | See source workbook for details. Includes PSE NEI data where applicable. | NWPPC 2021 Plan measure workbook Res-ClothesWasher-2021P_v2, for the measure Front Load_CEE Tier 2+Gas DHW_Gas Dryer | System | System
Snohomish County | Multifamily - Highly Impacted | Water Heat LE 55 Gal | Existing | Front Load_CEE Tier 2+Gas DHW_Gas Dryer | Washer Savings | 0 | 2024 | 2050 | 0.5404 | per Home | 0 | 0 | 14 | NWPPC 2021 Plan measure workbook Res-ClothesWasher-2021P_v2, for the measure Front Load_CEE Tier 2+Gas DHW_Gas Dryer | 5.6156 | 3.882% | NWPPC 2021 Plan measure workbook Res-ClothesWasher-2021P_v2, for the measure Front Load_CEE Tier 2+Gas DHW_Gas Dryer | -6.9684 | NWPPC 2021 Plan measure workbook Res-ClothesWasher-2021P_v2, for the measure Front Load_CEE Tier 2+Gas DHW_Gas Dryer | 0 | Incremental | 0 | 0 | 0 | 47.2513 | 0 | 0.0059325 | 0 | See 'Measure Equipment Cost Source' | NWPPC 2021 Plan measure workbook Res-ClothesWasher-2021P_v2, for the measure Front Load_CEE Tier 2+Gas DHW_Gas Dryer | V | 100% | 99% | 0.07744% | 1 | 0 | 12.192 | See source workbook for details. Includes PSE NEI data where applicable. | NWPPC 2021 Plan measure workbook Res-ClothesWasher-2021P_v2, for the measure Front Load_CEE Tier 2+Gas DHW_Gas Dryer | System | System
Snohomish County | Multifamily - Highly Impacted | Water Heat LE 55 Gal | New | Front Load_CEE Tier 2+Gas DHW_Gas Dryer | Washer Savings | 0 | 2024 | 2050 | 0.5404 | per Home | 0 | 0 | 14 | NWPPC 2021 Plan measure workbook Res-ClothesWasher-2021P_v2, for the measure Front Load_CEE Tier 2+Gas DHW_Gas Dryer | 5.4137 | 3.882% | NWPPC 2021 Plan measure workbook Res-ClothesWasher-2021P_v2, for the measure Front Load_CEE Tier 2+Gas DHW_Gas Dryer | -6.9684 | NWPPC 2021 Plan measure workbook Res-ClothesWasher-2021P_v2, for the measure Front Load_CEE Tier 2+Gas DHW_Gas Dryer | 0 | Incremental | 0 | 0 | 0 | 47.2513 | 0 | 0.0059325 | 0 | See 'Measure Equipment Cost Source' | NWPPC 2021 Plan measure workbook Res-ClothesWasher-2021P_v2, for the measure Front Load_CEE Tier 2+Gas DHW_Gas Dryer | V | 100% | 99% | 0.07744% | 1 | 0 | 12.192 | See source workbook for details. Includes PSE NEI data where applicable. | NWPPC 2021 Plan measure workbook Res-ClothesWasher-2021P_v2, for the measure Front Load_CEE Tier 2+Gas DHW_Gas Dryer | System | System
Snohomish County | Manufactured | Water Heat LE 55 Gal | Existing | Front Load_CEE Tier 2+Gas DHW_Gas Dryer | Washer Savings | 0 | 2024 | 2050 | 0.87443 | per Home | 0 | 0 | 14 | NWPPC 2021 Plan measure workbook Res-ClothesWasher-2021P_v2, for the measure Front Load_CEE Tier 2+Gas DHW_Gas Dryer | 9.0867 | 5.665% | NWPPC 2021 Plan measure workbook Res-ClothesWasher-2021P_v2, for the measure Front Load_CEE Tier 2+Gas DHW_Gas Dryer | -11.2757 | NWPPC 2021 Plan measure workbook Res-ClothesWasher-2021P_v2, for the measure Front Load_CEE Tier 2+Gas DHW_Gas Dryer | 0 | Incremental | 0 | 0 | 0 | 76.458 | 0 | 0.0095994 | 0 | See 'Measure Equipment Cost Source' | NWPPC 2021 Plan measure workbook Res-ClothesWasher-2021P_v2, for the measure Front Load_CEE Tier 2+Gas DHW_Gas Dryer | V | 100% | 99% | 0.7039% | 1 | 0 | 19.7281 | See source workbook for details. Includes PSE NEI data where applicable. | NWPPC 2021 Plan measure workbook Res-ClothesWasher-2021P_v2, for the measure Front Load_CEE Tier 2+Gas DHW_Gas Dryer | System | System
Snohomish County | Manufactured | Water Heat LE 55 Gal | New | Front Load_CEE Tier 2+Gas DHW_Gas Dryer | Washer Savings | 0 | 2024 | 2050 | 0.87443 | per Home | 0 | 0 | 14 | NWPPC 2021 Plan measure workbook Res-ClothesWasher-2021P_v2, for the measure Front Load_CEE Tier 2+Gas DHW_Gas Dryer | 8.76 | 5.665% | NWPPC 2021 Plan measure workbook Res-ClothesWasher-2021P_v2, for the measure Front Load_CEE Tier 2+Gas DHW_Gas Dryer | -11.2757 | NWPPC 2021 Plan measure workbook Res-ClothesWasher-2021P_v2, for the measure Front Load_CEE Tier 2+Gas DHW_Gas Dryer | 0 | Incremental | 0 | 0 | 0 | 76.458 | 0 | 0.0095994 | 0 | See 'Measure Equipment Cost Source' | NWPPC 2021 Plan measure workbook Res-ClothesWasher-2021P_v2, for the measure Front Load_CEE Tier 2+Gas DHW_Gas Dryer | V | 100% | 99% | 0.7039% | 1 | 0 | 19.7281 | See source workbook for details. Includes PSE NEI data where applicable. | NWPPC 2021 Plan measure workbook Res-ClothesWasher-2021P_v2, for the measure Front Load_CEE Tier 2+Gas DHW_Gas Dryer | System | System
Snohomish County | Manufactured - Highly Impacted | Water Heat LE 55 Gal | Existing | Front Load_CEE Tier 2+Gas DHW_Gas Dryer | Washer Savings | 0 | 2024 | 2050 | 0.67793 | per Home | 0 | 0 | 14 | NWPPC 2021 Plan measure workbook Res-ClothesWasher-2021P_v2, for the measure Front Load_CEE Tier 2+Gas DHW_Gas Dryer | 7.0448 | 5.151% | NWPPC 2021 Plan measure workbook Res-ClothesWasher-2021P_v2, for the measure Front Load_CEE Tier 2+Gas DHW_Gas Dryer | -8.7419 | NWPPC 2021 Plan measure workbook Res-ClothesWasher-2021P_v2, for the measure Front Load_CEE Tier 2+Gas DHW_Gas Dryer | 0 | Incremental | 0 | 0 | 0 | 59.2767 | 0 | 0.0074423 | 0 | See 'Measure Equipment Cost Source' | NWPPC 2021 Plan measure workbook Res-ClothesWasher-2021P_v2, for the measure Front Load_CEE Tier 2+Gas DHW_Gas Dryer | V | 100% | 99% | 0.03633% | 1 | 0 | 15.2949 | See source workbook for details. Includes PSE NEI data where applicable. | NWPPC 2021 Plan measure workbook Res-ClothesWasher-2021P_v2, for the measure Front Load_CEE Tier 2+Gas DHW_Gas Dryer | System | System
Snohomish County | Manufactured - Highly Impacted | Water Heat LE 55 Gal | New | Front Load_CEE Tier 2+Gas DHW_Gas Dryer | Washer Savings | 0 | 2024 | 2050 | 0.67793 | per Home | 0 | 0 | 14 | NWPPC 2021 Plan measure workbook Res-ClothesWasher-2021P_v2, for the measure Front Load_CEE Tier 2+Gas DHW_Gas Dryer | 6.7915 | 5.151% | NWPPC 2021 Plan measure workbook Res-ClothesWasher-2021P_v2, for the measure Front Load_CEE Tier 2+Gas DHW_Gas Dryer | -8.7419 | NWPPC 2021 Plan measure workbook Res-ClothesWasher-2021P_v2, for the measure Front Load_CEE Tier 2+Gas DHW_Gas Dryer | 0 | Incremental | 0 | 0 | 0 | 59.2767 | 0 | 0.0074423 | 0 | See 'Measure Equipment Cost Source' | NWPPC 2021 Plan measure workbook Res-ClothesWasher-2021P_v2, for the measure Front Load_CEE Tier 2+Gas DHW_Gas Dryer | V | 100% | 99% | 0.03633% | 1 | 0 | 15.2949 | See source workbook for details. Includes PSE NEI data where applicable. | NWPPC 2021 Plan measure workbook Res-ClothesWasher-2021P_v2, for the measure Front Load_CEE Tier 2+Gas DHW_Gas Dryer | System | System
Snohomish County | Single Family | Water Heat GT 55 Gal | Existing | Front Load_CEE Tier 2+Gas DHW_Gas Dryer | Washer Savings | 0 | 2024 | 2050 | 0.92861 | per Home | 0 | 0 | 14 | NWPPC 2021 Plan measure workbook Res-ClothesWasher-2021P_v2, for the measure Front Load_CEE Tier 2+Gas DHW_Gas Dryer | 8.1939 | 5.333% | NWPPC 2021 Plan measure workbook Res-ClothesWasher-2021P_v2, for the measure Front Load_CEE Tier 2+Gas DHW_Gas Dryer | -11.9744 | NWPPC 2021 Plan measure workbook Res-ClothesWasher-2021P_v2, for the measure Front Load_CEE Tier 2+Gas DHW_Gas Dryer | 0 | Incremental | 0 | 0 | 0 | 81.1955 | 0 | 0.010194 | 0 | See 'Measure Equipment Cost Source' | NWPPC 2021 Plan measure workbook Res-ClothesWasher-2021P_v2, for the measure Front Load_CEE Tier 2+Gas DHW_Gas Dryer | V | 100% | 99% | 4.886% | 1 | 0 | 20.9505 | See source workbook for details. Includes PSE NEI data where applicable. | NWPPC 2021 Plan measure workbook Res-ClothesWasher-2021P_v2, for the measure Front Load_CEE Tier 2+Gas DHW_Gas Dryer | System | System
Snohomish County | Single Family | Water Heat GT 55 Gal | New | Front Load_CEE Tier 2+Gas DHW_Gas Dryer | Washer Savings | 0 | 2024 | 2050 | 0.92861 | per Home | 0 | 0 | 14 | NWPPC 2021 Plan measure workbook Res-ClothesWasher-2021P_v2, for the measure Front Load_CEE Tier 2+Gas DHW_Gas Dryer | 8.1939 | 5.333% | NWPPC 2021 Plan measure workbook Res-ClothesWasher-2021P_v2, for the measure Front Load_CEE Tier 2+Gas DHW_Gas Dryer | -11.9744 | NWPPC 2021 Plan measure workbook Res-ClothesWasher-2021P_v2, for the measure Front Load_CEE Tier 2+Gas DHW_Gas Dryer | 0 | Incremental | 0 | 0 | 0 | 81.1955 | 0 | 0.010194 | 0 | See 'Measure Equipment Cost Source' | NWPPC 2021 Plan measure workbook Res-ClothesWasher-2021P_v2, for the measure Front Load_CEE Tier 2+Gas DHW_Gas Dryer | V | 100% | 99% | 4.886% | 1 | 0 | 20.9505 | See source workbook for details. Includes PSE NEI data where applicable. | NWPPC 2021 Plan measure workbook Res-ClothesWasher-2021P_v2, for the measure Front Load_CEE Tier 2+Gas DHW_Gas Dryer | System | System
Snohomish County | Single Family - Highly Impacted | Water Heat GT 55 Gal | Existing | Front Load_CEE Tier 2+Gas DHW_Gas Dryer | Washer Savings | 0 | 2024 | 2050 | 0.66799 | per Home | 0 | 0 | 14 | NWPPC 2021 Plan measure workbook Res-ClothesWasher-2021P_v2, for the measure Front Load_CEE Tier 2+Gas DHW_Gas Dryer | 5.8942 | 4.391% | NWPPC 2021 Plan measure workbook Res-ClothesWasher-2021P_v2, for the measure Front Load_CEE Tier 2+Gas DHW_Gas Dryer | -8.6136 | NWPPC 2021 Plan measure workbook Res-ClothesWasher-2021P_v2, for the measure Front Load_CEE Tier 2+Gas DHW_Gas Dryer | 0 | Incremental | 0 | 0 | 0 | 58.4068 | 0 | 0.0073331 | 0 | See 'Measure Equipment Cost Source' | NWPPC 2021 Plan measure workbook Res-ClothesWasher-2021P_v2, for the measure Front Load_CEE Tier 2+Gas DHW_Gas Dryer | V | 100% | 99% | 3.016% | 1 | 0 | 15.0704 | See source workbook for details. Includes PSE NEI data where applicable. | NWPPC 2021 Plan measure workbook Res-ClothesWasher-2021P_v2, for the measure Front Load_CEE Tier 2+Gas DHW_Gas Dryer | System | System
Snohomish County | Single Family - Highly Impacted | Water Heat GT 55 Gal | New | Front Load_CEE Tier 2+Gas DHW_Gas Dryer | Washer Savings | 0 | 2024 | 2050 | 0.66799 | per Home | 0 | 0 | 14 | NWPPC 2021 Plan measure workbook Res-ClothesWasher-2021P_v2, for the measure Front Load_CEE Tier 2+Gas DHW_Gas Dryer | 5.8942 | 4.391% | NWPPC 2021 Plan measure workbook Res-ClothesWasher-2021P_v2, for the measure Front Load_CEE Tier 2+Gas DHW_Gas Dryer | -8.6136 | NWPPC 2021 Plan measure workbook Res-ClothesWasher-2021P_v2, for the measure Front Load_CEE Tier 2+Gas DHW_Gas Dryer | 0 | Incremental | 0 | 0 | 0 | 58.4068 | 0 | 0.0073331 | 0 | See 'Measure Equipment Cost Source' | NWPPC 2021 Plan measure workbook Res-ClothesWasher-2021P_v2, for the measure Front Load_CEE Tier 2+Gas DHW_Gas Dryer | V | 100% | 99% | 3.016% | 1 | 0 | 15.0704 | See source workbook for details. Includes PSE NEI data where applicable. | NWPPC 2021 Plan measure workbook Res-ClothesWasher-2021P_v2, for the measure Front Load_CEE Tier 2+Gas DHW_Gas Dryer | System | System
Snohomish County | Multifamily | Water Heat GT 55 Gal | Existing | Front Load_CEE Tier 2+Gas DHW_Gas Dryer | Washer Savings | 0 | 2024 | 2050 | 0.6367 | per Home | 0 | 0 | 14 | NWPPC 2021 Plan measure workbook Res-ClothesWasher-2021P_v2, for the measure Front Load_CEE Tier 2+Gas DHW_Gas Dryer | 5.6181 | 5.149% | NWPPC 2021 Plan measure workbook Res-ClothesWasher-2021P_v2, for the measure Front Load_CEE Tier 2+Gas DHW_Gas Dryer | -8.2102 | NWPPC 2021 Plan measure workbook Res-ClothesWasher-2021P_v2, for the measure Front Load_CEE Tier 2+Gas DHW_Gas Dryer | 0 | Incremental | 0 | 0 | 0 | 55.6714 | 0 | 0.0069897 | 0 | See 'Measure Equipment Cost Source' | NWPPC 2021 Plan measure workbook Res-ClothesWasher-2021P_v2, for the measure Front Load_CEE Tier 2+Gas DHW_Gas Dryer | V | 100% | 99% | 0.1369% | 1 | 0 | 14.3646 | See source workbook for details. Includes PSE NEI data where applicable. | NWPPC 2021 Plan measure workbook Res-ClothesWasher-2021P_v2, for the measure Front Load_CEE Tier 2+Gas DHW_Gas Dryer | System | System
Snohomish County | Multifamily | Water Heat GT 55 Gal | New | Front Load_CEE Tier 2+Gas DHW_Gas Dryer | Washer Savings | 0 | 2024 | 2050 | 0.6367 | per Home | 0 | 0 | 14 | NWPPC 2021 Plan measure workbook Res-ClothesWasher-2021P_v2, for the measure Front Load_CEE Tier 2+Gas DHW_Gas Dryer | 5.6181 | 5.149% | NWPPC 2021 Plan measure workbook Res-ClothesWasher-2021P_v2, for the measure Front Load_CEE Tier 2+Gas DHW_Gas Dryer | -8.2102 | NWPPC 2021 Plan measure workbook Res-ClothesWasher-2021P_v2, for the measure Front Load_CEE Tier 2+Gas DHW_Gas Dryer | 0 | Incremental | 0 | 0 | 0 | 55.6714 | 0 | 0.0069897 | 0 | See 'Measure Equipment Cost Source' | NWPPC 2021 Plan measure workbook Res-ClothesWasher-2021P_v2, for the measure Front Load_CEE Tier 2+Gas DHW_Gas Dryer | V | 100% | 99% | 0.1369% | 1 | 0 | 14.3646 | See source workbook for details. Includes PSE NEI data where applicable. | NWPPC 2021 Plan measure workbook Res-ClothesWasher-2021P_v2, for the measure Front Load_CEE Tier 2+Gas DHW_Gas Dryer | System | System
Snohomish County | Multifamily - Highly Impacted | Water Heat GT 55 Gal | Existing | Front Load_CEE Tier 2+Gas DHW_Gas Dryer | Washer Savings | 0 | 2024 | 2050 | 0.5404 | per Home | 0 | 0 | 14 | NWPPC 2021 Plan measure workbook Res-ClothesWasher-2021P_v2, for the measure Front Load_CEE Tier 2+Gas DHW_Gas Dryer | 4.7684 | 3.882% | NWPPC 2021 Plan measure workbook Res-ClothesWasher-2021P_v2, for the measure Front Load_CEE Tier 2+Gas DHW_Gas Dryer | -6.9684 | NWPPC 2021 Plan measure workbook Res-ClothesWasher-2021P_v2, for the measure Front Load_CEE Tier 2+Gas DHW_Gas Dryer | 0 | Incremental | 0 | 0 | 0 | 47.2513 | 0 | 0.0059325 | 0 | See 'Measure Equipment Cost Source' | NWPPC 2021 Plan measure workbook Res-ClothesWasher-2021P_v2, for the measure Front Load_CEE Tier 2+Gas DHW_Gas Dryer | V | 100% | 99% | 0.07744% | 1 | 0 | 12.192 | See source workbook for details. Includes PSE NEI data where applicable. | NWPPC 2021 Plan measure workbook Res-ClothesWasher-2021P_v2, for the measure Front Load_CEE Tier 2+Gas DHW_Gas Dryer | System | System
Snohomish County | Multifamily - Highly Impacted | Water Heat GT 55 Gal | New | Front Load_CEE Tier 2+Gas DHW_Gas Dryer | Washer Savings | 0 | 2024 | 2050 | 0.5404 | per Home | 0 | 0 | 14 | NWPPC 2021 Plan measure workbook Res-ClothesWasher-2021P_v2, for the measure Front Load_CEE Tier 2+Gas DHW_Gas Dryer | 4.7684 | 3.882% | NWPPC 2021 Plan measure workbook Res-ClothesWasher-2021P_v2, for the measure Front Load_CEE Tier 2+Gas DHW_Gas Dryer | -6.9684 | NWPPC 2021 Plan measure workbook Res-ClothesWasher-2021P_v2, for the measure Front Load_CEE Tier 2+Gas DHW_Gas Dryer | 0 | Incremental | 0 | 0 | 0 | 47.2513 | 0 | 0.0059325 | 0 | See 'Measure Equipment Cost Source' | NWPPC 2021 Plan measure workbook Res-ClothesWasher-2021P_v2, for the measure Front Load_CEE Tier 2+Gas DHW_Gas Dryer | V | 100% | 99% | 0.07744% | 1 | 0 | 12.192 | See source workbook for details. Includes PSE NEI data where applicable. | NWPPC 2021 Plan measure workbook Res-ClothesWasher-2021P_v2, for the measure Front Load_CEE Tier 2+Gas DHW_Gas Dryer | System | System
Snohomish County | Manufactured | Water Heat GT 55 Gal | Existing | Front Load_CEE Tier 2+Gas DHW_Gas Dryer | Washer Savings | 0 | 2024 | 2050 | 0.87443 | per Home | 0 | 0 | 14 | NWPPC 2021 Plan measure workbook Res-ClothesWasher-2021P_v2, for the measure Front Load_CEE Tier 2+Gas DHW_Gas Dryer | 7.7158 | 5.665% | NWPPC 2021 Plan measure workbook Res-ClothesWasher-2021P_v2, for the measure Front Load_CEE Tier 2+Gas DHW_Gas Dryer | -11.2757 | NWPPC 2021 Plan measure workbook Res-ClothesWasher-2021P_v2, for the measure Front Load_CEE Tier 2+Gas DHW_Gas Dryer | 0 | Incremental | 0 | 0 | 0 | 76.458 | 0 | 0.0095994 | 0 | See 'Measure Equipment Cost Source' | NWPPC 2021 Plan measure workbook Res-ClothesWasher-2021P_v2, for the measure Front Load_CEE Tier 2+Gas DHW_Gas Dryer | V | 100% | 99% | 0.7039% | 1 | 0 | 19.7281 | See source workbook for details. Includes PSE NEI data where applicable. | NWPPC 2021 Plan measure workbook Res-ClothesWasher-2021P_v2, for the measure Front Load_CEE Tier 2+Gas DHW_Gas Dryer | System | System
Snohomish County | Manufactured | Water Heat GT 55 Gal | New | Front Load_CEE Tier 2+Gas DHW_Gas Dryer | Washer Savings | 0 | 2024 | 2050 | 0.87443 | per Home | 0 | 0 | 14 | NWPPC 2021 Plan measure workbook Res-ClothesWasher-2021P_v2, for the measure Front Load_CEE Tier 2+Gas DHW_Gas Dryer | 7.7158 | 5.665% | NWPPC 2021 Plan measure workbook Res-ClothesWasher-2021P_v2, for the measure Front Load_CEE Tier 2+Gas DHW_Gas Dryer | -11.2757 | NWPPC 2021 Plan measure workbook Res-ClothesWasher-2021P_v2, for the measure Front Load_CEE Tier 2+Gas DHW_Gas Dryer | 0 | Incremental | 0 | 0 | 0 | 76.458 | 0 | 0.0095994 | 0 | See 'Measure Equipment Cost Source' | NWPPC 2021 Plan measure workbook Res-ClothesWasher-2021P_v2, for the measure Front Load_CEE Tier 2+Gas DHW_Gas Dryer | V | 100% | 99% | 0.7039% | 1 | 0 | 19.7281 | See source workbook for details. Includes PSE NEI data where applicable. | NWPPC 2021 Plan measure workbook Res-ClothesWasher-2021P_v2, for the measure Front Load_CEE Tier 2+Gas DHW_Gas Dryer | System | System
Snohomish County | Manufactured - Highly Impacted | Water Heat GT 55 Gal | Existing | Front Load_CEE Tier 2+Gas DHW_Gas Dryer | Washer Savings | 0 | 2024 | 2050 | 0.67793 | per Home | 0 | 0 | 14 | NWPPC 2021 Plan measure workbook Res-ClothesWasher-2021P_v2, for the measure Front Load_CEE Tier 2+Gas DHW_Gas Dryer | 5.9819 | 5.151% | NWPPC 2021 Plan measure workbook Res-ClothesWasher-2021P_v2, for the measure Front Load_CEE Tier 2+Gas DHW_Gas Dryer | -8.7419 | NWPPC 2021 Plan measure workbook Res-ClothesWasher-2021P_v2, for the measure Front Load_CEE Tier 2+Gas DHW_Gas Dryer | 0 | Incremental | 0 | 0 | 0 | 59.2767 | 0 | 0.0074423 | 0 | See 'Measure Equipment Cost Source' | NWPPC 2021 Plan measure workbook Res-ClothesWasher-2021P_v2, for the measure Front Load_CEE Tier 2+Gas DHW_Gas Dryer | V | 100% | 99% | 0.03633% | 1 | 0 | 15.2949 | See source workbook for details. Includes PSE NEI data where applicable. | NWPPC 2021 Plan measure workbook Res-ClothesWasher-2021P_v2, for the measure Front Load_CEE Tier 2+Gas DHW_Gas Dryer | System | System
Snohomish County | Manufactured - Highly Impacted | Water Heat GT 55 Gal | New | Front Load_CEE Tier 2+Gas DHW_Gas Dryer | Washer Savings | 0 | 2024 | 2050 | 0.67793 | per Home | 0 | 0 | 14 | NWPPC 2021 Plan measure workbook Res-ClothesWasher-2021P_v2, for the measure Front Load_CEE Tier 2+Gas DHW_Gas Dryer | 5.9819 | 5.151% | NWPPC 2021 Plan measure workbook Res-ClothesWasher-2021P_v2, for the measure Front Load_CEE Tier 2+Gas DHW_Gas Dryer | -8.7419 | NWPPC 2021 Plan measure workbook Res-ClothesWasher-2021P_v2, for the measure Front Load_CEE Tier 2+Gas DHW_Gas Dryer | 0 | Incremental | 0 | 0 | 0 | 59.2767 | 0 | 0.0074423 | 0 | See 'Measure Equipment Cost Source' | NWPPC 2021 Plan measure workbook Res-ClothesWasher-2021P_v2, for the measure Front Load_CEE Tier 2+Gas DHW_Gas Dryer | V | 100% | 99% | 0.03633% | 1 | 0 | 15.2949 | See source workbook for details. Includes PSE NEI data where applicable. | NWPPC 2021 Plan measure workbook Res-ClothesWasher-2021P_v2, for the measure Front Load_CEE Tier 2+Gas DHW_Gas Dryer | System | System
Snohomish County | Multifamily | Heat Central Gas Boiler | Existing | Insulated Door_R2.5 - R5_HZ1_Gas | Heating Energy | 0 | 2024 | 2050 | 19.0004 | per Home | 0 | 1 | 45 | RTF measure workbook ResMFWeatherization_v4_3, for the measure Insulated Door_R2.5 - R5_HZ1_Gas | 2.6417 | 0.6197% | RTF measure workbook ResMFWeatherization_v4_3, for the measure Insulated Door_R2.5 - R5_HZ1_Gas | 0 | RTF measure workbook ResMFWeatherization_v4_3, for the measure Insulated Door_R2.5 - R5_HZ1_Gas | 0 | Incremental | 0 | 0 | 0 | 392.1706 | 0 | 0 | 0 | See 'Measure Equipment Cost Source' | RTF measure workbook ResMFWeatherization_v4_3, for the measure Insulated Door_R2.5 - R5_HZ1_Gas | E | 100% | 9.337% | 100% | 1 | 0 | 0 | See source workbook for details. Includes PSE NEI data where applicable. | RTF measure workbook ResMFWeatherization_v4_3, for the measure Insulated Door_R2.5 - R5_HZ1_Gas | System | System
Snohomish County | Multifamily - Highly Impacted | Heat Central Gas Boiler | Existing | Insulated Door_R2.5 - R5_HZ1_Gas | Heating Energy | 0 | 2024 | 2050 | 16.1266 | per Home | 0 | 1 | 45 | RTF measure workbook ResMFWeatherization_v4_3, for the measure Insulated Door_R2.5 - R5_HZ1_Gas | 2.2421 | 0.6197% | RTF measure workbook ResMFWeatherization_v4_3, for the measure Insulated Door_R2.5 - R5_HZ1_Gas | 0 | RTF measure workbook ResMFWeatherization_v4_3, for the measure Insulated Door_R2.5 - R5_HZ1_Gas | 0 | Incremental | 0 | 0 | 0 | 332.8559 | 0 | 0 | 0 | See 'Measure Equipment Cost Source' | RTF measure workbook ResMFWeatherization_v4_3, for the measure Insulated Door_R2.5 - R5_HZ1_Gas | E | 100% | 9.337% | 100% | 1 | 0 | 0 | See source workbook for details. Includes PSE NEI data where applicable. | RTF measure workbook ResMFWeatherization_v4_3, for the measure Insulated Door_R2.5 - R5_HZ1_Gas | System | System
Snohomish County | Multifamily | Heat Central Gas Furnace | Existing | Insulated Door_R2.5 - R5_HZ1_Gas | Heating Energy | 0 | 2024 | 2050 | 19.0004 | per Home | 0 | 1 | 45 | RTF measure workbook ResMFWeatherization_v4_3, for the measure Insulated Door_R2.5 - R5_HZ1_Gas | 1.9482 | 0.6197% | RTF measure workbook ResMFWeatherization_v4_3, for the measure Insulated Door_R2.5 - R5_HZ1_Gas | 0 | RTF measure workbook ResMFWeatherization_v4_3, for the measure Insulated Door_R2.5 - R5_HZ1_Gas | 0 | Incremental | 0 | 0 | 0 | 392.1706 | 0 | 0 | 0 | See 'Measure Equipment Cost Source' | RTF measure workbook ResMFWeatherization_v4_3, for the measure Insulated Door_R2.5 - R5_HZ1_Gas | E | 100% | 9.337% | 100% | 1 | 0 | 0 | See source workbook for details. Includes PSE NEI data where applicable. | RTF measure workbook ResMFWeatherization_v4_3, for the measure Insulated Door_R2.5 - R5_HZ1_Gas | System | System
Snohomish County | Multifamily - Highly Impacted | Heat Central Gas Furnace | Existing | Insulated Door_R2.5 - R5_HZ1_Gas | Heating Energy | 0 | 2024 | 2050 | 16.1266 | per Home | 0 | 1 | 45 | RTF measure workbook ResMFWeatherization_v4_3, for the measure Insulated Door_R2.5 - R5_HZ1_Gas | 1.6535 | 0.6197% | RTF measure workbook ResMFWeatherization_v4_3, for the measure Insulated Door_R2.5 - R5_HZ1_Gas | 0 | RTF measure workbook ResMFWeatherization_v4_3, for the measure Insulated Door_R2.5 - R5_HZ1_Gas | 0 | Incremental | 0 | 0 | 0 | 332.8559 | 0 | 0 | 0 | See 'Measure Equipment Cost Source' | RTF measure workbook ResMFWeatherization_v4_3, for the measure Insulated Door_R2.5 - R5_HZ1_Gas | E | 100% | 9.337% | 100% | 1 | 0 | 0 | See source workbook for details. Includes PSE NEI data where applicable. | RTF measure workbook ResMFWeatherization_v4_3, for the measure Insulated Door_R2.5 - R5_HZ1_Gas | System | System
Snohomish County | Multifamily | Heat Room Gas | Existing | Insulated Door_R2.5 - R5_HZ1_Gas | Heating Energy | 0 | 2024 | 2050 | 19.0004 | per Home | 0 | 1 | 45 | RTF measure workbook ResMFWeatherization_v4_3, for the measure Insulated Door_R2.5 - R5_HZ1_Gas | 1.9986 | 0.6197% | RTF measure workbook ResMFWeatherization_v4_3, for the measure Insulated Door_R2.5 - R5_HZ1_Gas | 0 | RTF measure workbook ResMFWeatherization_v4_3, for the measure Insulated Door_R2.5 - R5_HZ1_Gas | 0 | Incremental | 0 | 0 | 0 | 392.1706 | 0 | 0 | 0 | See 'Measure Equipment Cost Source' | RTF measure workbook ResMFWeatherization_v4_3, for the measure Insulated Door_R2.5 - R5_HZ1_Gas | E | 100% | 9.337% | 100% | 1 | 0 | 0 | See source workbook for details. Includes PSE NEI data where applicable. | RTF measure workbook ResMFWeatherization_v4_3, for the measure Insulated Door_R2.5 - R5_HZ1_Gas | System | System
Snohomish County | Multifamily - Highly Impacted | Heat Room Gas | Existing | Insulated Door_R2.5 - R5_HZ1_Gas | Heating Energy | 0 | 2024 | 2050 | 16.1266 | per Home | 0 | 1 | 45 | RTF measure workbook ResMFWeatherization_v4_3, for the measure Insulated Door_R2.5 - R5_HZ1_Gas | 1.6964 | 0.6197% | RTF measure workbook ResMFWeatherization_v4_3, for the measure Insulated Door_R2.5 - R5_HZ1_Gas | 0 | RTF measure workbook ResMFWeatherization_v4_3, for the measure Insulated Door_R2.5 - R5_HZ1_Gas | 0 | Incremental | 0 | 0 | 0 | 332.8559 | 0 | 0 | 0 | See 'Measure Equipment Cost Source' | RTF measure workbook ResMFWeatherization_v4_3, for the measure Insulated Door_R2.5 - R5_HZ1_Gas | E | 100% | 9.337% | 100% | 1 | 0 | 0 | See source workbook for details. Includes PSE NEI data where applicable. | RTF measure workbook ResMFWeatherization_v4_3, for the measure Insulated Door_R2.5 - R5_HZ1_Gas | System | System
Snohomish County | Single Family | Water Heat LE 55 Gal | Existing | ENERGY STAR Dishwasher | Dishwasher | 0 | 2024 | 2050 | 0.81824 | per Home | 0 | 0 | 15 | NWPPC 2021 Plan measure workbook Res-Dishwasher-2021P_v2_gas, for the measure ENERGY STAR Dishwasher | 1.6492 | 0.9115% | NWPPC 2021 Plan measure workbook Res-Dishwasher-2021P_v2_gas, for the measure ENERGY STAR Dishwasher | 0.61133 | NWPPC 2021 Plan measure workbook Res-Dishwasher-2021P_v2_gas, for the measure ENERGY STAR Dishwasher | 0 | Incremental | 0 | 0 | 0 | 49.9748 | 0 | 0 | 0 | See 'Measure Equipment Cost Source' | NWPPC 2021 Plan measure workbook Res-Dishwasher-2021P_v2_gas, for the measure ENERGY STAR Dishwasher |  | 100% | 9.9% | 100% | 1 | 0 | 2.1741 | See source workbook for details. Includes PSE NEI data where applicable. | NWPPC 2021 Plan measure workbook Res-Dishwasher-2021P_v2_gas, for the measure ENERGY STAR Dishwasher | System | System
Snohomish County | Single Family | Water Heat LE 55 Gal | New | ENERGY STAR Dishwasher | Dishwasher | 0 | 2024 | 2050 | 0.81824 | per Home | 0 | 0 | 15 | NWPPC 2021 Plan measure workbook Res-Dishwasher-2021P_v2_gas, for the measure ENERGY STAR Dishwasher | 1.5899 | 0.9115% | NWPPC 2021 Plan measure workbook Res-Dishwasher-2021P_v2_gas, for the measure ENERGY STAR Dishwasher | 0.61133 | NWPPC 2021 Plan measure workbook Res-Dishwasher-2021P_v2_gas, for the measure ENERGY STAR Dishwasher | 0 | Incremental | 0 | 0 | 0 | 49.9748 | 0 | 0 | 0 | See 'Measure Equipment Cost Source' | NWPPC 2021 Plan measure workbook Res-Dishwasher-2021P_v2_gas, for the measure ENERGY STAR Dishwasher |  | 100% | 9.9% | 100% | 1 | 0 | 2.1741 | See source workbook for details. Includes PSE NEI data where applicable. | NWPPC 2021 Plan measure workbook Res-Dishwasher-2021P_v2_gas, for the measure ENERGY STAR Dishwasher | System | System
Snohomish County | Single Family | Water Heat GT 55 Gal | Existing | ENERGY STAR Dishwasher | Dishwasher | 0 | 2024 | 2050 | 0.81824 | per Home | 0 | 0 | 15 | NWPPC 2021 Plan measure workbook Res-Dishwasher-2021P_v2_gas, for the measure ENERGY STAR Dishwasher | 1.4004 | 0.9115% | NWPPC 2021 Plan measure workbook Res-Dishwasher-2021P_v2_gas, for the measure ENERGY STAR Dishwasher | 0.61133 | NWPPC 2021 Plan measure workbook Res-Dishwasher-2021P_v2_gas, for the measure ENERGY STAR Dishwasher | 0 | Incremental | 0 | 0 | 0 | 49.9748 | 0 | 0 | 0 | See 'Measure Equipment Cost Source' | NWPPC 2021 Plan measure workbook Res-Dishwasher-2021P_v2_gas, for the measure ENERGY STAR Dishwasher |  | 100% | 9.9% | 100% | 1 | 0 | 2.1741 | See source workbook for details. Includes PSE NEI data where applicable. | NWPPC 2021 Plan measure workbook Res-Dishwasher-2021P_v2_gas, for the measure ENERGY STAR Dishwasher | System | System
Snohomish County | Single Family | Water Heat GT 55 Gal | New | ENERGY STAR Dishwasher | Dishwasher | 0 | 2024 | 2050 | 0.81824 | per Home | 0 | 0 | 15 | NWPPC 2021 Plan measure workbook Res-Dishwasher-2021P_v2_gas, for the measure ENERGY STAR Dishwasher | 1.4004 | 0.9115% | NWPPC 2021 Plan measure workbook Res-Dishwasher-2021P_v2_gas, for the measure ENERGY STAR Dishwasher | 0.61133 | NWPPC 2021 Plan measure workbook Res-Dishwasher-2021P_v2_gas, for the measure ENERGY STAR Dishwasher | 0 | Incremental | 0 | 0 | 0 | 49.9748 | 0 | 0 | 0 | See 'Measure Equipment Cost Source' | NWPPC 2021 Plan measure workbook Res-Dishwasher-2021P_v2_gas, for the measure ENERGY STAR Dishwasher |  | 100% | 9.9% | 100% | 1 | 0 | 2.1741 | See source workbook for details. Includes PSE NEI data where applicable. | NWPPC 2021 Plan measure workbook Res-Dishwasher-2021P_v2_gas, for the measure ENERGY STAR Dishwasher | System | System
Snohomish County | Single Family - Highly Impacted | Water Heat LE 55 Gal | Existing | ENERGY STAR Dishwasher | Dishwasher | 0 | 2024 | 2050 | 0.81824 | per Home | 0 | 0 | 15 | NWPPC 2021 Plan measure workbook Res-Dishwasher-2021P_v2_gas, for the measure ENERGY STAR Dishwasher | 1.4408 | 0.9115% | NWPPC 2021 Plan measure workbook Res-Dishwasher-2021P_v2_gas, for the measure ENERGY STAR Dishwasher | 0.61133 | NWPPC 2021 Plan measure workbook Res-Dishwasher-2021P_v2_gas, for the measure ENERGY STAR Dishwasher | 0 | Incremental | 0 | 0 | 0 | 49.9748 | 0 | 0 | 0 | See 'Measure Equipment Cost Source' | NWPPC 2021 Plan measure workbook Res-Dishwasher-2021P_v2_gas, for the measure ENERGY STAR Dishwasher |  | 100% | 9.9% | 100% | 1 | 0 | 2.1741 | See source workbook for details. Includes PSE NEI data where applicable. | NWPPC 2021 Plan measure workbook Res-Dishwasher-2021P_v2_gas, for the measure ENERGY STAR Dishwasher | System | System
Snohomish County | Single Family - Highly Impacted | Water Heat LE 55 Gal | New | ENERGY STAR Dishwasher | Dishwasher | 0 | 2024 | 2050 | 0.81824 | per Home | 0 | 0 | 15 | NWPPC 2021 Plan measure workbook Res-Dishwasher-2021P_v2_gas, for the measure ENERGY STAR Dishwasher | 1.389 | 0.9115% | NWPPC 2021 Plan measure workbook Res-Dishwasher-2021P_v2_gas, for the measure ENERGY STAR Dishwasher | 0.61133 | NWPPC 2021 Plan measure workbook Res-Dishwasher-2021P_v2_gas, for the measure ENERGY STAR Dishwasher | 0 | Incremental | 0 | 0 | 0 | 49.9748 | 0 | 0 | 0 | See 'Measure Equipment Cost Source' | NWPPC 2021 Plan measure workbook Res-Dishwasher-2021P_v2_gas, for the measure ENERGY STAR Dishwasher |  | 100% | 9.9% | 100% | 1 | 0 | 2.1741 | See source workbook for details. Includes PSE NEI data where applicable. | NWPPC 2021 Plan measure workbook Res-Dishwasher-2021P_v2_gas, for the measure ENERGY STAR Dishwasher | System | System
Snohomish County | Single Family - Highly Impacted | Water Heat GT 55 Gal | Existing | ENERGY STAR Dishwasher | Dishwasher | 0 | 2024 | 2050 | 0.81824 | per Home | 0 | 0 | 15 | NWPPC 2021 Plan measure workbook Res-Dishwasher-2021P_v2_gas, for the measure ENERGY STAR Dishwasher | 1.2234 | 0.9115% | NWPPC 2021 Plan measure workbook Res-Dishwasher-2021P_v2_gas, for the measure ENERGY STAR Dishwasher | 0.61133 | NWPPC 2021 Plan measure workbook Res-Dishwasher-2021P_v2_gas, for the measure ENERGY STAR Dishwasher | 0 | Incremental | 0 | 0 | 0 | 49.9748 | 0 | 0 | 0 | See 'Measure Equipment Cost Source' | NWPPC 2021 Plan measure workbook Res-Dishwasher-2021P_v2_gas, for the measure ENERGY STAR Dishwasher |  | 100% | 9.9% | 100% | 1 | 0 | 2.1741 | See source workbook for details. Includes PSE NEI data where applicable. | NWPPC 2021 Plan measure workbook Res-Dishwasher-2021P_v2_gas, for the measure ENERGY STAR Dishwasher | System | System
Snohomish County | Single Family - Highly Impacted | Water Heat GT 55 Gal | New | ENERGY STAR Dishwasher | Dishwasher | 0 | 2024 | 2050 | 0.81824 | per Home | 0 | 0 | 15 | NWPPC 2021 Plan measure workbook Res-Dishwasher-2021P_v2_gas, for the measure ENERGY STAR Dishwasher | 1.2234 | 0.9115% | NWPPC 2021 Plan measure workbook Res-Dishwasher-2021P_v2_gas, for the measure ENERGY STAR Dishwasher | 0.61133 | NWPPC 2021 Plan measure workbook Res-Dishwasher-2021P_v2_gas, for the measure ENERGY STAR Dishwasher | 0 | Incremental | 0 | 0 | 0 | 49.9748 | 0 | 0 | 0 | See 'Measure Equipment Cost Source' | NWPPC 2021 Plan measure workbook Res-Dishwasher-2021P_v2_gas, for the measure ENERGY STAR Dishwasher |  | 100% | 9.9% | 100% | 1 | 0 | 2.1741 | See source workbook for details. Includes PSE NEI data where applicable. | NWPPC 2021 Plan measure workbook Res-Dishwasher-2021P_v2_gas, for the measure ENERGY STAR Dishwasher | System | System
Snohomish County | Multifamily | Water Heat LE 55 Gal | Existing | ENERGY STAR Dishwasher | Dishwasher | 0 | 2024 | 2050 | 0.70661 | per Home | 0 | 0 | 15 | NWPPC 2021 Plan measure workbook Res-Dishwasher-2021P_v2_gas, for the measure ENERGY STAR Dishwasher | 1.0115 | 0.7871% | NWPPC 2021 Plan measure workbook Res-Dishwasher-2021P_v2_gas, for the measure ENERGY STAR Dishwasher | 0.52793 | NWPPC 2021 Plan measure workbook Res-Dishwasher-2021P_v2_gas, for the measure ENERGY STAR Dishwasher | 0 | Incremental | 0 | 0 | 0 | 43.1569 | 0 | 0 | 0 | See 'Measure Equipment Cost Source' | NWPPC 2021 Plan measure workbook Res-Dishwasher-2021P_v2_gas, for the measure ENERGY STAR Dishwasher |  | 100% | 9.9% | 100% | 1 | 0 | 1.8775 | See source workbook for details. Includes PSE NEI data where applicable. | NWPPC 2021 Plan measure workbook Res-Dishwasher-2021P_v2_gas, for the measure ENERGY STAR Dishwasher | System | System
Snohomish County | Multifamily | Water Heat LE 55 Gal | New | ENERGY STAR Dishwasher | Dishwasher | 0 | 2024 | 2050 | 0.70661 | per Home | 0 | 0 | 15 | NWPPC 2021 Plan measure workbook Res-Dishwasher-2021P_v2_gas, for the measure ENERGY STAR Dishwasher | 0.97513 | 0.7871% | NWPPC 2021 Plan measure workbook Res-Dishwasher-2021P_v2_gas, for the measure ENERGY STAR Dishwasher | 0.52793 | NWPPC 2021 Plan measure workbook Res-Dishwasher-2021P_v2_gas, for the measure ENERGY STAR Dishwasher | 0 | Incremental | 0 | 0 | 0 | 43.1569 | 0 | 0 | 0 | See 'Measure Equipment Cost Source' | NWPPC 2021 Plan measure workbook Res-Dishwasher-2021P_v2_gas, for the measure ENERGY STAR Dishwasher |  | 100% | 9.9% | 100% | 1 | 0 | 1.8775 | See source workbook for details. Includes PSE NEI data where applicable. | NWPPC 2021 Plan measure workbook Res-Dishwasher-2021P_v2_gas, for the measure ENERGY STAR Dishwasher | System | System
Snohomish County | Multifamily | Water Heat GT 55 Gal | Existing | ENERGY STAR Dishwasher | Dishwasher | 0 | 2024 | 2050 | 0.70661 | per Home | 0 | 0 | 15 | NWPPC 2021 Plan measure workbook Res-Dishwasher-2021P_v2_gas, for the measure ENERGY STAR Dishwasher | 0.85889 | 0.7871% | NWPPC 2021 Plan measure workbook Res-Dishwasher-2021P_v2_gas, for the measure ENERGY STAR Dishwasher | 0.52793 | NWPPC 2021 Plan measure workbook Res-Dishwasher-2021P_v2_gas, for the measure ENERGY STAR Dishwasher | 0 | Incremental | 0 | 0 | 0 | 43.1569 | 0 | 0 | 0 | See 'Measure Equipment Cost Source' | NWPPC 2021 Plan measure workbook Res-Dishwasher-2021P_v2_gas, for the measure ENERGY STAR Dishwasher |  | 100% | 9.9% | 100% | 1 | 0 | 1.8775 | See source workbook for details. Includes PSE NEI data where applicable. | NWPPC 2021 Plan measure workbook Res-Dishwasher-2021P_v2_gas, for the measure ENERGY STAR Dishwasher | System | System
Snohomish County | Multifamily | Water Heat GT 55 Gal | New | ENERGY STAR Dishwasher | Dishwasher | 0 | 2024 | 2050 | 0.70661 | per Home | 0 | 0 | 15 | NWPPC 2021 Plan measure workbook Res-Dishwasher-2021P_v2_gas, for the measure ENERGY STAR Dishwasher | 0.85889 | 0.7871% | NWPPC 2021 Plan measure workbook Res-Dishwasher-2021P_v2_gas, for the measure ENERGY STAR Dishwasher | 0.52793 | NWPPC 2021 Plan measure workbook Res-Dishwasher-2021P_v2_gas, for the measure ENERGY STAR Dishwasher | 0 | Incremental | 0 | 0 | 0 | 43.1569 | 0 | 0 | 0 | See 'Measure Equipment Cost Source' | NWPPC 2021 Plan measure workbook Res-Dishwasher-2021P_v2_gas, for the measure ENERGY STAR Dishwasher |  | 100% | 9.9% | 100% | 1 | 0 | 1.8775 | See source workbook for details. Includes PSE NEI data where applicable. | NWPPC 2021 Plan measure workbook Res-Dishwasher-2021P_v2_gas, for the measure ENERGY STAR Dishwasher | System | System
Snohomish County | Multifamily - Highly Impacted | Water Heat LE 55 Gal | Existing | ENERGY STAR Dishwasher | Dishwasher | 0 | 2024 | 2050 | 0.70661 | per Home | 0 | 0 | 15 | NWPPC 2021 Plan measure workbook Res-Dishwasher-2021P_v2_gas, for the measure ENERGY STAR Dishwasher | 1.1387 | 0.7871% | NWPPC 2021 Plan measure workbook Res-Dishwasher-2021P_v2_gas, for the measure ENERGY STAR Dishwasher | 0.52793 | NWPPC 2021 Plan measure workbook Res-Dishwasher-2021P_v2_gas, for the measure ENERGY STAR Dishwasher | 0 | Incremental | 0 | 0 | 0 | 43.1569 | 0 | 0 | 0 | See 'Measure Equipment Cost Source' | NWPPC 2021 Plan measure workbook Res-Dishwasher-2021P_v2_gas, for the measure ENERGY STAR Dishwasher |  | 100% | 9.9% | 100% | 1 | 0 | 1.8775 | See source workbook for details. Includes PSE NEI data where applicable. | NWPPC 2021 Plan measure workbook Res-Dishwasher-2021P_v2_gas, for the measure ENERGY STAR Dishwasher | System | System
Snohomish County | Multifamily - Highly Impacted | Water Heat LE 55 Gal | New | ENERGY STAR Dishwasher | Dishwasher | 0 | 2024 | 2050 | 0.70661 | per Home | 0 | 0 | 15 | NWPPC 2021 Plan measure workbook Res-Dishwasher-2021P_v2_gas, for the measure ENERGY STAR Dishwasher | 1.0978 | 0.7871% | NWPPC 2021 Plan measure workbook Res-Dishwasher-2021P_v2_gas, for the measure ENERGY STAR Dishwasher | 0.52793 | NWPPC 2021 Plan measure workbook Res-Dishwasher-2021P_v2_gas, for the measure ENERGY STAR Dishwasher | 0 | Incremental | 0 | 0 | 0 | 43.1569 | 0 | 0 | 0 | See 'Measure Equipment Cost Source' | NWPPC 2021 Plan measure workbook Res-Dishwasher-2021P_v2_gas, for the measure ENERGY STAR Dishwasher |  | 100% | 9.9% | 100% | 1 | 0 | 1.8775 | See source workbook for details. Includes PSE NEI data where applicable. | NWPPC 2021 Plan measure workbook Res-Dishwasher-2021P_v2_gas, for the measure ENERGY STAR Dishwasher | System | System
Snohomish County | Multifamily - Highly Impacted | Water Heat GT 55 Gal | Existing | ENERGY STAR Dishwasher | Dishwasher | 0 | 2024 | 2050 | 0.70661 | per Home | 0 | 0 | 15 | NWPPC 2021 Plan measure workbook Res-Dishwasher-2021P_v2_gas, for the measure ENERGY STAR Dishwasher | 0.9669 | 0.7871% | NWPPC 2021 Plan measure workbook Res-Dishwasher-2021P_v2_gas, for the measure ENERGY STAR Dishwasher | 0.52793 | NWPPC 2021 Plan measure workbook Res-Dishwasher-2021P_v2_gas, for the measure ENERGY STAR Dishwasher | 0 | Incremental | 0 | 0 | 0 | 43.1569 | 0 | 0 | 0 | See 'Measure Equipment Cost Source' | NWPPC 2021 Plan measure workbook Res-Dishwasher-2021P_v2_gas, for the measure ENERGY STAR Dishwasher |  | 100% | 9.9% | 100% | 1 | 0 | 1.8775 | See source workbook for details. Includes PSE NEI data where applicable. | NWPPC 2021 Plan measure workbook Res-Dishwasher-2021P_v2_gas, for the measure ENERGY STAR Dishwasher | System | System
Snohomish County | Multifamily - Highly Impacted | Water Heat GT 55 Gal | New | ENERGY STAR Dishwasher | Dishwasher | 0 | 2024 | 2050 | 0.70661 | per Home | 0 | 0 | 15 | NWPPC 2021 Plan measure workbook Res-Dishwasher-2021P_v2_gas, for the measure ENERGY STAR Dishwasher | 0.9669 | 0.7871% | NWPPC 2021 Plan measure workbook Res-Dishwasher-2021P_v2_gas, for the measure ENERGY STAR Dishwasher | 0.52793 | NWPPC 2021 Plan measure workbook Res-Dishwasher-2021P_v2_gas, for the measure ENERGY STAR Dishwasher | 0 | Incremental | 0 | 0 | 0 | 43.1569 | 0 | 0 | 0 | See 'Measure Equipment Cost Source' | NWPPC 2021 Plan measure workbook Res-Dishwasher-2021P_v2_gas, for the measure ENERGY STAR Dishwasher |  | 100% | 9.9% | 100% | 1 | 0 | 1.8775 | See source workbook for details. Includes PSE NEI data where applicable. | NWPPC 2021 Plan measure workbook Res-Dishwasher-2021P_v2_gas, for the measure ENERGY STAR Dishwasher | System | System
Snohomish County | Manufactured | Water Heat LE 55 Gal | Existing | ENERGY STAR Dishwasher | Dishwasher | 0 | 2024 | 2050 | 0.59716 | per Home | 0 | 0 | 15 | NWPPC 2021 Plan measure workbook Res-Dishwasher-2021P_v2_gas, for the measure ENERGY STAR Dishwasher | 1.0669 | 0.6652% | NWPPC 2021 Plan measure workbook Res-Dishwasher-2021P_v2_gas, for the measure ENERGY STAR Dishwasher | 0.44615 | NWPPC 2021 Plan measure workbook Res-Dishwasher-2021P_v2_gas, for the measure ENERGY STAR Dishwasher | 0 | Incremental | 0 | 0 | 0 | 36.4721 | 0 | 0 | 0 | See 'Measure Equipment Cost Source' | NWPPC 2021 Plan measure workbook Res-Dishwasher-2021P_v2_gas, for the measure ENERGY STAR Dishwasher |  | 100% | 9.9% | 100% | 1 | 0 | 1.5867 | See source workbook for details. Includes PSE NEI data where applicable. | NWPPC 2021 Plan measure workbook Res-Dishwasher-2021P_v2_gas, for the measure ENERGY STAR Dishwasher | System | System
Snohomish County | Manufactured | Water Heat LE 55 Gal | New | ENERGY STAR Dishwasher | Dishwasher | 0 | 2024 | 2050 | 0.59716 | per Home | 0 | 0 | 15 | NWPPC 2021 Plan measure workbook Res-Dishwasher-2021P_v2_gas, for the measure ENERGY STAR Dishwasher | 1.0286 | 0.6652% | NWPPC 2021 Plan measure workbook Res-Dishwasher-2021P_v2_gas, for the measure ENERGY STAR Dishwasher | 0.44615 | NWPPC 2021 Plan measure workbook Res-Dishwasher-2021P_v2_gas, for the measure ENERGY STAR Dishwasher | 0 | Incremental | 0 | 0 | 0 | 36.4721 | 0 | 0 | 0 | See 'Measure Equipment Cost Source' | NWPPC 2021 Plan measure workbook Res-Dishwasher-2021P_v2_gas, for the measure ENERGY STAR Dishwasher |  | 100% | 9.9% | 100% | 1 | 0 | 1.5867 | See source workbook for details. Includes PSE NEI data where applicable. | NWPPC 2021 Plan measure workbook Res-Dishwasher-2021P_v2_gas, for the measure ENERGY STAR Dishwasher | System | System
Snohomish County | Manufactured | Water Heat GT 55 Gal | Existing | ENERGY STAR Dishwasher | Dishwasher | 0 | 2024 | 2050 | 0.59716 | per Home | 0 | 0 | 15 | NWPPC 2021 Plan measure workbook Res-Dishwasher-2021P_v2_gas, for the measure ENERGY STAR Dishwasher | 0.90595 | 0.6652% | NWPPC 2021 Plan measure workbook Res-Dishwasher-2021P_v2_gas, for the measure ENERGY STAR Dishwasher | 0.44615 | NWPPC 2021 Plan measure workbook Res-Dishwasher-2021P_v2_gas, for the measure ENERGY STAR Dishwasher | 0 | Incremental | 0 | 0 | 0 | 36.4721 | 0 | 0 | 0 | See 'Measure Equipment Cost Source' | NWPPC 2021 Plan measure workbook Res-Dishwasher-2021P_v2_gas, for the measure ENERGY STAR Dishwasher |  | 100% | 9.9% | 100% | 1 | 0 | 1.5867 | See source workbook for details. Includes PSE NEI data where applicable. | NWPPC 2021 Plan measure workbook Res-Dishwasher-2021P_v2_gas, for the measure ENERGY STAR Dishwasher | System | System
Snohomish County | Manufactured | Water Heat GT 55 Gal | New | ENERGY STAR Dishwasher | Dishwasher | 0 | 2024 | 2050 | 0.59716 | per Home | 0 | 0 | 15 | NWPPC 2021 Plan measure workbook Res-Dishwasher-2021P_v2_gas, for the measure ENERGY STAR Dishwasher | 0.90595 | 0.6652% | NWPPC 2021 Plan measure workbook Res-Dishwasher-2021P_v2_gas, for the measure ENERGY STAR Dishwasher | 0.44615 | NWPPC 2021 Plan measure workbook Res-Dishwasher-2021P_v2_gas, for the measure ENERGY STAR Dishwasher | 0 | Incremental | 0 | 0 | 0 | 36.4721 | 0 | 0 | 0 | See 'Measure Equipment Cost Source' | NWPPC 2021 Plan measure workbook Res-Dishwasher-2021P_v2_gas, for the measure ENERGY STAR Dishwasher |  | 100% | 9.9% | 100% | 1 | 0 | 1.5867 | See source workbook for details. Includes PSE NEI data where applicable. | NWPPC 2021 Plan measure workbook Res-Dishwasher-2021P_v2_gas, for the measure ENERGY STAR Dishwasher | System | System
Snohomish County | Manufactured - Highly Impacted | Water Heat LE 55 Gal | Existing | ENERGY STAR Dishwasher | Dishwasher | 0 | 2024 | 2050 | 0.59716 | per Home | 0 | 0 | 15 | NWPPC 2021 Plan measure workbook Res-Dishwasher-2021P_v2_gas, for the measure ENERGY STAR Dishwasher | 0.90968 | 0.6652% | NWPPC 2021 Plan measure workbook Res-Dishwasher-2021P_v2_gas, for the measure ENERGY STAR Dishwasher | 0.44615 | NWPPC 2021 Plan measure workbook Res-Dishwasher-2021P_v2_gas, for the measure ENERGY STAR Dishwasher | 0 | Incremental | 0 | 0 | 0 | 36.4721 | 0 | 0 | 0 | See 'Measure Equipment Cost Source' | NWPPC 2021 Plan measure workbook Res-Dishwasher-2021P_v2_gas, for the measure ENERGY STAR Dishwasher |  | 100% | 9.9% | 100% | 1 | 0 | 1.5867 | See source workbook for details. Includes PSE NEI data where applicable. | NWPPC 2021 Plan measure workbook Res-Dishwasher-2021P_v2_gas, for the measure ENERGY STAR Dishwasher | System | System
Snohomish County | Manufactured - Highly Impacted | Water Heat LE 55 Gal | New | ENERGY STAR Dishwasher | Dishwasher | 0 | 2024 | 2050 | 0.59716 | per Home | 0 | 0 | 15 | NWPPC 2021 Plan measure workbook Res-Dishwasher-2021P_v2_gas, for the measure ENERGY STAR Dishwasher | 0.87697 | 0.6652% | NWPPC 2021 Plan measure workbook Res-Dishwasher-2021P_v2_gas, for the measure ENERGY STAR Dishwasher | 0.44615 | NWPPC 2021 Plan measure workbook Res-Dishwasher-2021P_v2_gas, for the measure ENERGY STAR Dishwasher | 0 | Incremental | 0 | 0 | 0 | 36.4721 | 0 | 0 | 0 | See 'Measure Equipment Cost Source' | NWPPC 2021 Plan measure workbook Res-Dishwasher-2021P_v2_gas, for the measure ENERGY STAR Dishwasher |  | 100% | 9.9% | 100% | 1 | 0 | 1.5867 | See source workbook for details. Includes PSE NEI data where applicable. | NWPPC 2021 Plan measure workbook Res-Dishwasher-2021P_v2_gas, for the measure ENERGY STAR Dishwasher | System | System
Snohomish County | Manufactured - Highly Impacted | Water Heat GT 55 Gal | Existing | ENERGY STAR Dishwasher | Dishwasher | 0 | 2024 | 2050 | 0.59716 | per Home | 0 | 0 | 15 | NWPPC 2021 Plan measure workbook Res-Dishwasher-2021P_v2_gas, for the measure ENERGY STAR Dishwasher | 0.77243 | 0.6652% | NWPPC 2021 Plan measure workbook Res-Dishwasher-2021P_v2_gas, for the measure ENERGY STAR Dishwasher | 0.44615 | NWPPC 2021 Plan measure workbook Res-Dishwasher-2021P_v2_gas, for the measure ENERGY STAR Dishwasher | 0 | Incremental | 0 | 0 | 0 | 36.4721 | 0 | 0 | 0 | See 'Measure Equipment Cost Source' | NWPPC 2021 Plan measure workbook Res-Dishwasher-2021P_v2_gas, for the measure ENERGY STAR Dishwasher |  | 100% | 9.9% | 100% | 1 | 0 | 1.5867 | See source workbook for details. Includes PSE NEI data where applicable. | NWPPC 2021 Plan measure workbook Res-Dishwasher-2021P_v2_gas, for the measure ENERGY STAR Dishwasher | System | System
Snohomish County | Manufactured - Highly Impacted | Water Heat GT 55 Gal | New | ENERGY STAR Dishwasher | Dishwasher | 0 | 2024 | 2050 | 0.59716 | per Home | 0 | 0 | 15 | NWPPC 2021 Plan measure workbook Res-Dishwasher-2021P_v2_gas, for the measure ENERGY STAR Dishwasher | 0.77243 | 0.6652% | NWPPC 2021 Plan measure workbook Res-Dishwasher-2021P_v2_gas, for the measure ENERGY STAR Dishwasher | 0.44615 | NWPPC 2021 Plan measure workbook Res-Dishwasher-2021P_v2_gas, for the measure ENERGY STAR Dishwasher | 0 | Incremental | 0 | 0 | 0 | 36.4721 | 0 | 0 | 0 | See 'Measure Equipment Cost Source' | NWPPC 2021 Plan measure workbook Res-Dishwasher-2021P_v2_gas, for the measure ENERGY STAR Dishwasher |  | 100% | 9.9% | 100% | 1 | 0 | 1.5867 | See source workbook for details. Includes PSE NEI data where applicable. | NWPPC 2021 Plan measure workbook Res-Dishwasher-2021P_v2_gas, for the measure ENERGY STAR Dishwasher | System | System
Snohomish County | Single Family | Heat Central Gas Boiler | Existing | Boiler - Controls | Boiler Reset Controls | No Boiler Control | 2024 | 2050 | 1 | per Home | 0 | 1 | 5 | WI Focus on Energy 2021TRM. 2021. Boiler Control, Outside Air Temperature Reset/Cutout Control measure. Page 130. | 51.7157 | 8% | calculated based on WI Focus on Energy 2019 TRM | 0 | calculated based on WI Focus on Energy 2019 TRM | 0 | Full | 0 | 0 | 0 | 820.2497 | 0 | 0 | 0 | Existing conditions, assuming no cost | 2022 Illinois Statewide Technical Reference Manual for Energy Efficiency Version 10.0 Volume 3: Residential Measures Boiler Reset Controls page 169. Referencing Nexant. Questar DSM Market Characterization Report. August 9, 2006. |  | 100% | 40% | 100% | 1 | 0 | 0 | No applicable non-energy benefitsIncludes PSE NEI data where applicable. | No applicable non-energy benefits | System | System
Snohomish County | Single Family - Highly Impacted | Heat Central Gas Boiler | Existing | Boiler - Controls | Boiler Reset Controls | No Boiler Control | 2024 | 2050 | 1 | per Home | 0 | 1 | 5 | WI Focus on Energy 2021TRM. 2021. Boiler Control, Outside Air Temperature Reset/Cutout Control measure. Page 130. | 37.2009 | 8% | calculated based on WI Focus on Energy 2019 TRM | 0 | calculated based on WI Focus on Energy 2019 TRM | 0 | Full | 0 | 0 | 0 | 820.2497 | 0 | 0 | 0 | Existing conditions, assuming no cost | 2022 Illinois Statewide Technical Reference Manual for Energy Efficiency Version 10.0 Volume 3: Residential Measures Boiler Reset Controls page 169. Referencing Nexant. Questar DSM Market Characterization Report. August 9, 2006. |  | 100% | 40% | 100% | 1 | 0 | 0 | No applicable non-energy benefitsIncludes PSE NEI data where applicable. | No applicable non-energy benefits | System | System
Snohomish County | Multifamily | Heat Central Gas Boiler | Existing | Boiler - Controls | Boiler Reset Controls | No Boiler Control | 2024 | 2050 | 1 | per Home | 0 | 1 | 5 | WI Focus on Energy 2021TRM. 2021. Boiler Control, Outside Air Temperature Reset/Cutout Control measure. Page 130. | 34.1036 | 8% | calculated based on WI Focus on Energy 2019 TRM | 0 | calculated based on WI Focus on Energy 2019 TRM | 0 | Full | 0 | 0 | 0 | 820.2497 | 0 | 0 | 0 | Existing conditions, assuming no cost | 2022 Illinois Statewide Technical Reference Manual for Energy Efficiency Version 10.0 Volume 3: Residential Measures Boiler Reset Controls page 169. Referencing Nexant. Questar DSM Market Characterization Report. August 9, 2006. |  | 100% | 40% | 100% | 1 | 0 | 0 | No applicable non-energy benefitsIncludes PSE NEI data where applicable. | No applicable non-energy benefits | System | System
Snohomish County | Multifamily - Highly Impacted | Heat Central Gas Boiler | Existing | Boiler - Controls | Boiler Reset Controls | No Boiler Control | 2024 | 2050 | 1 | per Home | 0 | 1 | 5 | WI Focus on Energy 2021TRM. 2021. Boiler Control, Outside Air Temperature Reset/Cutout Control measure. Page 130. | 28.9455 | 8% | calculated based on WI Focus on Energy 2019 TRM | 0 | calculated based on WI Focus on Energy 2019 TRM | 0 | Full | 0 | 0 | 0 | 820.2497 | 0 | 0 | 0 | Existing conditions, assuming no cost | 2022 Illinois Statewide Technical Reference Manual for Energy Efficiency Version 10.0 Volume 3: Residential Measures Boiler Reset Controls page 169. Referencing Nexant. Questar DSM Market Characterization Report. August 9, 2006. |  | 100% | 40% | 100% | 1 | 0 | 0 | No applicable non-energy benefitsIncludes PSE NEI data where applicable. | No applicable non-energy benefits | System | System
Snohomish County | Manufactured | Heat Central Gas Boiler | Existing | Boiler - Controls | Boiler Reset Controls | No Boiler Control | 2024 | 2050 | 1 | per Home | 0 | 1 | 5 | WI Focus on Energy 2021TRM. 2021. Boiler Control, Outside Air Temperature Reset/Cutout Control measure. Page 130. | 46.697 | 8% | calculated based on WI Focus on Energy 2019 TRM | 0 | calculated based on WI Focus on Energy 2019 TRM | 0 | Full | 0 | 0 | 0 | 820.2497 | 0 | 0 | 0 | Existing conditions, assuming no cost | 2022 Illinois Statewide Technical Reference Manual for Energy Efficiency Version 10.0 Volume 3: Residential Measures Boiler Reset Controls page 169. Referencing Nexant. Questar DSM Market Characterization Report. August 9, 2006. |  | 100% | 40% | 100% | 1 | 0 | 0 | No applicable non-energy benefitsIncludes PSE NEI data where applicable. | No applicable non-energy benefits | System | System
Snohomish County | Manufactured - Highly Impacted | Heat Central Gas Boiler | Existing | Boiler - Controls | Boiler Reset Controls | No Boiler Control | 2024 | 2050 | 1 | per Home | 0 | 1 | 5 | WI Focus on Energy 2021TRM. 2021. Boiler Control, Outside Air Temperature Reset/Cutout Control measure. Page 130. | 36.2035 | 8% | calculated based on WI Focus on Energy 2019 TRM | 0 | calculated based on WI Focus on Energy 2019 TRM | 0 | Full | 0 | 0 | 0 | 820.2497 | 0 | 0 | 0 | Existing conditions, assuming no cost | 2022 Illinois Statewide Technical Reference Manual for Energy Efficiency Version 10.0 Volume 3: Residential Measures Boiler Reset Controls page 169. Referencing Nexant. Questar DSM Market Characterization Report. August 9, 2006. |  | 100% | 40% | 100% | 1 | 0 | 0 | No applicable non-energy benefitsIncludes PSE NEI data where applicable. | No applicable non-energy benefits | System | System
Snohomish County | Single Family | Heat Central Gas Boiler | Existing | Tune-up - Boiler | Boiler with Tune-up | Boiler with no Tune-up | 2024 | 2050 | 1 | per Home | 0 | 1 | 2 | WI Focus on Energy 2020 TRM. Boiler Tune-Up, Single Family. Page 845. | 10.3431 | 1.6% | WI Focus on Energy 2020 TRM. Boiler Tune-Up, Single Family. Page 845. | 0 | WI Focus on Energy 2020 TRM. Boiler Tune-Up, Single Family. Page 845. | 0 | Full | 0 | 0 | 0 | 158.5451 | 0 | 0 | 0 | Existing conditions, assuming no cost | Measure costs are labor costs |  | 100% | 34.32% | 100% | 1 | 0 | 0 | No applicable non-energy benefitsIncludes PSE NEI data where applicable. | No applicable non-energy benefits | System | System
Snohomish County | Single Family - Highly Impacted | Heat Central Gas Boiler | Existing | Tune-up - Boiler | Boiler with Tune-up | Boiler with no Tune-up | 2024 | 2050 | 1 | per Home | 0 | 1 | 2 | WI Focus on Energy 2020 TRM. Boiler Tune-Up, Single Family. Page 845. | 7.4402 | 1.6% | WI Focus on Energy 2020 TRM. Boiler Tune-Up, Single Family. Page 845. | 0 | WI Focus on Energy 2020 TRM. Boiler Tune-Up, Single Family. Page 845. | 0 | Full | 0 | 0 | 0 | 158.5451 | 0 | 0 | 0 | Existing conditions, assuming no cost | Measure costs are labor costs |  | 100% | 39.77% | 100% | 1 | 0 | 0 | No applicable non-energy benefitsIncludes PSE NEI data where applicable. | No applicable non-energy benefits | System | System
Snohomish County | Multifamily | Heat Central Gas Boiler | Existing | Tune-up - Boiler | Boiler with Tune-up | Boiler with no Tune-up | 2024 | 2050 | 1 | per Home | 0 | 1 | 2 | WI Focus on Energy 2020 TRM. Boiler Tune-Up, Single Family. Page 845. | 6.8207 | 1.6% | WI Focus on Energy 2020 TRM. Boiler Tune-Up, Single Family. Page 845. | 0 | WI Focus on Energy 2020 TRM. Boiler Tune-Up, Single Family. Page 845. | 0 | Full | 0 | 0 | 0 | 158.5451 | 0 | 0 | 0 | Existing conditions, assuming no cost | Measure costs are labor costs |  | 100% | 43.85% | 100% | 1 | 0 | 0 | No applicable non-energy benefitsIncludes PSE NEI data where applicable. | No applicable non-energy benefits | System | System
Snohomish County | Multifamily - Highly Impacted | Heat Central Gas Boiler | Existing | Tune-up - Boiler | Boiler with Tune-up | Boiler with no Tune-up | 2024 | 2050 | 1 | per Home | 0 | 1 | 2 | WI Focus on Energy 2020 TRM. Boiler Tune-Up, Single Family. Page 845. | 5.7891 | 1.6% | WI Focus on Energy 2020 TRM. Boiler Tune-Up, Single Family. Page 845. | 0 | WI Focus on Energy 2020 TRM. Boiler Tune-Up, Single Family. Page 845. | 0 | Full | 0 | 0 | 0 | 158.5451 | 0 | 0 | 0 | Existing conditions, assuming no cost | Measure costs are labor costs |  | 100% | 59.38% | 100% | 1 | 0 | 0 | No applicable non-energy benefitsIncludes PSE NEI data where applicable. | No applicable non-energy benefits | System | System
Snohomish County | Manufactured | Heat Central Gas Boiler | Existing | Tune-up - Boiler | Boiler with Tune-up | Boiler with no Tune-up | 2024 | 2050 | 1 | per Home | 0 | 1 | 2 | WI Focus on Energy 2020 TRM. Boiler Tune-Up, Single Family. Page 845. | 9.3394 | 1.6% | WI Focus on Energy 2020 TRM. Boiler Tune-Up, Single Family. Page 845. | 0 | WI Focus on Energy 2020 TRM. Boiler Tune-Up, Single Family. Page 845. | 0 | Full | 0 | 0 | 0 | 158.5451 | 0 | 0 | 0 | Existing conditions, assuming no cost | Measure costs are labor costs |  | 100% | 47.5% | 100% | 1 | 0 | 0 | No applicable non-energy benefitsIncludes PSE NEI data where applicable. | No applicable non-energy benefits | System | System
Snohomish County | Manufactured - Highly Impacted | Heat Central Gas Boiler | Existing | Tune-up - Boiler | Boiler with Tune-up | Boiler with no Tune-up | 2024 | 2050 | 1 | per Home | 0 | 1 | 2 | WI Focus on Energy 2020 TRM. Boiler Tune-Up, Single Family. Page 845. | 7.2407 | 1.6% | WI Focus on Energy 2020 TRM. Boiler Tune-Up, Single Family. Page 845. | 0 | WI Focus on Energy 2020 TRM. Boiler Tune-Up, Single Family. Page 845. | 0 | Full | 0 | 0 | 0 | 158.5451 | 0 | 0 | 0 | Existing conditions, assuming no cost | Measure costs are labor costs |  | 100% | 47.5% | 100% | 1 | 0 | 0 | No applicable non-energy benefitsIncludes PSE NEI data where applicable. | No applicable non-energy benefits | System | System
Snohomish County | Single Family | Heat Central Gas Furnace | Existing | Tune-up - Furnace (Gas) | Furnace with Tune-up | Furnace with no Tune-up | 2024 | 2050 | 1 | per Home | 0 | 1 | 2 | WI Focus on Energy 2020 TRM. Furnace Tune-Up, Single Family. Page 960. | 7.6277 | 1.6% | WI Focus on Energy 2020 TRM. Furnace Tune-Up, Single Family. Page 960. | 0 | WI Focus on Energy 2020 TRM. Furnace Tune-Up, Single Family. Page 960. | 0 | Full | 0 | 0 | 0 | 158.5451 | 0 | 0 | 0 | Existing conditions, assuming no cost | Measure costs are labor costs |  | 100% | 34.32% | 100% | 1 | 0 | 0 | No applicable non-energy benefitsIncludes PSE NEI data where applicable. | No applicable non-energy benefits | System | System
Snohomish County | Single Family - Highly Impacted | Heat Central Gas Furnace | Existing | Tune-up - Furnace (Gas) | Furnace with Tune-up | Furnace with no Tune-up | 2024 | 2050 | 1 | per Home | 0 | 1 | 2 | WI Focus on Energy 2020 TRM. Furnace Tune-Up, Single Family. Page 960. | 5.4869 | 1.6% | WI Focus on Energy 2020 TRM. Furnace Tune-Up, Single Family. Page 960. | 0 | WI Focus on Energy 2020 TRM. Furnace Tune-Up, Single Family. Page 960. | 0 | Full | 0 | 0 | 0 | 158.5451 | 0 | 0 | 0 | Existing conditions, assuming no cost | Measure costs are labor costs |  | 100% | 39.77% | 100% | 1 | 0 | 0 | No applicable non-energy benefitsIncludes PSE NEI data where applicable. | No applicable non-energy benefits | System | System
Snohomish County | Multifamily | Heat Central Gas Furnace | Existing | Tune-up - Furnace (Gas) | Furnace with Tune-up | Furnace with no Tune-up | 2024 | 2050 | 1 | per Home | 0 | 1 | 2 | WI Focus on Energy 2020 TRM. Furnace Tune-Up, Single Family. Page 960. | 5.03 | 1.6% | WI Focus on Energy 2020 TRM. Furnace Tune-Up, Single Family. Page 960. | 0 | WI Focus on Energy 2020 TRM. Furnace Tune-Up, Single Family. Page 960. | 0 | Full | 0 | 0 | 0 | 158.5451 | 0 | 0 | 0 | Existing conditions, assuming no cost | Measure costs are labor costs |  | 100% | 43.85% | 100% | 1 | 0 | 0 | No applicable non-energy benefitsIncludes PSE NEI data where applicable. | No applicable non-energy benefits | System | System
Snohomish County | Multifamily - Highly Impacted | Heat Central Gas Furnace | Existing | Tune-up - Furnace (Gas) | Furnace with Tune-up | Furnace with no Tune-up | 2024 | 2050 | 1 | per Home | 0 | 1 | 2 | WI Focus on Energy 2020 TRM. Furnace Tune-Up, Single Family. Page 960. | 4.2692 | 1.6% | WI Focus on Energy 2020 TRM. Furnace Tune-Up, Single Family. Page 960. | 0 | WI Focus on Energy 2020 TRM. Furnace Tune-Up, Single Family. Page 960. | 0 | Full | 0 | 0 | 0 | 158.5451 | 0 | 0 | 0 | Existing conditions, assuming no cost | Measure costs are labor costs |  | 100% | 59.38% | 100% | 1 | 0 | 0 | No applicable non-energy benefitsIncludes PSE NEI data where applicable. | No applicable non-energy benefits | System | System
Snohomish County | Manufactured | Heat Central Gas Furnace | Existing | Tune-up - Furnace (Gas) | Furnace with Tune-up | Furnace with no Tune-up | 2024 | 2050 | 1 | per Home | 0 | 1 | 2 | WI Focus on Energy 2020 TRM. Furnace Tune-Up, Single Family. Page 960. | 6.8875 | 1.6% | WI Focus on Energy 2020 TRM. Furnace Tune-Up, Single Family. Page 960. | 0 | WI Focus on Energy 2020 TRM. Furnace Tune-Up, Single Family. Page 960. | 0 | Full | 0 | 0 | 0 | 158.5451 | 0 | 0 | 0 | Existing conditions, assuming no cost | Measure costs are labor costs |  | 100% | 47.5% | 100% | 1 | 0 | 0 | No applicable non-energy benefitsIncludes PSE NEI data where applicable. | No applicable non-energy benefits | System | System
Snohomish County | Manufactured - Highly Impacted | Heat Central Gas Furnace | Existing | Tune-up - Furnace (Gas) | Furnace with Tune-up | Furnace with no Tune-up | 2024 | 2050 | 1 | per Home | 0 | 1 | 2 | WI Focus on Energy 2020 TRM. Furnace Tune-Up, Single Family. Page 960. | 5.3397 | 1.6% | WI Focus on Energy 2020 TRM. Furnace Tune-Up, Single Family. Page 960. | 0 | WI Focus on Energy 2020 TRM. Furnace Tune-Up, Single Family. Page 960. | 0 | Full | 0 | 0 | 0 | 158.5451 | 0 | 0 | 0 | Existing conditions, assuming no cost | Measure costs are labor costs |  | 100% | 47.5% | 100% | 1 | 0 | 0 | No applicable non-energy benefitsIncludes PSE NEI data where applicable. | No applicable non-energy benefits | System | System
Snohomish County | Single Family | Water Heat LE 55 Gal | Existing | Water Heater Tank Wrap | Add R-10 Tank Wrap | No Tank Wrap | 2024 | 2050 | 1 | per Home | 0 | 1 | 7 | IA TRM Version 6 | 4.1018 | 2.267% | IA TRM Version 6: Residential Water Heater Wrap; RTFStandardInformationWorkbook_v4_5 | 0 | IA TRM Version 6: Residential Water Heater Wrap; RTFStandardInformationWorkbook_v4_5 | 0 | Full | 0 | 0 | 0 | 59.2054 | 0 | 0 | 0 | IA TRM Version 6: Residential Water Heater Wrap | IA TRM Version 6: Residential Water Heater Wrap |  | 100% | 49.89% | 100% | 1 | 0 | 0 | No applicable non-energy benefitsIncludes PSE NEI data where applicable. | No applicable non-energy benefits | System | System
Snohomish County | Single Family | Water Heat LE 55 Gal | New | Water Heater Tank Wrap | Add R-10 Tank Wrap | No Tank Wrap | 2024 | 2050 | 1 | per Home | 0 | 1 | 7 | IA TRM Version 6 | 4.1018 | 2.351% | IA TRM Version 6: Residential Water Heater Wrap; RTFStandardInformationWorkbook_v4_5 | 0 | IA TRM Version 6: Residential Water Heater Wrap; RTFStandardInformationWorkbook_v4_5 | 0 | Full | 0 | 0 | 0 | 59.2054 | 0 | 0 | 0 | IA TRM Version 6: Residential Water Heater Wrap | IA TRM Version 6: Residential Water Heater Wrap |  | 100% | 49.89% | 100% | 1 | 0 | 0 | No applicable non-energy benefitsIncludes PSE NEI data where applicable. | No applicable non-energy benefits | System | System
Snohomish County | Single Family | Water Heat GT 55 Gal | Existing | Water Heater Tank Wrap | Add R-10 Tank Wrap | No Tank Wrap | 2024 | 2050 | 1 | per Home | 0 | 1 | 7 | IA TRM Version 6 | 4.2268 | 2.751% | IA TRM Version 6: Residential Water Heater Wrap; RTFStandardInformationWorkbook_v4_5 | 0 | IA TRM Version 6: Residential Water Heater Wrap; RTFStandardInformationWorkbook_v4_5 | 0 | Full | 0 | 0 | 0 | 59.2054 | 0 | 0 | 0 | IA TRM Version 6: Residential Water Heater Wrap | IA TRM Version 6: Residential Water Heater Wrap |  | 100% | 49.89% | 100% | 1 | 0 | 0 | No applicable non-energy benefitsIncludes PSE NEI data where applicable. | No applicable non-energy benefits | System | System
Snohomish County | Single Family | Water Heat GT 55 Gal | New | Water Heater Tank Wrap | Add R-10 Tank Wrap | No Tank Wrap | 2024 | 2050 | 1 | per Home | 0 | 1 | 7 | IA TRM Version 6 | 4.2268 | 2.751% | IA TRM Version 6: Residential Water Heater Wrap; RTFStandardInformationWorkbook_v4_5 | 0 | IA TRM Version 6: Residential Water Heater Wrap; RTFStandardInformationWorkbook_v4_5 | 0 | Full | 0 | 0 | 0 | 59.2054 | 0 | 0 | 0 | IA TRM Version 6: Residential Water Heater Wrap | IA TRM Version 6: Residential Water Heater Wrap |  | 100% | 49.89% | 100% | 1 | 0 | 0 | No applicable non-energy benefitsIncludes PSE NEI data where applicable. | No applicable non-energy benefits | System | System
Snohomish County | Single Family - Highly Impacted | Water Heat LE 55 Gal | Existing | Water Heater Tank Wrap | Add R-10 Tank Wrap | No Tank Wrap | 2024 | 2050 | 1 | per Home | 0 | 1 | 7 | IA TRM Version 6 | 4.1018 | 2.595% | IA TRM Version 6: Residential Water Heater Wrap; RTFStandardInformationWorkbook_v4_5 | 0 | IA TRM Version 6: Residential Water Heater Wrap; RTFStandardInformationWorkbook_v4_5 | 0 | Full | 0 | 0 | 0 | 59.2054 | 0 | 0 | 0 | IA TRM Version 6: Residential Water Heater Wrap | IA TRM Version 6: Residential Water Heater Wrap |  | 100% | 53.72% | 100% | 1 | 0 | 0 | No applicable non-energy benefitsIncludes PSE NEI data where applicable. | No applicable non-energy benefits | System | System
Snohomish County | Single Family - Highly Impacted | Water Heat LE 55 Gal | New | Water Heater Tank Wrap | Add R-10 Tank Wrap | No Tank Wrap | 2024 | 2050 | 1 | per Home | 0 | 1 | 7 | IA TRM Version 6 | 4.1018 | 2.692% | IA TRM Version 6: Residential Water Heater Wrap; RTFStandardInformationWorkbook_v4_5 | 0 | IA TRM Version 6: Residential Water Heater Wrap; RTFStandardInformationWorkbook_v4_5 | 0 | Full | 0 | 0 | 0 | 59.2054 | 0 | 0 | 0 | IA TRM Version 6: Residential Water Heater Wrap | IA TRM Version 6: Residential Water Heater Wrap |  | 100% | 53.72% | 100% | 1 | 0 | 0 | No applicable non-energy benefitsIncludes PSE NEI data where applicable. | No applicable non-energy benefits | System | System
Snohomish County | Single Family - Highly Impacted | Water Heat GT 55 Gal | Existing | Water Heater Tank Wrap | Add R-10 Tank Wrap | No Tank Wrap | 2024 | 2050 | 1 | per Home | 0 | 1 | 7 | IA TRM Version 6 | 4.2268 | 3.149% | IA TRM Version 6: Residential Water Heater Wrap; RTFStandardInformationWorkbook_v4_5 | 0 | IA TRM Version 6: Residential Water Heater Wrap; RTFStandardInformationWorkbook_v4_5 | 0 | Full | 0 | 0 | 0 | 59.2054 | 0 | 0 | 0 | IA TRM Version 6: Residential Water Heater Wrap | IA TRM Version 6: Residential Water Heater Wrap |  | 100% | 53.72% | 100% | 1 | 0 | 0 | No applicable non-energy benefitsIncludes PSE NEI data where applicable. | No applicable non-energy benefits | System | System
Snohomish County | Single Family - Highly Impacted | Water Heat GT 55 Gal | New | Water Heater Tank Wrap | Add R-10 Tank Wrap | No Tank Wrap | 2024 | 2050 | 1 | per Home | 0 | 1 | 7 | IA TRM Version 6 | 4.2268 | 3.149% | IA TRM Version 6: Residential Water Heater Wrap; RTFStandardInformationWorkbook_v4_5 | 0 | IA TRM Version 6: Residential Water Heater Wrap; RTFStandardInformationWorkbook_v4_5 | 0 | Full | 0 | 0 | 0 | 59.2054 | 0 | 0 | 0 | IA TRM Version 6: Residential Water Heater Wrap | IA TRM Version 6: Residential Water Heater Wrap |  | 100% | 53.72% | 100% | 1 | 0 | 0 | No applicable non-energy benefitsIncludes PSE NEI data where applicable. | No applicable non-energy benefits | System | System
Snohomish County | Multifamily | Water Heat LE 55 Gal | Existing | Water Heater Tank Wrap | Add R-10 Tank Wrap | No Tank Wrap | 2024 | 2050 | 1 | per Home | 0 | 1 | 7 | IA TRM Version 6 | 4.1018 | 3.192% | IA TRM Version 6: Residential Water Heater Wrap; RTFStandardInformationWorkbook_v4_5 | 0 | IA TRM Version 6: Residential Water Heater Wrap; RTFStandardInformationWorkbook_v4_5 | 0 | Full | 0 | 0 | 0 | 59.2054 | 0 | 0 | 0 | IA TRM Version 6: Residential Water Heater Wrap | IA TRM Version 6: Residential Water Heater Wrap |  | 100% | 48.72% | 100% | 1 | 0 | 0 | No applicable non-energy benefitsIncludes PSE NEI data where applicable. | No applicable non-energy benefits | System | System
Snohomish County | Multifamily | Water Heat LE 55 Gal | New | Water Heater Tank Wrap | Add R-10 Tank Wrap | No Tank Wrap | 2024 | 2050 | 1 | per Home | 0 | 1 | 7 | IA TRM Version 6 | 4.1018 | 3.311% | IA TRM Version 6: Residential Water Heater Wrap; RTFStandardInformationWorkbook_v4_5 | 0 | IA TRM Version 6: Residential Water Heater Wrap; RTFStandardInformationWorkbook_v4_5 | 0 | Full | 0 | 0 | 0 | 59.2054 | 0 | 0 | 0 | IA TRM Version 6: Residential Water Heater Wrap | IA TRM Version 6: Residential Water Heater Wrap |  | 100% | 48.72% | 100% | 1 | 0 | 0 | No applicable non-energy benefitsIncludes PSE NEI data where applicable. | No applicable non-energy benefits | System | System
Snohomish County | Multifamily | Water Heat GT 55 Gal | Existing | Water Heater Tank Wrap | Add R-10 Tank Wrap | No Tank Wrap | 2024 | 2050 | 1 | per Home | 0 | 1 | 7 | IA TRM Version 6 | 4.2268 | 3.874% | IA TRM Version 6: Residential Water Heater Wrap; RTFStandardInformationWorkbook_v4_5 | 0 | IA TRM Version 6: Residential Water Heater Wrap; RTFStandardInformationWorkbook_v4_5 | 0 | Full | 0 | 0 | 0 | 59.2054 | 0 | 0 | 0 | IA TRM Version 6: Residential Water Heater Wrap | IA TRM Version 6: Residential Water Heater Wrap |  | 100% | 48.72% | 100% | 1 | 0 | 0 | No applicable non-energy benefitsIncludes PSE NEI data where applicable. | No applicable non-energy benefits | System | System
Snohomish County | Multifamily | Water Heat GT 55 Gal | New | Water Heater Tank Wrap | Add R-10 Tank Wrap | No Tank Wrap | 2024 | 2050 | 1 | per Home | 0 | 1 | 7 | IA TRM Version 6 | 4.2268 | 3.874% | IA TRM Version 6: Residential Water Heater Wrap; RTFStandardInformationWorkbook_v4_5 | 0 | IA TRM Version 6: Residential Water Heater Wrap; RTFStandardInformationWorkbook_v4_5 | 0 | Full | 0 | 0 | 0 | 59.2054 | 0 | 0 | 0 | IA TRM Version 6: Residential Water Heater Wrap | IA TRM Version 6: Residential Water Heater Wrap |  | 100% | 48.72% | 100% | 1 | 0 | 0 | No applicable non-energy benefitsIncludes PSE NEI data where applicable. | No applicable non-energy benefits | System | System
Snohomish County | Multifamily - Highly Impacted | Water Heat LE 55 Gal | Existing | Water Heater Tank Wrap | Add R-10 Tank Wrap | No Tank Wrap | 2024 | 2050 | 1 | per Home | 0 | 1 | 7 | IA TRM Version 6 | 4.1018 | 2.835% | IA TRM Version 6: Residential Water Heater Wrap; RTFStandardInformationWorkbook_v4_5 | 0 | IA TRM Version 6: Residential Water Heater Wrap; RTFStandardInformationWorkbook_v4_5 | 0 | Full | 0 | 0 | 0 | 59.2054 | 0 | 0 | 0 | IA TRM Version 6: Residential Water Heater Wrap | IA TRM Version 6: Residential Water Heater Wrap |  | 100% | 23.75% | 100% | 1 | 0 | 0 | No applicable non-energy benefitsIncludes PSE NEI data where applicable. | No applicable non-energy benefits | System | System
Snohomish County | Multifamily - Highly Impacted | Water Heat LE 55 Gal | New | Water Heater Tank Wrap | Add R-10 Tank Wrap | No Tank Wrap | 2024 | 2050 | 1 | per Home | 0 | 1 | 7 | IA TRM Version 6 | 4.1018 | 2.941% | IA TRM Version 6: Residential Water Heater Wrap; RTFStandardInformationWorkbook_v4_5 | 0 | IA TRM Version 6: Residential Water Heater Wrap; RTFStandardInformationWorkbook_v4_5 | 0 | Full | 0 | 0 | 0 | 59.2054 | 0 | 0 | 0 | IA TRM Version 6: Residential Water Heater Wrap | IA TRM Version 6: Residential Water Heater Wrap |  | 100% | 23.75% | 100% | 1 | 0 | 0 | No applicable non-energy benefitsIncludes PSE NEI data where applicable. | No applicable non-energy benefits | System | System
Snohomish County | Multifamily - Highly Impacted | Water Heat GT 55 Gal | Existing | Water Heater Tank Wrap | Add R-10 Tank Wrap | No Tank Wrap | 2024 | 2050 | 1 | per Home | 0 | 1 | 7 | IA TRM Version 6 | 4.2268 | 3.441% | IA TRM Version 6: Residential Water Heater Wrap; RTFStandardInformationWorkbook_v4_5 | 0 | IA TRM Version 6: Residential Water Heater Wrap; RTFStandardInformationWorkbook_v4_5 | 0 | Full | 0 | 0 | 0 | 59.2054 | 0 | 0 | 0 | IA TRM Version 6: Residential Water Heater Wrap | IA TRM Version 6: Residential Water Heater Wrap |  | 100% | 23.75% | 100% | 1 | 0 | 0 | No applicable non-energy benefitsIncludes PSE NEI data where applicable. | No applicable non-energy benefits | System | System
Snohomish County | Multifamily - Highly Impacted | Water Heat GT 55 Gal | New | Water Heater Tank Wrap | Add R-10 Tank Wrap | No Tank Wrap | 2024 | 2050 | 1 | per Home | 0 | 1 | 7 | IA TRM Version 6 | 4.2268 | 3.441% | IA TRM Version 6: Residential Water Heater Wrap; RTFStandardInformationWorkbook_v4_5 | 0 | IA TRM Version 6: Residential Water Heater Wrap; RTFStandardInformationWorkbook_v4_5 | 0 | Full | 0 | 0 | 0 | 59.2054 | 0 | 0 | 0 | IA TRM Version 6: Residential Water Heater Wrap | IA TRM Version 6: Residential Water Heater Wrap |  | 100% | 23.75% | 100% | 1 | 0 | 0 | No applicable non-energy benefitsIncludes PSE NEI data where applicable. | No applicable non-energy benefits | System | System
Snohomish County | Manufactured | Water Heat LE 55 Gal | Existing | Water Heater Tank Wrap | Add R-10 Tank Wrap | No Tank Wrap | 2024 | 2050 | 1 | per Home | 0 | 1 | 7 | IA TRM Version 6 | 4.1018 | 2.557% | IA TRM Version 6: Residential Water Heater Wrap; RTFStandardInformationWorkbook_v4_5 | 0 | IA TRM Version 6: Residential Water Heater Wrap; RTFStandardInformationWorkbook_v4_5 | 0 | Full | 0 | 0 | 0 | 59.2054 | 0 | 0 | 0 | IA TRM Version 6: Residential Water Heater Wrap | IA TRM Version 6: Residential Water Heater Wrap |  | 100% | 44.71% | 100% | 1 | 0 | 0 | No applicable non-energy benefitsIncludes PSE NEI data where applicable. | No applicable non-energy benefits | System | System
Snohomish County | Manufactured | Water Heat LE 55 Gal | New | Water Heater Tank Wrap | Add R-10 Tank Wrap | No Tank Wrap | 2024 | 2050 | 1 | per Home | 0 | 1 | 7 | IA TRM Version 6 | 4.1018 | 2.653% | IA TRM Version 6: Residential Water Heater Wrap; RTFStandardInformationWorkbook_v4_5 | 0 | IA TRM Version 6: Residential Water Heater Wrap; RTFStandardInformationWorkbook_v4_5 | 0 | Full | 0 | 0 | 0 | 59.2054 | 0 | 0 | 0 | IA TRM Version 6: Residential Water Heater Wrap | IA TRM Version 6: Residential Water Heater Wrap |  | 100% | 44.71% | 100% | 1 | 0 | 0 | No applicable non-energy benefitsIncludes PSE NEI data where applicable. | No applicable non-energy benefits | System | System
Snohomish County | Manufactured | Water Heat GT 55 Gal | Existing | Water Heater Tank Wrap | Add R-10 Tank Wrap | No Tank Wrap | 2024 | 2050 | 1 | per Home | 0 | 1 | 7 | IA TRM Version 6 | 4.2268 | 3.104% | IA TRM Version 6: Residential Water Heater Wrap; RTFStandardInformationWorkbook_v4_5 | 0 | IA TRM Version 6: Residential Water Heater Wrap; RTFStandardInformationWorkbook_v4_5 | 0 | Full | 0 | 0 | 0 | 59.2054 | 0 | 0 | 0 | IA TRM Version 6: Residential Water Heater Wrap | IA TRM Version 6: Residential Water Heater Wrap |  | 100% | 44.71% | 100% | 1 | 0 | 0 | No applicable non-energy benefitsIncludes PSE NEI data where applicable. | No applicable non-energy benefits | System | System
Snohomish County | Manufactured | Water Heat GT 55 Gal | New | Water Heater Tank Wrap | Add R-10 Tank Wrap | No Tank Wrap | 2024 | 2050 | 1 | per Home | 0 | 1 | 7 | IA TRM Version 6 | 4.2268 | 3.104% | IA TRM Version 6: Residential Water Heater Wrap; RTFStandardInformationWorkbook_v4_5 | 0 | IA TRM Version 6: Residential Water Heater Wrap; RTFStandardInformationWorkbook_v4_5 | 0 | Full | 0 | 0 | 0 | 59.2054 | 0 | 0 | 0 | IA TRM Version 6: Residential Water Heater Wrap | IA TRM Version 6: Residential Water Heater Wrap |  | 100% | 44.71% | 100% | 1 | 0 | 0 | No applicable non-energy benefitsIncludes PSE NEI data where applicable. | No applicable non-energy benefits | System | System
Snohomish County | Manufactured - Highly Impacted | Water Heat LE 55 Gal | Existing | Water Heater Tank Wrap | Add R-10 Tank Wrap | No Tank Wrap | 2024 | 2050 | 1 | per Home | 0 | 1 | 7 | IA TRM Version 6 | 4.1018 | 2.999% | IA TRM Version 6: Residential Water Heater Wrap; RTFStandardInformationWorkbook_v4_5 | 0 | IA TRM Version 6: Residential Water Heater Wrap; RTFStandardInformationWorkbook_v4_5 | 0 | Full | 0 | 0 | 0 | 59.2054 | 0 | 0 | 0 | IA TRM Version 6: Residential Water Heater Wrap | IA TRM Version 6: Residential Water Heater Wrap |  | 100% | 44.71% | 100% | 1 | 0 | 0 | No applicable non-energy benefitsIncludes PSE NEI data where applicable. | No applicable non-energy benefits | System | System
Snohomish County | Manufactured - Highly Impacted | Water Heat LE 55 Gal | New | Water Heater Tank Wrap | Add R-10 Tank Wrap | No Tank Wrap | 2024 | 2050 | 1 | per Home | 0 | 1 | 7 | IA TRM Version 6 | 4.1018 | 3.111% | IA TRM Version 6: Residential Water Heater Wrap; RTFStandardInformationWorkbook_v4_5 | 0 | IA TRM Version 6: Residential Water Heater Wrap; RTFStandardInformationWorkbook_v4_5 | 0 | Full | 0 | 0 | 0 | 59.2054 | 0 | 0 | 0 | IA TRM Version 6: Residential Water Heater Wrap | IA TRM Version 6: Residential Water Heater Wrap |  | 100% | 44.71% | 100% | 1 | 0 | 0 | No applicable non-energy benefitsIncludes PSE NEI data where applicable. | No applicable non-energy benefits | System | System
Snohomish County | Manufactured - Highly Impacted | Water Heat GT 55 Gal | Existing | Water Heater Tank Wrap | Add R-10 Tank Wrap | No Tank Wrap | 2024 | 2050 | 1 | per Home | 0 | 1 | 7 | IA TRM Version 6 | 4.2268 | 3.64% | IA TRM Version 6: Residential Water Heater Wrap; RTFStandardInformationWorkbook_v4_5 | 0 | IA TRM Version 6: Residential Water Heater Wrap; RTFStandardInformationWorkbook_v4_5 | 0 | Full | 0 | 0 | 0 | 59.2054 | 0 | 0 | 0 | IA TRM Version 6: Residential Water Heater Wrap | IA TRM Version 6: Residential Water Heater Wrap |  | 100% | 44.71% | 100% | 1 | 0 | 0 | No applicable non-energy benefitsIncludes PSE NEI data where applicable. | No applicable non-energy benefits | System | System
Snohomish County | Manufactured - Highly Impacted | Water Heat GT 55 Gal | New | Water Heater Tank Wrap | Add R-10 Tank Wrap | No Tank Wrap | 2024 | 2050 | 1 | per Home | 0 | 1 | 7 | IA TRM Version 6 | 4.2268 | 3.64% | IA TRM Version 6: Residential Water Heater Wrap; RTFStandardInformationWorkbook_v4_5 | 0 | IA TRM Version 6: Residential Water Heater Wrap; RTFStandardInformationWorkbook_v4_5 | 0 | Full | 0 | 0 | 0 | 59.2054 | 0 | 0 | 0 | IA TRM Version 6: Residential Water Heater Wrap | IA TRM Version 6: Residential Water Heater Wrap |  | 100% | 44.71% | 100% | 1 | 0 | 0 | No applicable non-energy benefitsIncludes PSE NEI data where applicable. | No applicable non-energy benefits | System | System
Snohomish County | Single Family | Heat Central Gas Boiler | Existing | Door Air Sealing - Door Sweeps and Weather Stripping | Add Door Sweeps and Weather Stripping | No Door Sweeps and Weather Stripping | 2024 | 2050 | 2.111 | per Home | 0 | 1 | 5 | ResDoorSweep_v1_1 (assuming same EUL for weatherstrip; engineering judgement) | 16.3744 | 2.533% | RTF ResDoorSweep_v1_1; PA TRM 2021 | 8.5555 | RTF ResDoorSweep_v1_1; PA TRM 2021 | 0 | Full | 0 | 0 | 0 | 84.0202 | 0 | 0 | 0 | ResDoorSweep_v1_1; RSMeans online | ResDoorSweep_v1_1; RSMeans online |  | 100% | 51.88% | 15% | 1 | 0 | 0.77169 | No applicable non-energy benefitsIncludes PSE NEI data where applicable. | No applicable non-energy benefits | System | System
Snohomish County | Single Family | Heat Central Gas Furnace | Existing | Door Air Sealing - Door Sweeps and Weather Stripping | Add Door Sweeps and Weather Stripping | No Door Sweeps and Weather Stripping | 2024 | 2050 | 2.111 | per Home | 0 | 1 | 5 | ResDoorSweep_v1_1 (assuming same EUL for weatherstrip; engineering judgement) | 17.1931 | 3.606% | RTF ResDoorSweep_v1_1; PA TRM 2021 | 23.9595 | RTF ResDoorSweep_v1_1; PA TRM 2021 | 0 | Full | 0 | 0 | 0 | 84.0202 | 0 | 0 | 0 | ResDoorSweep_v1_1; RSMeans online | ResDoorSweep_v1_1; RSMeans online |  | 100% | 51.88% | 15% | 1 | 0 | 0.81027 | No applicable non-energy benefitsIncludes PSE NEI data where applicable. | No applicable non-energy benefits | System | System
Snohomish County | Single Family | Heat Room Gas | Existing | Door Air Sealing - Door Sweeps and Weather Stripping | Add Door Sweeps and Weather Stripping | No Door Sweeps and Weather Stripping | 2024 | 2050 | 2.111 | per Home | 0 | 1 | 5 | ResDoorSweep_v1_1 (assuming same EUL for weatherstrip; engineering judgement) | 18.3393 | 3.75% | RTF ResDoorSweep_v1_1; PA TRM 2021 | 8.1878 | RTF ResDoorSweep_v1_1; PA TRM 2021 | 0 | Full | 0 | 0 | 0 | 84.0202 | 0 | 0 | 0 | ResDoorSweep_v1_1; RSMeans online | ResDoorSweep_v1_1; RSMeans online |  | 100% | 51.88% | 15% | 1 | 0 | 0.86429 | No applicable non-energy benefitsIncludes PSE NEI data where applicable. | No applicable non-energy benefits | System | System
Snohomish County | Single Family - Highly Impacted | Heat Central Gas Boiler | Existing | Door Air Sealing - Door Sweeps and Weather Stripping | Add Door Sweeps and Weather Stripping | No Door Sweeps and Weather Stripping | 2024 | 2050 | 1.5185 | per Home | 0 | 1 | 5 | ResDoorSweep_v1_1 (assuming same EUL for weatherstrip; engineering judgement) | 11.7787 | 2.533% | RTF ResDoorSweep_v1_1; PA TRM 2021 | 6.1543 | RTF ResDoorSweep_v1_1; PA TRM 2021 | 0 | Full | 0 | 0 | 0 | 60.4387 | 0 | 0 | 0 | ResDoorSweep_v1_1; RSMeans online | ResDoorSweep_v1_1; RSMeans online |  | 100% | 51.88% | 15% | 1 | 0 | 0.77169 | No applicable non-energy benefitsIncludes PSE NEI data where applicable. | No applicable non-energy benefits | System | System
Snohomish County | Single Family - Highly Impacted | Heat Central Gas Furnace | Existing | Door Air Sealing - Door Sweeps and Weather Stripping | Add Door Sweeps and Weather Stripping | No Door Sweeps and Weather Stripping | 2024 | 2050 | 1.5185 | per Home | 0 | 1 | 5 | ResDoorSweep_v1_1 (assuming same EUL for weatherstrip; engineering judgement) | 12.3676 | 3.606% | RTF ResDoorSweep_v1_1; PA TRM 2021 | 11.3557 | RTF ResDoorSweep_v1_1; PA TRM 2021 | 0 | Full | 0 | 0 | 0 | 60.4387 | 0 | 0 | 0 | ResDoorSweep_v1_1; RSMeans online | ResDoorSweep_v1_1; RSMeans online |  | 100% | 51.88% | 15% | 1 | 0 | 0.81027 | No applicable non-energy benefitsIncludes PSE NEI data where applicable. | No applicable non-energy benefits | System | System
Snohomish County | Single Family - Highly Impacted | Heat Room Gas | Existing | Door Air Sealing - Door Sweeps and Weather Stripping | Add Door Sweeps and Weather Stripping | No Door Sweeps and Weather Stripping | 2024 | 2050 | 1.5185 | per Home | 0 | 1 | 5 | ResDoorSweep_v1_1 (assuming same EUL for weatherstrip; engineering judgement) | 13.1921 | 3.75% | RTF ResDoorSweep_v1_1; PA TRM 2021 | 2.3961 | RTF ResDoorSweep_v1_1; PA TRM 2021 | 0 | Full | 0 | 0 | 0 | 60.4387 | 0 | 0 | 0 | ResDoorSweep_v1_1; RSMeans online | ResDoorSweep_v1_1; RSMeans online |  | 100% | 51.88% | 15% | 1 | 0 | 0.86429 | No applicable non-energy benefitsIncludes PSE NEI data where applicable. | No applicable non-energy benefits | System | System
Snohomish County | Multifamily | Heat Central Gas Boiler | Existing | Door Air Sealing - Door Sweeps and Weather Stripping | Add Door Sweeps and Weather Stripping | No Door Sweeps and Weather Stripping | 2024 | 2050 | 0.93215 | per Home | 0 | 1 | 5 | ResDoorSweep_v1_1 (assuming same EUL for weatherstrip; engineering judgement) | 7.2305 | 1.696% | RTF ResDoorSweep_v1_1; PA TRM 2021 | 1.7127 | RTF ResDoorSweep_v1_1; PA TRM 2021 | 0 | Full | 0 | 0 | 0 | 37.101 | 0 | 0 | 0 | ResDoorSweep_v1_1; RSMeans online | ResDoorSweep_v1_1; RSMeans online |  | 100% | 25.94% | 15% | 1 | 0 | 0.77169 | No applicable non-energy benefitsIncludes PSE NEI data where applicable. | No applicable non-energy benefits | System | System
Snohomish County | Multifamily | Heat Central Gas Furnace | Existing | Door Air Sealing - Door Sweeps and Weather Stripping | Add Door Sweeps and Weather Stripping | No Door Sweeps and Weather Stripping | 2024 | 2050 | 0.93215 | per Home | 0 | 1 | 5 | ResDoorSweep_v1_1 (assuming same EUL for weatherstrip; engineering judgement) | 7.592 | 2.415% | RTF ResDoorSweep_v1_1; PA TRM 2021 | 13.7895 | RTF ResDoorSweep_v1_1; PA TRM 2021 | 0 | Full | 0 | 0 | 0 | 37.101 | 0 | 0 | 0 | ResDoorSweep_v1_1; RSMeans online | ResDoorSweep_v1_1; RSMeans online |  | 100% | 25.94% | 15% | 1 | 0 | 0.81027 | No applicable non-energy benefitsIncludes PSE NEI data where applicable. | No applicable non-energy benefits | System | System
Snohomish County | Multifamily | Heat Room Gas | Existing | Door Air Sealing - Door Sweeps and Weather Stripping | Add Door Sweeps and Weather Stripping | No Door Sweeps and Weather Stripping | 2024 | 2050 | 0.93215 | per Home | 0 | 1 | 5 | ResDoorSweep_v1_1 (assuming same EUL for weatherstrip; engineering judgement) | 8.0981 | 2.511% | RTF ResDoorSweep_v1_1; PA TRM 2021 | 4.0309 | RTF ResDoorSweep_v1_1; PA TRM 2021 | 0 | Full | 0 | 0 | 0 | 37.101 | 0 | 0 | 0 | ResDoorSweep_v1_1; RSMeans online | ResDoorSweep_v1_1; RSMeans online |  | 100% | 25.94% | 15% | 1 | 0 | 0.86429 | No applicable non-energy benefitsIncludes PSE NEI data where applicable. | No applicable non-energy benefits | System | System
Snohomish County | Multifamily - Highly Impacted | Heat Central Gas Boiler | Existing | Door Air Sealing - Door Sweeps and Weather Stripping | Add Door Sweeps and Weather Stripping | No Door Sweeps and Weather Stripping | 2024 | 2050 | 0.79116 | per Home | 0 | 1 | 5 | ResDoorSweep_v1_1 (assuming same EUL for weatherstrip; engineering judgement) | 6.1369 | 1.696% | RTF ResDoorSweep_v1_1; PA TRM 2021 | 1.7152 | RTF ResDoorSweep_v1_1; PA TRM 2021 | 0 | Full | 0 | 0 | 0 | 31.4896 | 0 | 0 | 0 | ResDoorSweep_v1_1; RSMeans online | ResDoorSweep_v1_1; RSMeans online |  | 100% | 25.94% | 15% | 1 | 0 | 0.77169 | No applicable non-energy benefitsIncludes PSE NEI data where applicable. | No applicable non-energy benefits | System | System
Snohomish County | Multifamily - Highly Impacted | Heat Central Gas Furnace | Existing | Door Air Sealing - Door Sweeps and Weather Stripping | Add Door Sweeps and Weather Stripping | No Door Sweeps and Weather Stripping | 2024 | 2050 | 0.79116 | per Home | 0 | 1 | 5 | ResDoorSweep_v1_1 (assuming same EUL for weatherstrip; engineering judgement) | 6.4437 | 2.415% | RTF ResDoorSweep_v1_1; PA TRM 2021 | 4.3224 | RTF ResDoorSweep_v1_1; PA TRM 2021 | 0 | Full | 0 | 0 | 0 | 31.4896 | 0 | 0 | 0 | ResDoorSweep_v1_1; RSMeans online | ResDoorSweep_v1_1; RSMeans online |  | 100% | 25.94% | 15% | 1 | 0 | 0.81027 | No applicable non-energy benefitsIncludes PSE NEI data where applicable. | No applicable non-energy benefits | System | System
Snohomish County | Multifamily - Highly Impacted | Heat Room Gas | Existing | Door Air Sealing - Door Sweeps and Weather Stripping | Add Door Sweeps and Weather Stripping | No Door Sweeps and Weather Stripping | 2024 | 2050 | 0.79116 | per Home | 0 | 1 | 5 | ResDoorSweep_v1_1 (assuming same EUL for weatherstrip; engineering judgement) | 6.8733 | 2.511% | RTF ResDoorSweep_v1_1; PA TRM 2021 | 0.85761 | RTF ResDoorSweep_v1_1; PA TRM 2021 | 0 | Full | 0 | 0 | 0 | 31.4896 | 0 | 0 | 0 | ResDoorSweep_v1_1; RSMeans online | ResDoorSweep_v1_1; RSMeans online |  | 100% | 25.94% | 15% | 1 | 0 | 0.86429 | No applicable non-energy benefitsIncludes PSE NEI data where applicable. | No applicable non-energy benefits | System | System
Snohomish County | Manufactured | Heat Central Gas Boiler | Existing | Door Air Sealing - Door Sweeps and Weather Stripping | Add Door Sweeps and Weather Stripping | No Door Sweeps and Weather Stripping | 2024 | 2050 | 1.8323 | per Home | 0 | 1 | 5 | ResDoorSweep_v1_1 (assuming same EUL for weatherstrip; engineering judgement) | 14.213 | 2.435% | RTF ResDoorSweep_v1_1; PA TRM 2021 | 6.8643 | RTF ResDoorSweep_v1_1; PA TRM 2021 | 0 | Full | 0 | 0 | 0 | 72.93 | 0 | 0 | 0 | ResDoorSweep_v1_1; RSMeans online | ResDoorSweep_v1_1; RSMeans online |  | 100% | 31.87% | 15% | 1 | 0 | 0.77169 | No applicable non-energy benefitsIncludes PSE NEI data where applicable. | No applicable non-energy benefits | System | System
Snohomish County | Manufactured | Heat Central Gas Furnace | Existing | Door Air Sealing - Door Sweeps and Weather Stripping | Add Door Sweeps and Weather Stripping | No Door Sweeps and Weather Stripping | 2024 | 2050 | 1.8323 | per Home | 0 | 1 | 5 | ResDoorSweep_v1_1 (assuming same EUL for weatherstrip; engineering judgement) | 14.9237 | 3.467% | RTF ResDoorSweep_v1_1; PA TRM 2021 | 21.8203 | RTF ResDoorSweep_v1_1; PA TRM 2021 | 0 | Full | 0 | 0 | 0 | 72.93 | 0 | 0 | 0 | ResDoorSweep_v1_1; RSMeans online | ResDoorSweep_v1_1; RSMeans online |  | 100% | 31.87% | 15% | 1 | 0 | 0.81027 | No applicable non-energy benefitsIncludes PSE NEI data where applicable. | No applicable non-energy benefits | System | System
Snohomish County | Manufactured | Heat Room Gas | Existing | Door Air Sealing - Door Sweeps and Weather Stripping | Add Door Sweeps and Weather Stripping | No Door Sweeps and Weather Stripping | 2024 | 2050 | 1.8323 | per Home | 0 | 1 | 5 | ResDoorSweep_v1_1 (assuming same EUL for weatherstrip; engineering judgement) | 15.9186 | 3.605% | RTF ResDoorSweep_v1_1; PA TRM 2021 | 6.392 | RTF ResDoorSweep_v1_1; PA TRM 2021 | 0 | Full | 0 | 0 | 0 | 72.93 | 0 | 0 | 0 | ResDoorSweep_v1_1; RSMeans online | ResDoorSweep_v1_1; RSMeans online |  | 100% | 31.87% | 15% | 1 | 0 | 0.86429 | No applicable non-energy benefitsIncludes PSE NEI data where applicable. | No applicable non-energy benefits | System | System
Snohomish County | Manufactured - Highly Impacted | Heat Central Gas Boiler | Existing | Door Air Sealing - Door Sweeps and Weather Stripping | Add Door Sweeps and Weather Stripping | No Door Sweeps and Weather Stripping | 2024 | 2050 | 1.4206 | per Home | 0 | 1 | 5 | ResDoorSweep_v1_1 (assuming same EUL for weatherstrip; engineering judgement) | 11.0192 | 2.435% | RTF ResDoorSweep_v1_1; PA TRM 2021 | 5.3218 | RTF ResDoorSweep_v1_1; PA TRM 2021 | 0 | Full | 0 | 0 | 0 | 56.5415 | 0 | 0 | 0 | ResDoorSweep_v1_1; RSMeans online | ResDoorSweep_v1_1; RSMeans online |  | 100% | 31.87% | 15% | 1 | 0 | 0.77169 | No applicable non-energy benefitsIncludes PSE NEI data where applicable. | No applicable non-energy benefits | System | System
Snohomish County | Manufactured - Highly Impacted | Heat Central Gas Furnace | Existing | Door Air Sealing - Door Sweeps and Weather Stripping | Add Door Sweeps and Weather Stripping | No Door Sweeps and Weather Stripping | 2024 | 2050 | 1.4206 | per Home | 0 | 1 | 5 | ResDoorSweep_v1_1 (assuming same EUL for weatherstrip; engineering judgement) | 11.5701 | 3.467% | RTF ResDoorSweep_v1_1; PA TRM 2021 | 15.9085 | RTF ResDoorSweep_v1_1; PA TRM 2021 | 0 | Full | 0 | 0 | 0 | 56.5415 | 0 | 0 | 0 | ResDoorSweep_v1_1; RSMeans online | ResDoorSweep_v1_1; RSMeans online |  | 100% | 31.87% | 15% | 1 | 0 | 0.81027 | No applicable non-energy benefitsIncludes PSE NEI data where applicable. | No applicable non-energy benefits | System | System
Snohomish County | Manufactured - Highly Impacted | Heat Room Gas | Existing | Door Air Sealing - Door Sweeps and Weather Stripping | Add Door Sweeps and Weather Stripping | No Door Sweeps and Weather Stripping | 2024 | 2050 | 1.4206 | per Home | 0 | 1 | 5 | ResDoorSweep_v1_1 (assuming same EUL for weatherstrip; engineering judgement) | 12.3415 | 3.605% | RTF ResDoorSweep_v1_1; PA TRM 2021 | 4.9557 | RTF ResDoorSweep_v1_1; PA TRM 2021 | 0 | Full | 0 | 0 | 0 | 56.5415 | 0 | 0 | 0 | ResDoorSweep_v1_1; RSMeans online | ResDoorSweep_v1_1; RSMeans online |  | 100% | 31.87% | 15% | 1 | 0 | 0.86429 | No applicable non-energy benefitsIncludes PSE NEI data where applicable. | No applicable non-energy benefits | System | System
Snohomish County | Single Family | Heat Central Gas Boiler | Existing | Steam Trap Repair | Steam Trap Repair | Existing Steam Trap with no Maintenance | 2024 | 2050 | 1 | per Home | 0 | 1 | 6 | New York Standard Approach for Estimating Energy Savings from Energy Efficiency Programs (NY TRM), v9, Appendix P | 43.8959 | 6.79% | NY TRM v9; IA TRM v6 | 0 | NY TRM v9; IA TRM v6 | 0 | Full | 0 | 0 | 0 | 180.6785 | 0 | 0 | 0 | IA TRM v6; IL TRM v10 | IA TRM v6; IL TRM v10 |  | 100% | 10% | 100% | 1 | 0 | 0 | No applicable non-energy benefitsIncludes PSE NEI data where applicable. | No applicable non-energy benefits | System | System
Snohomish County | Single Family - Highly Impacted | Heat Central Gas Boiler | Existing | Steam Trap Repair | Steam Trap Repair | Existing Steam Trap with no Maintenance | 2024 | 2050 | 1 | per Home | 0 | 1 | 6 | New York Standard Approach for Estimating Energy Savings from Energy Efficiency Programs (NY TRM), v9, Appendix P | 31.5759 | 6.79% | NY TRM v9; IA TRM v6 | 0 | NY TRM v9; IA TRM v6 | 0 | Full | 0 | 0 | 0 | 180.6785 | 0 | 0 | 0 | IA TRM v6; IL TRM v10 | IA TRM v6; IL TRM v10 |  | 100% | 10% | 100% | 1 | 0 | 0 | No applicable non-energy benefitsIncludes PSE NEI data where applicable. | No applicable non-energy benefits | System | System
Snohomish County | Multifamily | Heat Central Gas Boiler | Existing | Steam Trap Repair | Steam Trap Repair | Existing Steam Trap with no Maintenance | 2024 | 2050 | 1 | per Home | 0 | 1 | 6 | New York Standard Approach for Estimating Energy Savings from Energy Efficiency Programs (NY TRM), v9, Appendix P | 28.9469 | 6.79% | NY TRM v9; IA TRM v6 | 0 | NY TRM v9; IA TRM v6 | 0 | Full | 0 | 0 | 0 | 180.6785 | 0 | 0 | 0 | IA TRM v6; IL TRM v10 | IA TRM v6; IL TRM v10 |  | 100% | 10% | 100% | 1 | 0 | 0 | No applicable non-energy benefitsIncludes PSE NEI data where applicable. | No applicable non-energy benefits | System | System
Snohomish County | Multifamily - Highly Impacted | Heat Central Gas Boiler | Existing | Steam Trap Repair | Steam Trap Repair | Existing Steam Trap with no Maintenance | 2024 | 2050 | 1 | per Home | 0 | 1 | 6 | New York Standard Approach for Estimating Energy Savings from Energy Efficiency Programs (NY TRM), v9, Appendix P | 24.5688 | 6.79% | NY TRM v9; IA TRM v6 | 0 | NY TRM v9; IA TRM v6 | 0 | Full | 0 | 0 | 0 | 180.6785 | 0 | 0 | 0 | IA TRM v6; IL TRM v10 | IA TRM v6; IL TRM v10 |  | 100% | 10% | 100% | 1 | 0 | 0 | No applicable non-energy benefitsIncludes PSE NEI data where applicable. | No applicable non-energy benefits | System | System
Snohomish County | Manufactured | Heat Central Gas Boiler | Existing | Steam Trap Repair | Steam Trap Repair | Existing Steam Trap with no Maintenance | 2024 | 2050 | 1 | per Home | 0 | 1 | 6 | New York Standard Approach for Estimating Energy Savings from Energy Efficiency Programs (NY TRM), v9, Appendix P | 39.6361 | 6.79% | NY TRM v9; IA TRM v6 | 0 | NY TRM v9; IA TRM v6 | 0 | Full | 0 | 0 | 0 | 180.6785 | 0 | 0 | 0 | IA TRM v6; IL TRM v10 | IA TRM v6; IL TRM v10 |  | 100% | 10% | 100% | 1 | 0 | 0 | No applicable non-energy benefitsIncludes PSE NEI data where applicable. | No applicable non-energy benefits | System | System
Snohomish County | Manufactured - Highly Impacted | Heat Central Gas Boiler | Existing | Steam Trap Repair | Steam Trap Repair | Existing Steam Trap with no Maintenance | 2024 | 2050 | 1 | per Home | 0 | 1 | 6 | New York Standard Approach for Estimating Energy Savings from Energy Efficiency Programs (NY TRM), v9, Appendix P | 30.7293 | 6.79% | NY TRM v9; IA TRM v6 | 0 | NY TRM v9; IA TRM v6 | 0 | Full | 0 | 0 | 0 | 180.6785 | 0 | 0 | 0 | IA TRM v6; IL TRM v10 | IA TRM v6; IL TRM v10 |  | 100% | 10% | 100% | 1 | 0 | 0 | No applicable non-energy benefitsIncludes PSE NEI data where applicable. | No applicable non-energy benefits | System | System
Snohomish County | Single Family | Heat Central Gas Boiler | Existing | Pipe Insulation - Boiler - Code | R-4 Pipe Insulation | Average Existing Pipe Insulation | 2024 | 2050 | 6.4955 | per Home | 0 | 1 | 15 | WI Focus on Energy 2021 TRM. Pipe Insulation, Multifamily. Page 1121. | 32.6981 | 5.058% | Savings methodology based on the WI Focus on Energy 2020 TRM. Pipe Insulation, Multifamily. Page 889. And 3E Plus Simulations https://insulationinstitute.org/tools-resources/free-3e-plus/ | 0 | Savings methodology based on the WI Focus on Energy 2020 TRM. Pipe Insulation, Multifamily. Page 889. And 3E Plus Simulations https://insulationinstitute.org/tools-resources/free-3e-plus/ | 0 | Full | 0 | 0 | 0 | 77.7263 | 0 | 0 | 0 | Full cost, default cost of zero | Based on the WI Focus on Energy 2020 TRM. Pipe Insulation, Multifamily. Page 889. |  | 100% | 10% | 100% | 1 | 0 | 0 | No applicable non-energy benefitsIncludes PSE NEI data where applicable. | No applicable non-energy benefits | System | System
Snohomish County | Single Family - Highly Impacted | Heat Central Gas Boiler | Existing | Pipe Insulation - Boiler - Code | R-4 Pipe Insulation | Average Existing Pipe Insulation | 2024 | 2050 | 6.4955 | per Home | 0 | 1 | 15 | WI Focus on Energy 2021 TRM. Pipe Insulation, Multifamily. Page 1121. | 23.5209 | 5.058% | Savings methodology based on the WI Focus on Energy 2020 TRM. Pipe Insulation, Multifamily. Page 889. And 3E Plus Simulations https://insulationinstitute.org/tools-resources/free-3e-plus/ | 0 | Savings methodology based on the WI Focus on Energy 2020 TRM. Pipe Insulation, Multifamily. Page 889. And 3E Plus Simulations https://insulationinstitute.org/tools-resources/free-3e-plus/ | 0 | Full | 0 | 0 | 0 | 77.7263 | 0 | 0 | 0 | Full cost, default cost of zero | Based on the WI Focus on Energy 2020 TRM. Pipe Insulation, Multifamily. Page 889. |  | 100% | 10% | 100% | 1 | 0 | 0 | No applicable non-energy benefitsIncludes PSE NEI data where applicable. | No applicable non-energy benefits | System | System
Snohomish County | Multifamily | Heat Central Gas Boiler | Existing | Pipe Insulation - Boiler - Code | R-4 Pipe Insulation | Average Existing Pipe Insulation | 2024 | 2050 | 6.4955 | per Home | 0 | 1 | 15 | WI Focus on Energy 2021 TRM. Pipe Insulation, Multifamily. Page 1121. | 21.5626 | 5.058% | Savings methodology based on the WI Focus on Energy 2020 TRM. Pipe Insulation, Multifamily. Page 889. And 3E Plus Simulations https://insulationinstitute.org/tools-resources/free-3e-plus/ | 0 | Savings methodology based on the WI Focus on Energy 2020 TRM. Pipe Insulation, Multifamily. Page 889. And 3E Plus Simulations https://insulationinstitute.org/tools-resources/free-3e-plus/ | 0 | Full | 0 | 0 | 0 | 77.7263 | 0 | 0 | 0 | Full cost, default cost of zero | Based on the WI Focus on Energy 2020 TRM. Pipe Insulation, Multifamily. Page 889. |  | 100% | 10% | 100% | 1 | 0 | 0 | No applicable non-energy benefitsIncludes PSE NEI data where applicable. | No applicable non-energy benefits | System | System
Snohomish County | Multifamily - Highly Impacted | Heat Central Gas Boiler | Existing | Pipe Insulation - Boiler - Code | R-4 Pipe Insulation | Average Existing Pipe Insulation | 2024 | 2050 | 6.4955 | per Home | 0 | 1 | 15 | WI Focus on Energy 2021 TRM. Pipe Insulation, Multifamily. Page 1121. | 18.3013 | 5.058% | Savings methodology based on the WI Focus on Energy 2020 TRM. Pipe Insulation, Multifamily. Page 889. And 3E Plus Simulations https://insulationinstitute.org/tools-resources/free-3e-plus/ | 0 | Savings methodology based on the WI Focus on Energy 2020 TRM. Pipe Insulation, Multifamily. Page 889. And 3E Plus Simulations https://insulationinstitute.org/tools-resources/free-3e-plus/ | 0 | Full | 0 | 0 | 0 | 77.7263 | 0 | 0 | 0 | Full cost, default cost of zero | Based on the WI Focus on Energy 2020 TRM. Pipe Insulation, Multifamily. Page 889. |  | 100% | 10% | 100% | 1 | 0 | 0 | No applicable non-energy benefitsIncludes PSE NEI data where applicable. | No applicable non-energy benefits | System | System
Snohomish County | Manufactured | Heat Central Gas Boiler | Existing | Pipe Insulation - Boiler - Code | R-4 Pipe Insulation | Average Existing Pipe Insulation | 2024 | 2050 | 6.4955 | per Home | 0 | 1 | 15 | WI Focus on Energy 2021 TRM. Pipe Insulation, Multifamily. Page 1121. | 29.525 | 5.058% | Savings methodology based on the WI Focus on Energy 2020 TRM. Pipe Insulation, Multifamily. Page 889. And 3E Plus Simulations https://insulationinstitute.org/tools-resources/free-3e-plus/ | 0 | Savings methodology based on the WI Focus on Energy 2020 TRM. Pipe Insulation, Multifamily. Page 889. And 3E Plus Simulations https://insulationinstitute.org/tools-resources/free-3e-plus/ | 0 | Full | 0 | 0 | 0 | 77.7263 | 0 | 0 | 0 | Full cost, default cost of zero | Based on the WI Focus on Energy 2020 TRM. Pipe Insulation, Multifamily. Page 889. |  | 100% | 10% | 100% | 1 | 0 | 0 | No applicable non-energy benefitsIncludes PSE NEI data where applicable. | No applicable non-energy benefits | System | System
Snohomish County | Manufactured - Highly Impacted | Heat Central Gas Boiler | Existing | Pipe Insulation - Boiler - Code | R-4 Pipe Insulation | Average Existing Pipe Insulation | 2024 | 2050 | 6.4955 | per Home | 0 | 1 | 15 | WI Focus on Energy 2021 TRM. Pipe Insulation, Multifamily. Page 1121. | 22.8903 | 5.058% | Savings methodology based on the WI Focus on Energy 2020 TRM. Pipe Insulation, Multifamily. Page 889. And 3E Plus Simulations https://insulationinstitute.org/tools-resources/free-3e-plus/ | 0 | Savings methodology based on the WI Focus on Energy 2020 TRM. Pipe Insulation, Multifamily. Page 889. And 3E Plus Simulations https://insulationinstitute.org/tools-resources/free-3e-plus/ | 0 | Full | 0 | 0 | 0 | 77.7263 | 0 | 0 | 0 | Full cost, default cost of zero | Based on the WI Focus on Energy 2020 TRM. Pipe Insulation, Multifamily. Page 889. |  | 100% | 10% | 100% | 1 | 0 | 0 | No applicable non-energy benefitsIncludes PSE NEI data where applicable. | No applicable non-energy benefits | System | System
Snohomish County | Single Family | Heat Central Gas Boiler | Existing | Pipe Insulation - Boiler - Above Code | R-8 Pipe Insulation | R-4 Pipe Insulation | 2024 | 2050 | 6.4955 | per Home | 0 | 1 | 15 | WI Focus on Energy 2021 TRM. Pipe Insulation, Multifamily. Page 1121. | 2.5586 | 0.3958% | Savings methodology based on the WI Focus on Energy 2020 TRM. Pipe Insulation, Multifamily. Page 889. And 3E Plus Simulations https://insulationinstitute.org/tools-resources/free-3e-plus/ | 0 | Savings methodology based on the WI Focus on Energy 2020 TRM. Pipe Insulation, Multifamily. Page 889. And 3E Plus Simulations https://insulationinstitute.org/tools-resources/free-3e-plus/ | 0 | Full | 0 | 0 | 0 | 114.9357 | 0 | 0 | 0 | Full cost, default cost of zero | Based on the WI Focus on Energy 2020 TRM. Pipe Insulation, Multifamily. Page 889. |  | 100% | 60% | 100% | 1 | 0 | 0 | No applicable non-energy benefitsIncludes PSE NEI data where applicable. | No applicable non-energy benefits | System | System
Snohomish County | Single Family | Heat Central Gas Boiler | New | Pipe Insulation - Boiler - Above Code | R-8 Pipe Insulation | R-4 Pipe Insulation | 2024 | 2050 | 6.4955 | per Home | 0 | 1 | 15 | WI Focus on Energy 2021 TRM. Pipe Insulation, Multifamily. Page 1121. | 1.589 | 0.3958% | Savings methodology based on the WI Focus on Energy 2020 TRM. Pipe Insulation, Multifamily. Page 889. And 3E Plus Simulations https://insulationinstitute.org/tools-resources/free-3e-plus/ | 0 | Savings methodology based on the WI Focus on Energy 2020 TRM. Pipe Insulation, Multifamily. Page 889. And 3E Plus Simulations https://insulationinstitute.org/tools-resources/free-3e-plus/ | 0 | Full | 0 | 0 | 0 | 114.9357 | 0 | 0 | 0 | Full cost, default cost of zero | Based on the WI Focus on Energy 2020 TRM. Pipe Insulation, Multifamily. Page 889. |  | 100% | 60% | 100% | 1 | 0 | 0 | No applicable non-energy benefitsIncludes PSE NEI data where applicable. | No applicable non-energy benefits | System | System
Snohomish County | Single Family - Highly Impacted | Heat Central Gas Boiler | Existing | Pipe Insulation - Boiler - Above Code | R-8 Pipe Insulation | R-4 Pipe Insulation | 2024 | 2050 | 6.4955 | per Home | 0 | 1 | 15 | WI Focus on Energy 2021 TRM. Pipe Insulation, Multifamily. Page 1121. | 1.8405 | 0.3958% | Savings methodology based on the WI Focus on Energy 2020 TRM. Pipe Insulation, Multifamily. Page 889. And 3E Plus Simulations https://insulationinstitute.org/tools-resources/free-3e-plus/ | 0 | Savings methodology based on the WI Focus on Energy 2020 TRM. Pipe Insulation, Multifamily. Page 889. And 3E Plus Simulations https://insulationinstitute.org/tools-resources/free-3e-plus/ | 0 | Full | 0 | 0 | 0 | 114.9357 | 0 | 0 | 0 | Full cost, default cost of zero | Based on the WI Focus on Energy 2020 TRM. Pipe Insulation, Multifamily. Page 889. |  | 100% | 60% | 100% | 1 | 0 | 0 | No applicable non-energy benefitsIncludes PSE NEI data where applicable. | No applicable non-energy benefits | System | System
Snohomish County | Single Family - Highly Impacted | Heat Central Gas Boiler | New | Pipe Insulation - Boiler - Above Code | R-8 Pipe Insulation | R-4 Pipe Insulation | 2024 | 2050 | 6.4955 | per Home | 0 | 1 | 15 | WI Focus on Energy 2021 TRM. Pipe Insulation, Multifamily. Page 1121. | 1.143 | 0.3958% | Savings methodology based on the WI Focus on Energy 2020 TRM. Pipe Insulation, Multifamily. Page 889. And 3E Plus Simulations https://insulationinstitute.org/tools-resources/free-3e-plus/ | 0 | Savings methodology based on the WI Focus on Energy 2020 TRM. Pipe Insulation, Multifamily. Page 889. And 3E Plus Simulations https://insulationinstitute.org/tools-resources/free-3e-plus/ | 0 | Full | 0 | 0 | 0 | 114.9357 | 0 | 0 | 0 | Full cost, default cost of zero | Based on the WI Focus on Energy 2020 TRM. Pipe Insulation, Multifamily. Page 889. |  | 100% | 60% | 100% | 1 | 0 | 0 | No applicable non-energy benefitsIncludes PSE NEI data where applicable. | No applicable non-energy benefits | System | System
Snohomish County | Multifamily | Heat Central Gas Boiler | Existing | Pipe Insulation - Boiler - Above Code | R-8 Pipe Insulation | R-4 Pipe Insulation | 2024 | 2050 | 6.4955 | per Home | 0 | 1 | 15 | WI Focus on Energy 2021 TRM. Pipe Insulation, Multifamily. Page 1121. | 1.6873 | 0.3958% | Savings methodology based on the WI Focus on Energy 2020 TRM. Pipe Insulation, Multifamily. Page 889. And 3E Plus Simulations https://insulationinstitute.org/tools-resources/free-3e-plus/ | 0 | Savings methodology based on the WI Focus on Energy 2020 TRM. Pipe Insulation, Multifamily. Page 889. And 3E Plus Simulations https://insulationinstitute.org/tools-resources/free-3e-plus/ | 0 | Full | 0 | 0 | 0 | 114.9357 | 0 | 0 | 0 | Full cost, default cost of zero | Based on the WI Focus on Energy 2020 TRM. Pipe Insulation, Multifamily. Page 889. |  | 100% | 60% | 100% | 1 | 0 | 0 | No applicable non-energy benefitsIncludes PSE NEI data where applicable. | No applicable non-energy benefits | System | System
Snohomish County | Multifamily | Heat Central Gas Boiler | New | Pipe Insulation - Boiler - Above Code | R-8 Pipe Insulation | R-4 Pipe Insulation | 2024 | 2050 | 6.4955 | per Home | 0 | 1 | 15 | WI Focus on Energy 2021 TRM. Pipe Insulation, Multifamily. Page 1121. | 1.0479 | 0.3958% | Savings methodology based on the WI Focus on Energy 2020 TRM. Pipe Insulation, Multifamily. Page 889. And 3E Plus Simulations https://insulationinstitute.org/tools-resources/free-3e-plus/ | 0 | Savings methodology based on the WI Focus on Energy 2020 TRM. Pipe Insulation, Multifamily. Page 889. And 3E Plus Simulations https://insulationinstitute.org/tools-resources/free-3e-plus/ | 0 | Full | 0 | 0 | 0 | 114.9357 | 0 | 0 | 0 | Full cost, default cost of zero | Based on the WI Focus on Energy 2020 TRM. Pipe Insulation, Multifamily. Page 889. |  | 100% | 60% | 100% | 1 | 0 | 0 | No applicable non-energy benefitsIncludes PSE NEI data where applicable. | No applicable non-energy benefits | System | System
Snohomish County | Multifamily - Highly Impacted | Heat Central Gas Boiler | Existing | Pipe Insulation - Boiler - Above Code | R-8 Pipe Insulation | R-4 Pipe Insulation | 2024 | 2050 | 6.4955 | per Home | 0 | 1 | 15 | WI Focus on Energy 2021 TRM. Pipe Insulation, Multifamily. Page 1121. | 1.4321 | 0.3958% | Savings methodology based on the WI Focus on Energy 2020 TRM. Pipe Insulation, Multifamily. Page 889. And 3E Plus Simulations https://insulationinstitute.org/tools-resources/free-3e-plus/ | 0 | Savings methodology based on the WI Focus on Energy 2020 TRM. Pipe Insulation, Multifamily. Page 889. And 3E Plus Simulations https://insulationinstitute.org/tools-resources/free-3e-plus/ | 0 | Full | 0 | 0 | 0 | 114.9357 | 0 | 0 | 0 | Full cost, default cost of zero | Based on the WI Focus on Energy 2020 TRM. Pipe Insulation, Multifamily. Page 889. |  | 100% | 60% | 100% | 1 | 0 | 0 | No applicable non-energy benefitsIncludes PSE NEI data where applicable. | No applicable non-energy benefits | System | System
Snohomish County | Multifamily - Highly Impacted | Heat Central Gas Boiler | New | Pipe Insulation - Boiler - Above Code | R-8 Pipe Insulation | R-4 Pipe Insulation | 2024 | 2050 | 6.4955 | per Home | 0 | 1 | 15 | WI Focus on Energy 2021 TRM. Pipe Insulation, Multifamily. Page 1121. | 0.88938 | 0.3958% | Savings methodology based on the WI Focus on Energy 2020 TRM. Pipe Insulation, Multifamily. Page 889. And 3E Plus Simulations https://insulationinstitute.org/tools-resources/free-3e-plus/ | 0 | Savings methodology based on the WI Focus on Energy 2020 TRM. Pipe Insulation, Multifamily. Page 889. And 3E Plus Simulations https://insulationinstitute.org/tools-resources/free-3e-plus/ | 0 | Full | 0 | 0 | 0 | 114.9357 | 0 | 0 | 0 | Full cost, default cost of zero | Based on the WI Focus on Energy 2020 TRM. Pipe Insulation, Multifamily. Page 889. |  | 100% | 60% | 100% | 1 | 0 | 0 | No applicable non-energy benefitsIncludes PSE NEI data where applicable. | No applicable non-energy benefits | System | System
Snohomish County | Manufactured | Heat Central Gas Boiler | Existing | Pipe Insulation - Boiler - Above Code | R-8 Pipe Insulation | R-4 Pipe Insulation | 2024 | 2050 | 6.4955 | per Home | 0 | 1 | 15 | WI Focus on Energy 2021 TRM. Pipe Insulation, Multifamily. Page 1121. | 2.3103 | 0.3958% | Savings methodology based on the WI Focus on Energy 2020 TRM. Pipe Insulation, Multifamily. Page 889. And 3E Plus Simulations https://insulationinstitute.org/tools-resources/free-3e-plus/ | 0 | Savings methodology based on the WI Focus on Energy 2020 TRM. Pipe Insulation, Multifamily. Page 889. And 3E Plus Simulations https://insulationinstitute.org/tools-resources/free-3e-plus/ | 0 | Full | 0 | 0 | 0 | 114.9357 | 0 | 0 | 0 | Full cost, default cost of zero | Based on the WI Focus on Energy 2020 TRM. Pipe Insulation, Multifamily. Page 889. |  | 100% | 60% | 100% | 1 | 0 | 0 | No applicable non-energy benefitsIncludes PSE NEI data where applicable. | No applicable non-energy benefits | System | System
Snohomish County | Manufactured | Heat Central Gas Boiler | New | Pipe Insulation - Boiler - Above Code | R-8 Pipe Insulation | R-4 Pipe Insulation | 2024 | 2050 | 6.4955 | per Home | 0 | 1 | 15 | WI Focus on Energy 2021 TRM. Pipe Insulation, Multifamily. Page 1121. | 1.4348 | 0.3958% | Savings methodology based on the WI Focus on Energy 2020 TRM. Pipe Insulation, Multifamily. Page 889. And 3E Plus Simulations https://insulationinstitute.org/tools-resources/free-3e-plus/ | 0 | Savings methodology based on the WI Focus on Energy 2020 TRM. Pipe Insulation, Multifamily. Page 889. And 3E Plus Simulations https://insulationinstitute.org/tools-resources/free-3e-plus/ | 0 | Full | 0 | 0 | 0 | 114.9357 | 0 | 0 | 0 | Full cost, default cost of zero | Based on the WI Focus on Energy 2020 TRM. Pipe Insulation, Multifamily. Page 889. |  | 100% | 60% | 100% | 1 | 0 | 0 | No applicable non-energy benefitsIncludes PSE NEI data where applicable. | No applicable non-energy benefits | System | System
Snohomish County | Manufactured - Highly Impacted | Heat Central Gas Boiler | Existing | Pipe Insulation - Boiler - Above Code | R-8 Pipe Insulation | R-4 Pipe Insulation | 2024 | 2050 | 6.4955 | per Home | 0 | 1 | 15 | WI Focus on Energy 2021 TRM. Pipe Insulation, Multifamily. Page 1121. | 1.7911 | 0.3958% | Savings methodology based on the WI Focus on Energy 2020 TRM. Pipe Insulation, Multifamily. Page 889. And 3E Plus Simulations https://insulationinstitute.org/tools-resources/free-3e-plus/ | 0 | Savings methodology based on the WI Focus on Energy 2020 TRM. Pipe Insulation, Multifamily. Page 889. And 3E Plus Simulations https://insulationinstitute.org/tools-resources/free-3e-plus/ | 0 | Full | 0 | 0 | 0 | 114.9357 | 0 | 0 | 0 | Full cost, default cost of zero | Based on the WI Focus on Energy 2020 TRM. Pipe Insulation, Multifamily. Page 889. |  | 100% | 60% | 100% | 1 | 0 | 0 | No applicable non-energy benefitsIncludes PSE NEI data where applicable. | No applicable non-energy benefits | System | System
Snohomish County | Manufactured - Highly Impacted | Heat Central Gas Boiler | New | Pipe Insulation - Boiler - Above Code | R-8 Pipe Insulation | R-4 Pipe Insulation | 2024 | 2050 | 6.4955 | per Home | 0 | 1 | 15 | WI Focus on Energy 2021 TRM. Pipe Insulation, Multifamily. Page 1121. | 1.1124 | 0.3958% | Savings methodology based on the WI Focus on Energy 2020 TRM. Pipe Insulation, Multifamily. Page 889. And 3E Plus Simulations https://insulationinstitute.org/tools-resources/free-3e-plus/ | 0 | Savings methodology based on the WI Focus on Energy 2020 TRM. Pipe Insulation, Multifamily. Page 889. And 3E Plus Simulations https://insulationinstitute.org/tools-resources/free-3e-plus/ | 0 | Full | 0 | 0 | 0 | 114.9357 | 0 | 0 | 0 | Full cost, default cost of zero | Based on the WI Focus on Energy 2020 TRM. Pipe Insulation, Multifamily. Page 889. |  | 100% | 60% | 100% | 1 | 0 | 0 | No applicable non-energy benefitsIncludes PSE NEI data where applicable. | No applicable non-energy benefits | System | System
Snohomish County | Multifamily | Heat Central Gas Boiler | Existing | Sealing - Air - Package - MF | Air sealing package: multi-family; gas (duplicates the SIR measure) | 0 | 2024 | 2050 | 1 | per Home | 0 | 1 | 45 | PSE Businss Case: APPROVED_Measure Case_Air Sealing_2022 | 35.3578 | 8.294% | Per Unit Savings from PSE Business Case: APPROVED_Measure Case_Air Sealing_2022. End use ratio of 100% for Heat Central Electric. | 3.7189 | Per Unit Savings from PSE Business Case: APPROVED_Measure Case_Air Sealing_2022. End use ratio of 100% for Heat Central Electric. | 0 | Full | 0 | 0 | 0 | 549 | 0 | 0 | 0 | Existing conditions, assuming no cost | PSE Businss Case: APPROVED_Measure Case_Air Sealing_2022 | A | 100% | 25.94% | 85% | 1 | 0 | 0 | No applicable non-energy benefitsIncludes PSE NEI data where applicable. | No applicable non-energy benefits | System | System
Snohomish County | Multifamily | Heat Central Gas Furnace | Existing | Sealing - Air - Package - MF | Air sealing package: multi-family; gas (duplicates the SIR measure) | 0 | 2024 | 2050 | 1 | per Home | 0 | 1 | 45 | PSE Businss Case: APPROVED_Measure Case_Air Sealing_2022 | 26.0751 | 8.294% | Per Unit Savings from PSE Business Case: APPROVED_Measure Case_Air Sealing_2022. Assuming an end use ratio of 90% for Heat Room Electric and applying to the reported PSE Business Case Savings. | 31.808 | Per Unit Savings from PSE Business Case: APPROVED_Measure Case_Air Sealing_2022. Assuming an end use ratio of 90% for Heat Room Electric and applying to the reported PSE Business Case Savings. | 0 | Full | 0 | 0 | 0 | 549 | 0 | 0 | 0 | Existing conditions, assuming no cost | PSE Businss Case: APPROVED_Measure Case_Air Sealing_2022 | A | 100% | 25.94% | 85% | 1 | 0 | 0 | No applicable non-energy benefitsIncludes PSE NEI data where applicable. | No applicable non-energy benefits | System | System
Snohomish County | Multifamily | Heat Room Gas | Existing | Sealing - Air - Package - MF | Air sealing package: multi-family; gas (duplicates the SIR measure) | 0 | 2024 | 2050 | 1 | per Home | 0 | 1 | 45 | PSE Businss Case: APPROVED_Measure Case_Air Sealing_2022 | 24.0758 | 7.465% | Per Unit Savings from PSE Business Case: APPROVED_Measure Case_Air Sealing_2022. Using the end use ratio between Heat Central Electric and Heat Pump for the "Duct sealing: home heated with forced-air furnace" measure and applying to the reported PSE Business Case Savings. | 8.9719 | Per Unit Savings from PSE Business Case: APPROVED_Measure Case_Air Sealing_2022. Using the end use ratio between Heat Central Electric and Heat Pump for the "Duct sealing: home heated with forced-air furnace" measure and applying to the reported PSE Business Case Savings. | 0 | Full | 0 | 0 | 0 | 549 | 0 | 0 | 0 | Existing conditions, assuming no cost | PSE Businss Case: APPROVED_Measure Case_Air Sealing_2022 | A | 100% | 25.94% | 85% | 1 | 0 | 0 | No applicable non-energy benefitsIncludes PSE NEI data where applicable. | No applicable non-energy benefits | System | System
Snohomish County | Multifamily - Highly Impacted | Heat Central Gas Boiler | Existing | LIW: Sealing - Air - Package - MF - TE | Air sealing package: multi-family; gas (duplicates the SIR measure) | 0 | 2024 | 2050 | 1 | per Home | 0 | 1 | 45 | PSE Businss Case: APPROVED_Measure Case_Air Sealing_2022 | 35.3578 | 9.772% | Per Unit Savings from PSE Business Case: APPROVED_Measure Case_Air Sealing_2022. End use ratio of 100% for Heat Central Electric. | 3.7412 | Per Unit Savings from PSE Business Case: APPROVED_Measure Case_Air Sealing_2022. End use ratio of 100% for Heat Central Electric. | 0 | Full | 0 | 0 | 0 | 549 | 0 | 0 | 0 | Existing conditions, assuming no cost | PSE Businss Case: APPROVED_Measure Case_Air Sealing_2022 | A | 100% | 25.94% | 85% | 1 | 0 | 2.9325 | No applicable non-energy benefitsIncludes PSE NEI data where applicable. | No applicable non-energy benefits | System | System
Snohomish County | Multifamily - Highly Impacted | Heat Central Gas Furnace | Existing | LIW: Sealing - Air - Package - MF - TE | Air sealing package: multi-family; gas (duplicates the SIR measure) | 0 | 2024 | 2050 | 1 | per Home | 0 | 1 | 45 | PSE Businss Case: APPROVED_Measure Case_Air Sealing_2022 | 26.0751 | 9.772% | Per Unit Savings from PSE Business Case: APPROVED_Measure Case_Air Sealing_2022. Assuming an end use ratio of 90% for Heat Room Electric and applying to the reported PSE Business Case Savings. | 9.7172 | Per Unit Savings from PSE Business Case: APPROVED_Measure Case_Air Sealing_2022. Assuming an end use ratio of 90% for Heat Room Electric and applying to the reported PSE Business Case Savings. | 0 | Full | 0 | 0 | 0 | 549 | 0 | 0 | 0 | Existing conditions, assuming no cost | PSE Businss Case: APPROVED_Measure Case_Air Sealing_2022 | A | 100% | 25.94% | 85% | 1 | 0 | 2.9325 | No applicable non-energy benefitsIncludes PSE NEI data where applicable. | No applicable non-energy benefits | System | System
Snohomish County | Multifamily - Highly Impacted | Heat Room Gas | Existing | LIW: Sealing - Air - Package - MF - TE | Air sealing package: multi-family; gas (duplicates the SIR measure) | 0 | 2024 | 2050 | 1 | per Home | 0 | 1 | 45 | PSE Businss Case: APPROVED_Measure Case_Air Sealing_2022 | 24.0758 | 8.795% | Per Unit Savings from PSE Business Case: APPROVED_Measure Case_Air Sealing_2022. Using the end use ratio between Heat Central Electric and Heat Pump for the "Duct sealing: home heated with forced-air furnace" measure and applying to the reported PSE Business Case Savings. | 1.8706 | Per Unit Savings from PSE Business Case: APPROVED_Measure Case_Air Sealing_2022. Using the end use ratio between Heat Central Electric and Heat Pump for the "Duct sealing: home heated with forced-air furnace" measure and applying to the reported PSE Business Case Savings. | 0 | Full | 0 | 0 | 0 | 549 | 0 | 0 | 0 | Existing conditions, assuming no cost | PSE Businss Case: APPROVED_Measure Case_Air Sealing_2022 | A | 100% | 25.94% | 85% | 1 | 0 | 2.6393 | No applicable non-energy benefitsIncludes PSE NEI data where applicable. | No applicable non-energy benefits | System | System
Snohomish County | Single Family | Heat Central Gas Boiler | Existing | Sealing - Air - Attic - GH - SF or DX | Attic air sealing: single family or duplex dwelling heated with natural gas | 0 | 2024 | 2050 | 2082.8421 | per Home | 0 | 1 | 45 | PSE Businss Case: APPROVED_Measure Case_Air Sealing_2022 | 22.5947 | 3.495% | Per Unit Savings from PSE Business Case: APPROVED_Measure Case_Air Sealing_2022. End use ratio of 100% for Heat Central Gas Boiler. | 0 | Per Unit Savings from PSE Business Case: APPROVED_Measure Case_Air Sealing_2022. End use ratio of 100% for Heat Central Gas Boiler. | 0 | Full | 0 | 0 | 0 | 416.5684 | 0 | 0 | 0 | Measure cost represents incremental cost, default cost of zero | PSE Businss Case: APPROVED_Measure Case_Air Sealing_2022 | A | 100% | 51.88% | 85% | 1 | 0 | 0 | No applicable non-energy benefitsIncludes PSE NEI data where applicable. | No applicable non-energy benefits | System | System
Snohomish County | Single Family | Heat Central Gas Furnace | Existing | Sealing - Air - Attic - GH - SF or DX | Attic air sealing: single family or duplex dwelling heated with natural gas | 0 | 2024 | 2050 | 2082.8421 | per Home | 0 | 1 | 45 | PSE Businss Case: APPROVED_Measure Case_Air Sealing_2022 | 16.6627 | 3.495% | Per Unit Savings from PSE Business Case: APPROVED_Measure Case_Air Sealing_2022. End use ratio of 100% for Heat Central Gas Furnace. | 0 | Per Unit Savings from PSE Business Case: APPROVED_Measure Case_Air Sealing_2022. End use ratio of 100% for Heat Central Gas Furnace. | 0 | Full | 0 | 0 | 0 | 416.5684 | 0 | 0 | 0 | Measure cost represents incremental cost, default cost of zero | PSE Businss Case: APPROVED_Measure Case_Air Sealing_2022 | A | 100% | 51.88% | 85% | 1 | 0 | 0 | No applicable non-energy benefitsIncludes PSE NEI data where applicable. | No applicable non-energy benefits | System | System
Snohomish County | Single Family | Heat Room Gas | Existing | Sealing - Air - Attic - GH - SF or DX | Attic air sealing: single family or duplex dwelling heated with natural gas | 0 | 2024 | 2050 | 2082.8421 | per Home | 0 | 1 | 45 | PSE Businss Case: APPROVED_Measure Case_Air Sealing_2022 | 14.9965 | 3.066% | Per Unit Savings from PSE Business Case: APPROVED_Measure Case_Air Sealing_2022. Assuming an end use ratio of 90% for Heat Room Gas and applying to the reported PSE Business Case Savings. | 0 | Per Unit Savings from PSE Business Case: APPROVED_Measure Case_Air Sealing_2022. Assuming an end use ratio of 90% for Heat Room Gas and applying to the reported PSE Business Case Savings. | 0 | Full | 0 | 0 | 0 | 416.5684 | 0 | 0 | 0 | Measure cost represents incremental cost, default cost of zero | PSE Businss Case: APPROVED_Measure Case_Air Sealing_2022 | A | 100% | 51.88% | 85% | 1 | 0 | 0 | No applicable non-energy benefitsIncludes PSE NEI data where applicable. | No applicable non-energy benefits | System | System
Snohomish County | Single Family | Heat Central Gas Furnace | Existing | SFWX: Sealing - Duct - NG | Duct sealing: home heated with natural gas | 0 | 2024 | 2050 | 1 | per Home | 0 | 1 | 20 | PSE Businss Case: APPROVED_Measure Case_Air Sealing_2022 | 40.648 | 8.526% | Per Unit Savings from PSE Business Case: APPROVED_Measure Case_Air Sealing_2022 | 0 | Per Unit Savings from PSE Business Case: APPROVED_Measure Case_Air Sealing_2022 | 0 | Full | 0 | 0 | 0 | 631.58 | 0 | 0 | 0 | Measure cost represents incremental cost, default cost of zero | PSE Businss Case: APPROVED_Measure Case_Air Sealing_2022 | G | 100% | 25.02% | 100% | 1 | 0 | 40.3969 | No applicable non-energy benefitsIncludes PSE NEI data where applicable. | No applicable non-energy benefits | System | System
Snohomish County | Manufactured | Heat Central Gas Furnace | Existing | Sealing - Duct - GH - MH | Duct sealing: manufactured home heated with natural gas | 0 | 2024 | 2050 | 1 | per Home | 0 | 1 | 18 | PSE Businss Case: APPROVED_Measure Case_Air Sealing_2022 | 15.168 | 3.524% | Per Unit Savings from PSE Business Case: APPROVED_Measure Case_Air Sealing_2022 | 0 | Per Unit Savings from PSE Business Case: APPROVED_Measure Case_Air Sealing_2022 | 0 | Full | 0 | 0 | 0 | 549 | 0 | 0 | 0 | Measure cost represents incremental cost, default cost of zero | PSE Businss Case: APPROVED_Measure Case_Air Sealing_2022 | G | 100% | 25.02% | 100% | 1 | 0 | 35.9923 | No applicable non-energy benefitsIncludes PSE NEI data where applicable. | No applicable non-energy benefits | System | System
Snohomish County | Manufactured - Highly Impacted | Heat Central Gas Furnace | Existing | LIW: Sealing - Duct - MH - TG | Duct sealing: mobile home; natural gas | 0 | 2024 | 2050 | 1 | per Home | 0 | 1 | 18 | PSE Businss Case: APPROVED_Measure Case_Air Sealing_2022 | 15.168 | 4.545% | Per Unit Savings from PSE Business Case: APPROVED_Measure Case_Air Sealing_2022 | 0 | Per Unit Savings from PSE Business Case: APPROVED_Measure Case_Air Sealing_2022 | 0 | Full | 0 | 0 | 0 | 549 | 0 | 0 | 0 | Existing conditions, assuming no cost | PSE Businss Case: APPROVED_Measure Case_Air Sealing_2022 | G | 100% | 25.02% | 100% | 1 | 0 | 7.4 | No applicable non-energy benefitsIncludes PSE NEI data where applicable. | No applicable non-energy benefits | System | System
Snohomish County | Single Family - Highly Impacted | Heat Central Gas Furnace | Existing | LIW: Sealing - Duct - SF - TG | Duct sealing: single family; natural gas | 0 | 2024 | 2050 | 1 | per Home | 0 | 1 | 20 | PSE Businss Case: APPROVED_Measure Case_Air Sealing_2022 | 40.64 | 11.85% | Per Unit Savings from PSE Business Case: APPROVED_Measure Case_Air Sealing_2022 | 0 | Per Unit Savings from PSE Business Case: APPROVED_Measure Case_Air Sealing_2022 | 0 | Full | 0 | 0 | 0 | 631.5 | 0 | 0 | 0 | Existing conditions, assuming no cost | PSE Businss Case: APPROVED_Measure Case_Air Sealing_2022 | G | 100% | 25.02% | 100% | 1 | 0 | 24.05 | No applicable non-energy benefitsIncludes PSE NEI data where applicable. | No applicable non-energy benefits | System | System
Snohomish County | Single Family - Highly Impacted | Heat Central Gas Boiler | Existing | LIW: Sealing - Air - Prescriptive - SF -TG | Shell sealing: single family prescriptive; gas | 0 | 2024 | 2050 | 1498.2622 | per Home | 0 | 1 | 15 | PSE Businss Case: APPROVED_Measure Case_Air Sealing_2022 | 16.2532 | 3.495% | Per Unit Savings from PSE Business Case: APPROVED_Measure Case_Air Sealing_2022. End use ratio of 100% for Heat Central Gas Boiler. | 0 | Per Unit Savings from PSE Business Case: APPROVED_Measure Case_Air Sealing_2022. End use ratio of 100% for Heat Central Gas Boiler. | 0 | Full | 0 | 0 | 0 | 1977.7061 | 0 | 0 | 0 | Existing conditions, assuming no cost | PSE Businss Case: APPROVED_Measure Case_Air Sealing_2022 | A | 100% | 51.88% | 85% | 1 | 0 | 0.0010692 | No applicable non-energy benefitsIncludes PSE NEI data where applicable. | No applicable non-energy benefits | System | System
Snohomish County | Single Family - Highly Impacted | Heat Central Gas Furnace | Existing | LIW: Sealing - Air - Prescriptive - SF -TG | Shell sealing: single family prescriptive; gas | 0 | 2024 | 2050 | 1498.2622 | per Home | 0 | 1 | 15 | PSE Businss Case: APPROVED_Measure Case_Air Sealing_2022 | 11.9861 | 3.495% | Per Unit Savings from PSE Business Case: APPROVED_Measure Case_Air Sealing_2022. End use ratio of 100% for Heat Central Gas Furnace. | 0 | Per Unit Savings from PSE Business Case: APPROVED_Measure Case_Air Sealing_2022. End use ratio of 100% for Heat Central Gas Furnace. | 0 | Full | 0 | 0 | 0 | 1977.7061 | 0 | 0 | 0 | Existing conditions, assuming no cost | PSE Businss Case: APPROVED_Measure Case_Air Sealing_2022 | A | 100% | 51.88% | 85% | 1 | 0 | 0.0010692 | No applicable non-energy benefitsIncludes PSE NEI data where applicable. | No applicable non-energy benefits | System | System
Snohomish County | Single Family - Highly Impacted | Heat Room Gas | Existing | LIW: Sealing - Air - Prescriptive - SF -TG | Shell sealing: single family prescriptive; gas | 0 | 2024 | 2050 | 1498.2622 | per Home | 0 | 1 | 15 | PSE Businss Case: APPROVED_Measure Case_Air Sealing_2022 | 10.7875 | 3.066% | Per Unit Savings from PSE Business Case: APPROVED_Measure Case_Air Sealing_2022. Assuming an end use ratio of 90% for Heat Room Gas and applying to the reported PSE Business Case Savings. | 0 | Per Unit Savings from PSE Business Case: APPROVED_Measure Case_Air Sealing_2022. Assuming an end use ratio of 90% for Heat Room Gas and applying to the reported PSE Business Case Savings. | 0 | Full | 0 | 0 | 0 | 1977.7061 | 0 | 0 | 0 | Existing conditions, assuming no cost | PSE Businss Case: APPROVED_Measure Case_Air Sealing_2022 | A | 100% | 51.88% | 85% | 1 | 0 | 0.00096232 | No applicable non-energy benefitsIncludes PSE NEI data where applicable. | No applicable non-energy benefits | System | System
Snohomish County | Manufactured | Heat Central Gas Boiler | Existing | Sealing - Air - Prescriptive - MH | Shell sealing: mobile home prescriptive; gas | 0 | 2024 | 2050 | 1549.1708 | per Home | 0 | 1 | 25 | PSE Businss Case: APPROVED_Measure Case_Air Sealing_2022 | 33.6108 | 5.758% | Per Unit Savings from PSE Business Case: APPROVED_Measure Case_Air Sealing_2022. End use ratio of 100% for Heat Central Gas Boiler. | 6.1011 | Per Unit Savings from PSE Business Case: APPROVED_Measure Case_Air Sealing_2022. End use ratio of 100% for Heat Central Gas Boiler. | 0 | Full | 0 | 0 | 0 | 2044.9054 | 0 | 0 | 0 | Existing conditions, assuming no cost | PSE Businss Case: APPROVED_Measure Case_Air Sealing_2022 | A | 100% | 31.87% | 85% | 1 | 0 | 0.03 | No applicable non-energy benefitsIncludes PSE NEI data where applicable. | No applicable non-energy benefits | System | System
Snohomish County | Manufactured | Heat Central Gas Furnace | Existing | Sealing - Air - Prescriptive - MH | Shell sealing: mobile home prescriptive; gas | 0 | 2024 | 2050 | 1549.1708 | per Home | 0 | 1 | 25 | PSE Businss Case: APPROVED_Measure Case_Air Sealing_2022 | 24.7867 | 5.758% | Per Unit Savings from PSE Business Case: APPROVED_Measure Case_Air Sealing_2022. End use ratio of 100% for Heat Central Gas Furnace. | 19.7713 | Per Unit Savings from PSE Business Case: APPROVED_Measure Case_Air Sealing_2022. End use ratio of 100% for Heat Central Gas Furnace. | 0 | Full | 0 | 0 | 0 | 2044.9054 | 0 | 0 | 0 | Existing conditions, assuming no cost | PSE Businss Case: APPROVED_Measure Case_Air Sealing_2022 | A | 100% | 31.87% | 85% | 1 | 0 | 0.03 | No applicable non-energy benefitsIncludes PSE NEI data where applicable. | No applicable non-energy benefits | System | System
Snohomish County | Manufactured | Heat Room Gas | Existing | Sealing - Air - Prescriptive - MH | Shell sealing: mobile home prescriptive; gas | 0 | 2024 | 2050 | 1549.1708 | per Home | 0 | 1 | 25 | PSE Businss Case: APPROVED_Measure Case_Air Sealing_2022 | 22.3081 | 5.051% | Per Unit Savings from PSE Business Case: APPROVED_Measure Case_Air Sealing_2022. Assuming an end use ratio of 90% for Heat Room Gas and applying to the reported PSE Business Case Savings. | 5.6232 | Per Unit Savings from PSE Business Case: APPROVED_Measure Case_Air Sealing_2022. Assuming an end use ratio of 90% for Heat Room Gas and applying to the reported PSE Business Case Savings. | 0 | Full | 0 | 0 | 0 | 2044.9054 | 0 | 0 | 0 | Existing conditions, assuming no cost | PSE Businss Case: APPROVED_Measure Case_Air Sealing_2022 | A | 100% | 31.87% | 85% | 1 | 0 | 0.03 | No applicable non-energy benefitsIncludes PSE NEI data where applicable. | No applicable non-energy benefits | System | System
Snohomish County | Manufactured - Highly Impacted | Heat Central Gas Boiler | Existing | LIW: Sealing - Air - Prescriptive - MH -TG | Shell sealing: mobile home prescriptive; gas | 0 | 2024 | 2050 | 1201.0485 | per Home | 0 | 1 | 25 | PSE Businss Case: APPROVED_Measure Case_Air Sealing_2022 | 26.058 | 5.758% | Per Unit Savings from PSE Business Case: APPROVED_Measure Case_Air Sealing_2022. End use ratio of 100% for Heat Central Gas Boiler. | 0 | Per Unit Savings from PSE Business Case: APPROVED_Measure Case_Air Sealing_2022. End use ratio of 100% for Heat Central Gas Boiler. | 0 | Full | 0 | 0 | 0 | 1381.2058 | 0 | 0 | 0 | Existing conditions, assuming no cost | PSE Businss Case: APPROVED_Measure Case_Air Sealing_2022 | A | 100% | 31.87% | 85% | 1 | 0 | 0.0021385 | No applicable non-energy benefitsIncludes PSE NEI data where applicable. | No applicable non-energy benefits | System | System
Snohomish County | Manufactured - Highly Impacted | Heat Central Gas Furnace | Existing | LIW: Sealing - Air - Prescriptive - MH -TG | Shell sealing: mobile home prescriptive; gas | 0 | 2024 | 2050 | 1201.0485 | per Home | 0 | 1 | 25 | PSE Businss Case: APPROVED_Measure Case_Air Sealing_2022 | 19.2168 | 5.758% | Per Unit Savings from PSE Business Case: APPROVED_Measure Case_Air Sealing_2022. End use ratio of 100% for Heat Central Gas Furnace. | 0 | Per Unit Savings from PSE Business Case: APPROVED_Measure Case_Air Sealing_2022. End use ratio of 100% for Heat Central Gas Furnace. | 0 | Full | 0 | 0 | 0 | 1381.2058 | 0 | 0 | 0 | Existing conditions, assuming no cost | PSE Businss Case: APPROVED_Measure Case_Air Sealing_2022 | A | 100% | 31.87% | 85% | 1 | 0 | 0.0021385 | No applicable non-energy benefitsIncludes PSE NEI data where applicable. | No applicable non-energy benefits | System | System
Snohomish County | Manufactured - Highly Impacted | Heat Room Gas | Existing | LIW: Sealing - Air - Prescriptive - MH -TG | Shell sealing: mobile home prescriptive; gas | 0 | 2024 | 2050 | 1201.0485 | per Home | 0 | 1 | 25 | PSE Businss Case: APPROVED_Measure Case_Air Sealing_2022 | 17.2951 | 5.051% | Per Unit Savings from PSE Business Case: APPROVED_Measure Case_Air Sealing_2022. Assuming an end use ratio of 90% for Heat Room Gas and applying to the reported PSE Business Case Savings. | 0 | Per Unit Savings from PSE Business Case: APPROVED_Measure Case_Air Sealing_2022. Assuming an end use ratio of 90% for Heat Room Gas and applying to the reported PSE Business Case Savings. | 0 | Full | 0 | 0 | 0 | 1381.2058 | 0 | 0 | 0 | Existing conditions, assuming no cost | PSE Businss Case: APPROVED_Measure Case_Air Sealing_2022 | A | 100% | 31.87% | 85% | 1 | 0 | 0.0019246 | No applicable non-energy benefitsIncludes PSE NEI data where applicable. | No applicable non-energy benefits | System | System
Snohomish County | Multifamily | Heat Central Gas Furnace | Existing | Insulation - Duct - R0 to R11 - MF - TG | Duct insulation: R0 to R11; multi-family; natural gas | 0 | 2024 | 2050 | 65.98 | per Home | 0 | 1 | 20 | PSE Businss Case: APPROVED_Measure Case_Insulation_2022 | 10.5568 | 3.358% | Per Unit Savings from PSE Business Case: APPROVED_Measure Case_Insulation_2022 | 0 | Per Unit Savings from PSE Business Case: APPROVED_Measure Case_Insulation_2022 | 0 | Full | 0 | 0 | 0 | 426.2308 | 0 | 0 | 0 | Existing conditions, assuming no cost | PSE Businss Case: APPROVED_Measure Case_Insulation_2022 | F | 100% | 15.01% | 100% | 1 | 0 | 0.01 | No applicable non-energy benefitsIncludes PSE NEI data where applicable. | No applicable non-energy benefits | System | System
Snohomish County | Multifamily - Highly Impacted | Heat Central Gas Furnace | Existing | LIW: Insulation - Duct - R0 to R11 - MF - TG | Duct insulation: R0 to R11; multi-family; natural gas | 0 | 2024 | 2050 | 56.0007 | per Home | 0 | 1 | 20 | PSE Businss Case: APPROVED_Measure Case_Insulation_2022 | 8.9601 | 3.358% | Per Unit Savings from PSE Business Case: APPROVED_Measure Case_Insulation_2022 | 0 | Per Unit Savings from PSE Business Case: APPROVED_Measure Case_Insulation_2022 | 0 | Full | 0 | 0 | 0 | 361.7645 | 0 | 0 | 0 | Existing conditions, assuming no cost | PSE Businss Case: APPROVED_Measure Case_Insulation_2022 | F | 100% | 15.01% | 100% | 1 | 0 | 0.01 | No applicable non-energy benefitsIncludes PSE NEI data where applicable. | No applicable non-energy benefits | System | System
Snohomish County | Single Family | Heat Central Gas Furnace | Existing | Insulation - Duct - R0 to R11 - SF - TG | Duct insulation: R0 to R11; single family; natural gas | 0 | 2024 | 2050 | 83.4867 | per Home | 0 | 1 | 20 | PSE Businss Case: APPROVED_Measure Case_Insulation_2022 | 13.3579 | 2.802% | Per Unit Savings from PSE Business Case: APPROVED_Measure Case_Insulation_2022 | 0 | Per Unit Savings from PSE Business Case: APPROVED_Measure Case_Insulation_2022 | 0 | Full | 0 | 0 | 0 | 539.3239 | 0 | 0 | 0 | Existing conditions, assuming no cost | PSE Businss Case: APPROVED_Measure Case_Insulation_2022 | F | 100% | 25.02% | 100% | 1 | 0 | 0.5 | No applicable non-energy benefitsIncludes PSE NEI data where applicable. | No applicable non-energy benefits | System | System
Snohomish County | Single Family - Highly Impacted | Heat Central Gas Furnace | Existing | LIW: Insulation - Duct - R0 to R11 - SF - TG | Duct insulation: R0 to R11; single family; natural gas | 0 | 2024 | 2050 | 60.0549 | per Home | 0 | 1 | 20 | PSE Businss Case: APPROVED_Measure Case_Insulation_2022 | 9.6088 | 2.802% | Per Unit Savings from PSE Business Case: APPROVED_Measure Case_Insulation_2022 | 0 | Per Unit Savings from PSE Business Case: APPROVED_Measure Case_Insulation_2022 | 0 | Full | 0 | 0 | 0 | 387.9548 | 0 | 0 | 0 | Existing conditions, assuming no cost | PSE Businss Case: APPROVED_Measure Case_Insulation_2022 | F | 100% | 25.02% | 100% | 1 | 0 | 0.5 | No applicable non-energy benefitsIncludes PSE NEI data where applicable. | No applicable non-energy benefits | System | System
Snohomish County | Manufactured | Heat Central Gas Boiler | Existing | Insulation - Floor - R11 to R22 - MH | Floor insulation: R11 to R22; mobile home; natural gas | 0 | 2024 | 2050 | 1549.1708 | per Home | 0 | 1 | 25 | PSE Businss Case: APPROVED_Measure Case_Insulation_2022 | 33.2663 | 5.699% | Per Unit Savings from PSE Business Case: APPROVED_Measure Case_Insulation_2022 | 6.6394 | Per Unit Savings from PSE Business Case: APPROVED_Measure Case_Insulation_2022 | 0 | Full | 0 | 0 | 0 | 2850.4742 | 0 | 0 | 0 | Existing conditions, assuming no cost | PSE Businss Case: APPROVED_Measure Case_Insulation_2022 | I | 100% | 8.571% | 37.49% | 1 | 0 | 0.15 | No applicable non-energy benefitsIncludes PSE NEI data where applicable. | No applicable non-energy benefits | System | System
Snohomish County | Manufactured | Heat Central Gas Furnace | Existing | Insulation - Floor - R11 to R22 - MH | Floor insulation: R11 to R22; mobile home; natural gas | 0 | 2024 | 2050 | 1549.1708 | per Home | 0 | 1 | 25 | PSE Businss Case: APPROVED_Measure Case_Insulation_2022 | 24.5327 | 5.699% | Per Unit Savings from PSE Business Case: APPROVED_Measure Case_Insulation_2022 | 21.5158 | Per Unit Savings from PSE Business Case: APPROVED_Measure Case_Insulation_2022 | 0 | Full | 0 | 0 | 0 | 2850.4742 | 0 | 0 | 0 | Existing conditions, assuming no cost | PSE Businss Case: APPROVED_Measure Case_Insulation_2022 | I | 100% | 8.571% | 37.49% | 1 | 0 | 0.15 | No applicable non-energy benefitsIncludes PSE NEI data where applicable. | No applicable non-energy benefits | System | System
Snohomish County | Manufactured | Heat Room Gas | Existing | Insulation - Floor - R11 to R22 - MH | Floor insulation: R11 to R22; mobile home; natural gas | 0 | 2024 | 2050 | 1549.1708 | per Home | 0 | 1 | 25 | PSE Businss Case: APPROVED_Measure Case_Insulation_2022 | 25.1685 | 5.699% | Per Unit Savings from PSE Business Case: APPROVED_Measure Case_Insulation_2022 | 6.1193 | Per Unit Savings from PSE Business Case: APPROVED_Measure Case_Insulation_2022 | 0 | Full | 0 | 0 | 0 | 2850.4742 | 0 | 0 | 0 | Existing conditions, assuming no cost | PSE Businss Case: APPROVED_Measure Case_Insulation_2022 | I | 100% | 8.571% | 37.49% | 1 | 0 | 0.15 | No applicable non-energy benefitsIncludes PSE NEI data where applicable. | No applicable non-energy benefits | System | System
Snohomish County | Manufactured - Highly Impacted | Heat Central Gas Boiler | Existing | LIW: Insulation - Floor - R0 to R22 - MH - TG | Floor insulation: R0 to R22; mobile home; natural gas | 0 | 2024 | 2050 | 1201.0485 | per Home | 0 | 1 | 25 | PSE Businss Case: APPROVED_Measure Case_Insulation_2022 | 52.1159 | 11.52% | Per Unit Savings from PSE Business Case: APPROVED_Measure Case_Insulation_2022. End use ratio of 100% for Heat Central Gas Boiler. | 0 | Per Unit Savings from PSE Business Case: APPROVED_Measure Case_Insulation_2022. End use ratio of 100% for Heat Central Gas Boiler. | 0 | Full | 0 | 0 | 0 | 2846.485 | 0 | 0 | 0 | Existing conditions, assuming no cost | PSE Businss Case: APPROVED_Measure Case_Insulation_2022 | H | 100% | 8.661% | 62.51% | 1 | 0 | 0.15 | No applicable non-energy benefitsIncludes PSE NEI data where applicable. | No applicable non-energy benefits | System | System
Snohomish County | Manufactured - Highly Impacted | Heat Central Gas Furnace | Existing | LIW: Insulation - Floor - R0 to R22 - MH - TG | Floor insulation: R0 to R22; mobile home; natural gas | 0 | 2024 | 2050 | 1201.0485 | per Home | 0 | 1 | 25 | PSE Businss Case: APPROVED_Measure Case_Insulation_2022 | 38.4336 | 11.52% | Per Unit Savings from PSE Business Case: APPROVED_Measure Case_Insulation_2022. End use ratio of 100% for Heat Central Gas Furnace. | 0 | Per Unit Savings from PSE Business Case: APPROVED_Measure Case_Insulation_2022. End use ratio of 100% for Heat Central Gas Furnace. | 0 | Full | 0 | 0 | 0 | 2846.485 | 0 | 0 | 0 | Existing conditions, assuming no cost | PSE Businss Case: APPROVED_Measure Case_Insulation_2022 | H | 100% | 8.661% | 62.51% | 1 | 0 | 0.15 | No applicable non-energy benefitsIncludes PSE NEI data where applicable. | No applicable non-energy benefits | System | System
Snohomish County | Manufactured - Highly Impacted | Heat Room Gas | Existing | LIW: Insulation - Floor - R0 to R22 - MH - TG | Floor insulation: R0 to R22; mobile home; natural gas | 0 | 2024 | 2050 | 1201.0485 | per Home | 0 | 1 | 25 | PSE Businss Case: APPROVED_Measure Case_Insulation_2022 | 35.4867 | 10.36% | Per Unit Savings from PSE Business Case: APPROVED_Measure Case_Insulation_2022. Assuming an end use ratio of 90% for Heat Room Gas and applying to the reported PSE Business Case Savings. | 0 | Per Unit Savings from PSE Business Case: APPROVED_Measure Case_Insulation_2022. Assuming an end use ratio of 90% for Heat Room Gas and applying to the reported PSE Business Case Savings. | 0 | Full | 0 | 0 | 0 | 2846.485 | 0 | 0 | 0 | Existing conditions, assuming no cost | PSE Businss Case: APPROVED_Measure Case_Insulation_2022 | H | 100% | 8.661% | 62.51% | 1 | 0 | 0.15 | No applicable non-energy benefitsIncludes PSE NEI data where applicable. | No applicable non-energy benefits | System | System
Snohomish County | Multifamily - Highly Impacted | Heat Central Gas Boiler | Existing | LIW: Insulation - Floor - R0 to R30 - MF - TG | Floor insulation: R0 to R30; multi-family; natural gas | 0 | 2024 | 2050 | 773.4304 | per Home | 0 | 1 | 45 | PSE Businss Case: APPROVED_Measure Case_Insulation_2022 | 50.3411 | 13.91% | Per Unit Savings from PSE Business Case: APPROVED_Measure Case_Insulation_2022. End use ratio of 100% for Heat Central Gas Boiler. | 0 | Per Unit Savings from PSE Business Case: APPROVED_Measure Case_Insulation_2022. End use ratio of 100% for Heat Central Gas Boiler. | 0 | Full | 0 | 0 | 0 | 1701.5469 | 0 | 0 | 0 | Existing conditions, assuming no cost | PSE Businss Case: APPROVED_Measure Case_Insulation_2022 | J | 100% | 23.08% | 66.69% | 1 | 0 | 0.0043602 | No applicable non-energy benefitsIncludes PSE NEI data where applicable. | No applicable non-energy benefits | System | System
Snohomish County | Multifamily - Highly Impacted | Heat Central Gas Furnace | Existing | LIW: Insulation - Floor - R0 to R30 - MF - TG | Floor insulation: R0 to R30; multi-family; natural gas | 0 | 2024 | 2050 | 773.4304 | per Home | 0 | 1 | 45 | PSE Businss Case: APPROVED_Measure Case_Insulation_2022 | 37.1247 | 13.91% | Per Unit Savings from PSE Business Case: APPROVED_Measure Case_Insulation_2022. End use ratio of 100% for Heat Central Gas Furnace. | 0 | Per Unit Savings from PSE Business Case: APPROVED_Measure Case_Insulation_2022. End use ratio of 100% for Heat Central Gas Furnace. | 0 | Full | 0 | 0 | 0 | 1701.5469 | 0 | 0 | 0 | Existing conditions, assuming no cost | PSE Businss Case: APPROVED_Measure Case_Insulation_2022 | J | 100% | 23.08% | 66.69% | 1 | 0 | 0.0043602 | No applicable non-energy benefitsIncludes PSE NEI data where applicable. | No applicable non-energy benefits | System | System
Snohomish County | Multifamily - Highly Impacted | Heat Room Gas | Existing | LIW: Insulation - Floor - R0 to R30 - MF - TG | Floor insulation: R0 to R30; multi-family; natural gas | 0 | 2024 | 2050 | 773.4304 | per Home | 0 | 1 | 45 | PSE Businss Case: APPROVED_Measure Case_Insulation_2022 | 33.4122 | 12.21% | Per Unit Savings from PSE Business Case: APPROVED_Measure Case_Insulation_2022. Assuming an end use ratio of 90% for Heat Room Gas and applying to the reported PSE Business Case Savings. | 0 | Per Unit Savings from PSE Business Case: APPROVED_Measure Case_Insulation_2022. Assuming an end use ratio of 90% for Heat Room Gas and applying to the reported PSE Business Case Savings. | 0 | Full | 0 | 0 | 0 | 1701.5469 | 0 | 0 | 0 | Existing conditions, assuming no cost | PSE Businss Case: APPROVED_Measure Case_Insulation_2022 | J | 100% | 23.08% | 66.69% | 1 | 0 | 0.0039242 | No applicable non-energy benefitsIncludes PSE NEI data where applicable. | No applicable non-energy benefits | System | System
Snohomish County | Single Family - Highly Impacted | Heat Central Gas Boiler | Existing | LIW: Insulation - Floor - R0 to R30 - SF - TG | Floor insulation: R0 to R30; single family; natural gas | 0 | 2024 | 2050 | 969.9099 | per Home | 0 | 1 | 45 | PSE Businss Case: APPROVED_Measure Case_Insulation_2022 | 31.5648 | 6.788% | Per Unit Savings from PSE Business Case: APPROVED_Measure Case_Insulation_2022. End use ratio of 100% for Heat Central Gas Boiler. | 0 | Per Unit Savings from PSE Business Case: APPROVED_Measure Case_Insulation_2022. End use ratio of 100% for Heat Central Gas Boiler. | 0 | Full | 0 | 0 | 0 | 2075.6071 | 0 | 0 | 0 | Existing conditions, assuming no cost | PSE Businss Case: APPROVED_Measure Case_Insulation_2022 | L | 100% | 6.068% | 100% | 1 | 0 | 0.07634 | No applicable non-energy benefitsIncludes PSE NEI data where applicable. | No applicable non-energy benefits | System | System
Snohomish County | Single Family - Highly Impacted | Heat Central Gas Furnace | Existing | LIW: Insulation - Floor - R0 to R30 - SF - TG | Floor insulation: R0 to R30; single family; natural gas | 0 | 2024 | 2050 | 969.9099 | per Home | 0 | 1 | 45 | PSE Businss Case: APPROVED_Measure Case_Insulation_2022 | 23.2778 | 6.788% | Per Unit Savings from PSE Business Case: APPROVED_Measure Case_Insulation_2022. End use ratio of 100% for Heat Central Gas Furnace. | 0 | Per Unit Savings from PSE Business Case: APPROVED_Measure Case_Insulation_2022. End use ratio of 100% for Heat Central Gas Furnace. | 0 | Full | 0 | 0 | 0 | 2075.6071 | 0 | 0 | 0 | Existing conditions, assuming no cost | PSE Businss Case: APPROVED_Measure Case_Insulation_2022 | L | 100% | 6.068% | 100% | 1 | 0 | 0.07634 | No applicable non-energy benefitsIncludes PSE NEI data where applicable. | No applicable non-energy benefits | System | System
Snohomish County | Single Family - Highly Impacted | Heat Room Gas | Existing | LIW: Insulation - Floor - R0 to R30 - SF - TG | Floor insulation: R0 to R30; single family; natural gas | 0 | 2024 | 2050 | 969.9099 | per Home | 0 | 1 | 45 | PSE Businss Case: APPROVED_Measure Case_Insulation_2022 | 21.493 | 6.109% | Per Unit Savings from PSE Business Case: APPROVED_Measure Case_Insulation_2022. Assuming an end use ratio of 90% for Heat Room Gas and applying to the reported PSE Business Case Savings. | 0 | Per Unit Savings from PSE Business Case: APPROVED_Measure Case_Insulation_2022. Assuming an end use ratio of 90% for Heat Room Gas and applying to the reported PSE Business Case Savings. | 0 | Full | 0 | 0 | 0 | 2075.6071 | 0 | 0 | 0 | Existing conditions, assuming no cost | PSE Businss Case: APPROVED_Measure Case_Insulation_2022 | L | 100% | 6.068% | 100% | 1 | 0 | 0.068706 | No applicable non-energy benefitsIncludes PSE NEI data where applicable. | No applicable non-energy benefits | System | System
Snohomish County | Multifamily - Highly Impacted | Heat Central Gas Boiler | Existing | LIW: Insulation - Wall - R0 to R11 - MF - TG | Wall insulation: R0 to R11; multi-family; natural gas | 0 | 2024 | 2050 | 278.1062 | per Home | 0 | 1 | 45 | PSE Businss Case: APPROVED_Measure Case_Insulation_2022 | 29.8673 | 8.255% | Per Unit Savings from PSE Business Case: APPROVED_Measure Case_Insulation_2022. End use ratio of 100% for Heat Central Gas Boiler. | 0 | Per Unit Savings from PSE Business Case: APPROVED_Measure Case_Insulation_2022. End use ratio of 100% for Heat Central Gas Boiler. | 0 | Full | 0 | 0 | 0 | 611.8336 | 0 | 0 | 0 | Existing conditions, assuming no cost | PSE Businss Case: APPROVED_Measure Case_Insulation_2022 | M | 100% | 7.774% | 100% | 1 | 0 | 0.01 | No applicable non-energy benefitsIncludes PSE NEI data where applicable. | No applicable non-energy benefits | System | System
Snohomish County | Multifamily - Highly Impacted | Heat Central Gas Furnace | Existing | LIW: Insulation - Wall - R0 to R11 - MF - TG | Wall insulation: R0 to R11; multi-family; natural gas | 0 | 2024 | 2050 | 278.1062 | per Home | 0 | 1 | 45 | PSE Businss Case: APPROVED_Measure Case_Insulation_2022 | 22.026 | 8.255% | Per Unit Savings from PSE Business Case: APPROVED_Measure Case_Insulation_2022. End use ratio of 100% for Heat Central Gas Furnace. | 0 | Per Unit Savings from PSE Business Case: APPROVED_Measure Case_Insulation_2022. End use ratio of 100% for Heat Central Gas Furnace. | 0 | Full | 0 | 0 | 0 | 611.8336 | 0 | 0 | 0 | Existing conditions, assuming no cost | PSE Businss Case: APPROVED_Measure Case_Insulation_2022 | M | 100% | 7.774% | 100% | 1 | 0 | 0.01 | No applicable non-energy benefitsIncludes PSE NEI data where applicable. | No applicable non-energy benefits | System | System
Snohomish County | Multifamily - Highly Impacted | Heat Room Gas | Existing | LIW: Insulation - Wall - R0 to R11 - MF - TG | Wall insulation: R0 to R11; multi-family; natural gas | 0 | 2024 | 2050 | 278.1062 | per Home | 0 | 1 | 45 | PSE Businss Case: APPROVED_Measure Case_Insulation_2022 | 19.8234 | 7.242% | Per Unit Savings from PSE Business Case: APPROVED_Measure Case_Insulation_2022. Assuming an end use ratio of 90% for Heat Room Gas and applying to the reported PSE Business Case Savings. | 0 | Per Unit Savings from PSE Business Case: APPROVED_Measure Case_Insulation_2022. Assuming an end use ratio of 90% for Heat Room Gas and applying to the reported PSE Business Case Savings. | 0 | Full | 0 | 0 | 0 | 611.8336 | 0 | 0 | 0 | Existing conditions, assuming no cost | PSE Businss Case: APPROVED_Measure Case_Insulation_2022 | M | 100% | 7.774% | 100% | 1 | 0 | 0.01 | No applicable non-energy benefitsIncludes PSE NEI data where applicable. | No applicable non-energy benefits | System | System
Snohomish County | Manufactured | Heat Central Gas Boiler | Existing | Insulation - Wall - R0 to R11 - MH | Wall insulation: R0 to R11; mobile home; natural gas | 0 | 2024 | 2050 | 551.0331 | per Home | 0 | 1 | 25 | PSE Businss Case: APPROVED_Measure Case_Insulation_2022 | 131.5075 | 22.53% | Per Unit Savings from PSE Business Case: APPROVED_Measure Case_Insulation_2022. End use ratio of 100% for Heat Central Gas Boiler. | 25.3519 | Per Unit Savings from PSE Business Case: APPROVED_Measure Case_Insulation_2022. End use ratio of 100% for Heat Central Gas Boiler. | 0 | Full | 0 | 0 | 0 | 1515.341 | 0 | 0 | 0 | Existing conditions, assuming no cost | PSE Businss Case: APPROVED_Measure Case_Insulation_2022 | M | 100% | 7.774% | 100% | 1 | 0 | 4.81 | No applicable non-energy benefitsIncludes PSE NEI data where applicable. | No applicable non-energy benefits | System | System
Snohomish County | Manufactured | Heat Central Gas Furnace | Existing | Insulation - Wall - R0 to R11 - MH | Wall insulation: R0 to R11; mobile home; natural gas | 0 | 2024 | 2050 | 551.0331 | per Home | 0 | 1 | 25 | PSE Businss Case: APPROVED_Measure Case_Insulation_2022 | 96.9818 | 22.53% | Per Unit Savings from PSE Business Case: APPROVED_Measure Case_Insulation_2022. End use ratio of 100% for Heat Central Gas Furnace. | 82.1556 | Per Unit Savings from PSE Business Case: APPROVED_Measure Case_Insulation_2022. End use ratio of 100% for Heat Central Gas Furnace. | 0 | Full | 0 | 0 | 0 | 1515.341 | 0 | 0 | 0 | Existing conditions, assuming no cost | PSE Businss Case: APPROVED_Measure Case_Insulation_2022 | M | 100% | 7.774% | 100% | 1 | 0 | 4.81 | No applicable non-energy benefitsIncludes PSE NEI data where applicable. | No applicable non-energy benefits | System | System
Snohomish County | Manufactured | Heat Room Gas | Existing | Insulation - Wall - R0 to R11 - MH | Wall insulation: R0 to R11; mobile home; natural gas | 0 | 2024 | 2050 | 551.0331 | per Home | 0 | 1 | 25 | PSE Businss Case: APPROVED_Measure Case_Insulation_2022 | 87.2836 | 19.76% | Per Unit Savings from PSE Business Case: APPROVED_Measure Case_Insulation_2022. Assuming an end use ratio of 90% for Heat Room Gas and applying to the reported PSE Business Case Savings. | 23.366 | Per Unit Savings from PSE Business Case: APPROVED_Measure Case_Insulation_2022. Assuming an end use ratio of 90% for Heat Room Gas and applying to the reported PSE Business Case Savings. | 0 | Full | 0 | 0 | 0 | 1515.341 | 0 | 0 | 0 | Existing conditions, assuming no cost | PSE Businss Case: APPROVED_Measure Case_Insulation_2022 | M | 100% | 7.774% | 100% | 1 | 0 | 4.81 | No applicable non-energy benefitsIncludes PSE NEI data where applicable. | No applicable non-energy benefits | System | System
Snohomish County | Manufactured - Highly Impacted | Heat Central Gas Boiler | Existing | LIW: Insulation - Wall - R0 to R11 - MH - TG | Wall insulation: R0 to R11; mobile home; natural gas | 0 | 2024 | 2050 | 485.1861 | per Home | 0 | 1 | 25 | PSE Businss Case: APPROVED_Measure Case_Insulation_2022 | 115.7927 | 25.59% | Per Unit Savings from PSE Business Case: APPROVED_Measure Case_Insulation_2022. End use ratio of 100% for Heat Central Gas Boiler. | 0 | Per Unit Savings from PSE Business Case: APPROVED_Measure Case_Insulation_2022. End use ratio of 100% for Heat Central Gas Boiler. | 0 | Full | 0 | 0 | 0 | 1334.2617 | 0 | 0 | 0 | Existing conditions, assuming no cost | PSE Businss Case: APPROVED_Measure Case_Insulation_2022 | M | 100% | 7.774% | 100% | 1 | 0 | 1.18 | No applicable non-energy benefitsIncludes PSE NEI data where applicable. | No applicable non-energy benefits | System | System
Snohomish County | Manufactured - Highly Impacted | Heat Central Gas Furnace | Existing | LIW: Insulation - Wall - R0 to R11 - MH - TG | Wall insulation: R0 to R11; mobile home; natural gas | 0 | 2024 | 2050 | 485.1861 | per Home | 0 | 1 | 25 | PSE Businss Case: APPROVED_Measure Case_Insulation_2022 | 85.3927 | 25.59% | Per Unit Savings from PSE Business Case: APPROVED_Measure Case_Insulation_2022. End use ratio of 100% for Heat Central Gas Furnace. | 0 | Per Unit Savings from PSE Business Case: APPROVED_Measure Case_Insulation_2022. End use ratio of 100% for Heat Central Gas Furnace. | 0 | Full | 0 | 0 | 0 | 1334.2617 | 0 | 0 | 0 | Existing conditions, assuming no cost | PSE Businss Case: APPROVED_Measure Case_Insulation_2022 | M | 100% | 7.774% | 100% | 1 | 0 | 1.18 | No applicable non-energy benefitsIncludes PSE NEI data where applicable. | No applicable non-energy benefits | System | System
Snohomish County | Manufactured - Highly Impacted | Heat Room Gas | Existing | LIW: Insulation - Wall - R0 to R11 - MH - TG | Wall insulation: R0 to R11; mobile home; natural gas | 0 | 2024 | 2050 | 485.1861 | per Home | 0 | 1 | 25 | PSE Businss Case: APPROVED_Measure Case_Insulation_2022 | 76.8535 | 22.45% | Per Unit Savings from PSE Business Case: APPROVED_Measure Case_Insulation_2022. Assuming an end use ratio of 90% for Heat Room Gas and applying to the reported PSE Business Case Savings. | 0 | Per Unit Savings from PSE Business Case: APPROVED_Measure Case_Insulation_2022. Assuming an end use ratio of 90% for Heat Room Gas and applying to the reported PSE Business Case Savings. | 0 | Full | 0 | 0 | 0 | 1334.2617 | 0 | 0 | 0 | Existing conditions, assuming no cost | PSE Businss Case: APPROVED_Measure Case_Insulation_2022 | M | 100% | 7.774% | 100% | 1 | 0 | 1.18 | No applicable non-energy benefitsIncludes PSE NEI data where applicable. | No applicable non-energy benefits | System | System
Snohomish County | Single Family - Highly Impacted | Heat Central Gas Boiler | Existing | LIW: Insulation - Wall - R0 to R11 - SF - TG | Wall insulation: R0 to R11; single family; natural gas | 0 | 2024 | 2050 | 1924.3414 | per Home | 0 | 1 | 45 | PSE Businss Case: APPROVED_Measure Case_Insulation_2022 | 146.1269 | 31.42% | Per Unit Savings from PSE Business Case: APPROVED_Measure Case_Insulation_2022. End use ratio of 100% for Heat Central Gas Boiler. | 0 | Per Unit Savings from PSE Business Case: APPROVED_Measure Case_Insulation_2022. End use ratio of 100% for Heat Central Gas Boiler. | 0 | Full | 0 | 0 | 0 | 5291.9388 | 0 | 0 | 0 | Existing conditions, assuming no cost | PSE Businss Case: APPROVED_Measure Case_Insulation_2022 | M | 100% | 6.485% | 100% | 1 | 0 | 0.1 | No applicable non-energy benefitsIncludes PSE NEI data where applicable. | No applicable non-energy benefits | System | System
Snohomish County | Single Family - Highly Impacted | Heat Central Gas Furnace | Existing | LIW: Insulation - Wall - R0 to R11 - SF - TG | Wall insulation: R0 to R11; single family; natural gas | 0 | 2024 | 2050 | 1924.3414 | per Home | 0 | 1 | 45 | PSE Businss Case: APPROVED_Measure Case_Insulation_2022 | 107.7631 | 31.42% | Per Unit Savings from PSE Business Case: APPROVED_Measure Case_Insulation_2022. End use ratio of 100% for Heat Central Gas Furnace. | 0 | Per Unit Savings from PSE Business Case: APPROVED_Measure Case_Insulation_2022. End use ratio of 100% for Heat Central Gas Furnace. | 0 | Full | 0 | 0 | 0 | 5291.9388 | 0 | 0 | 0 | Existing conditions, assuming no cost | PSE Businss Case: APPROVED_Measure Case_Insulation_2022 | M | 100% | 6.485% | 100% | 1 | 0 | 0.1 | No applicable non-energy benefitsIncludes PSE NEI data where applicable. | No applicable non-energy benefits | System | System
Snohomish County | Single Family - Highly Impacted | Heat Room Gas | Existing | LIW: Insulation - Wall - R0 to R11 - SF - TG | Wall insulation: R0 to R11; single family; natural gas | 0 | 2024 | 2050 | 1924.3414 | per Home | 0 | 1 | 45 | PSE Businss Case: APPROVED_Measure Case_Insulation_2022 | 96.9868 | 27.57% | Per Unit Savings from PSE Business Case: APPROVED_Measure Case_Insulation_2022. Assuming an end use ratio of 90% for Heat Room Gas and applying to the reported PSE Business Case Savings. | 0 | Per Unit Savings from PSE Business Case: APPROVED_Measure Case_Insulation_2022. Assuming an end use ratio of 90% for Heat Room Gas and applying to the reported PSE Business Case Savings. | 0 | Full | 0 | 0 | 0 | 5291.9388 | 0 | 0 | 0 | Existing conditions, assuming no cost | PSE Businss Case: APPROVED_Measure Case_Insulation_2022 | M | 100% | 6.485% | 100% | 1 | 0 | 0.1 | No applicable non-energy benefitsIncludes PSE NEI data where applicable. | No applicable non-energy benefits | System | System
Snohomish County | Manufactured - Highly Impacted | Heat Central Gas Boiler | Existing | LIW: Insulation - Attic - R0 to R30 - MH - TG | Attic insulation: R0 to R30; mobile home; natural gas | 0 | 2024 | 2050 | 1201.0485 | per Home | 0 | 1 | 25 | PSE Businss Case: APPROVED_Measure Case_Insulation_2022 | 52.1159 | 11.52% | Per Unit Savings from PSE Business Case: APPROVED_Measure Case_Insulation_2022. End use ratio of 100% for Heat Central Gas Boiler. | 0 | Per Unit Savings from PSE Business Case: APPROVED_Measure Case_Insulation_2022. End use ratio of 100% for Heat Central Gas Boiler. | 0 | Full | 0 | 0 | 0 | 2438.1285 | 0 | 0 | 0 | Existing conditions, assuming no cost | PSE Businss Case: APPROVED_Measure Case_Insulation_2022 | B | 100% | 38.94% | 100% | 1 | 0 | 0.24 | No applicable non-energy benefitsIncludes PSE NEI data where applicable. | No applicable non-energy benefits | System | System
Snohomish County | Manufactured - Highly Impacted | Heat Central Gas Furnace | Existing | LIW: Insulation - Attic - R0 to R30 - MH - TG | Attic insulation: R0 to R30; mobile home; natural gas | 0 | 2024 | 2050 | 1201.0485 | per Home | 0 | 1 | 25 | PSE Businss Case: APPROVED_Measure Case_Insulation_2022 | 38.4336 | 11.52% | Per Unit Savings from PSE Business Case: APPROVED_Measure Case_Insulation_2022. End use ratio of 100% for Heat Central Gas Furnace. | 0 | Per Unit Savings from PSE Business Case: APPROVED_Measure Case_Insulation_2022. End use ratio of 100% for Heat Central Gas Furnace. | 0 | Full | 0 | 0 | 0 | 2438.1285 | 0 | 0 | 0 | Existing conditions, assuming no cost | PSE Businss Case: APPROVED_Measure Case_Insulation_2022 | B | 100% | 38.94% | 100% | 1 | 0 | 0.24 | No applicable non-energy benefitsIncludes PSE NEI data where applicable. | No applicable non-energy benefits | System | System
Snohomish County | Manufactured - Highly Impacted | Heat Room Gas | Existing | LIW: Insulation - Attic - R0 to R30 - MH - TG | Attic insulation: R0 to R30; mobile home; natural gas | 0 | 2024 | 2050 | 1201.0485 | per Home | 0 | 1 | 25 | PSE Businss Case: APPROVED_Measure Case_Insulation_2022 | 35.4867 | 10.36% | Per Unit Savings from PSE Business Case: APPROVED_Measure Case_Insulation_2022. Assuming an end use ratio of 90% for Heat Room Gas and applying to the reported PSE Business Case Savings. | 0 | Per Unit Savings from PSE Business Case: APPROVED_Measure Case_Insulation_2022. Assuming an end use ratio of 90% for Heat Room Gas and applying to the reported PSE Business Case Savings. | 0 | Full | 0 | 0 | 0 | 2438.1285 | 0 | 0 | 0 | Existing conditions, assuming no cost | PSE Businss Case: APPROVED_Measure Case_Insulation_2022 | B | 100% | 38.94% | 100% | 1 | 0 | 0.24 | No applicable non-energy benefitsIncludes PSE NEI data where applicable. | No applicable non-energy benefits | System | System
Snohomish County | Multifamily - Highly Impacted | Heat Central Gas Boiler | Existing | LIW: Insulation - Attic - R0 to R38 - MF - TG | Attic insulation: R0 to R38; multi-family; natural gas | 0 | 2024 | 2050 | 773.4304 | per Home | 0 | 1 | 45 | PSE Businss Case: APPROVED_Measure Case_Insulation_2022 | 33.5607 | 9.276% | Per Unit Savings from PSE Business Case: APPROVED_Measure Case_Insulation_2022. End use ratio of 100% for Heat Central Gas Boiler. | 0 | Per Unit Savings from PSE Business Case: APPROVED_Measure Case_Insulation_2022. End use ratio of 100% for Heat Central Gas Boiler. | 0 | Full | 0 | 0 | 0 | 1484.9864 | 0 | 0 | 0 | Existing conditions, assuming no cost | PSE Businss Case: APPROVED_Measure Case_Insulation_2022 | B | 100% | 0.6698% | 57.84% | 1 | 0 | 0.0029068 | No applicable non-energy benefitsIncludes PSE NEI data where applicable. | No applicable non-energy benefits | System | System
Snohomish County | Multifamily - Highly Impacted | Heat Central Gas Furnace | Existing | LIW: Insulation - Attic - R0 to R38 - MF - TG | Attic insulation: R0 to R38; multi-family; natural gas | 0 | 2024 | 2050 | 773.4304 | per Home | 0 | 1 | 45 | PSE Businss Case: APPROVED_Measure Case_Insulation_2022 | 24.7498 | 9.276% | Per Unit Savings from PSE Business Case: APPROVED_Measure Case_Insulation_2022. End use ratio of 100% for Heat Central Gas Furnace. | 0 | Per Unit Savings from PSE Business Case: APPROVED_Measure Case_Insulation_2022. End use ratio of 100% for Heat Central Gas Furnace. | 0 | Full | 0 | 0 | 0 | 1484.9864 | 0 | 0 | 0 | Existing conditions, assuming no cost | PSE Businss Case: APPROVED_Measure Case_Insulation_2022 | B | 100% | 0.6698% | 57.84% | 1 | 0 | 0.0029068 | No applicable non-energy benefitsIncludes PSE NEI data where applicable. | No applicable non-energy benefits | System | System
Snohomish County | Multifamily - Highly Impacted | Heat Room Gas | Existing | LIW: Insulation - Attic - R0 to R38 - MF - TG | Attic insulation: R0 to R38; multi-family; natural gas | 0 | 2024 | 2050 | 773.4304 | per Home | 0 | 1 | 45 | PSE Businss Case: APPROVED_Measure Case_Insulation_2022 | 22.2748 | 8.137% | Per Unit Savings from PSE Business Case: APPROVED_Measure Case_Insulation_2022. Assuming an end use ratio of 90% for Heat Room Gas and applying to the reported PSE Business Case Savings. | 0 | Per Unit Savings from PSE Business Case: APPROVED_Measure Case_Insulation_2022. Assuming an end use ratio of 90% for Heat Room Gas and applying to the reported PSE Business Case Savings. | 0 | Full | 0 | 0 | 0 | 1484.9864 | 0 | 0 | 0 | Existing conditions, assuming no cost | PSE Businss Case: APPROVED_Measure Case_Insulation_2022 | B | 100% | 0.6698% | 57.84% | 1 | 0 | 0.0026161 | No applicable non-energy benefitsIncludes PSE NEI data where applicable. | No applicable non-energy benefits | System | System
Snohomish County | Multifamily - Highly Impacted | Water Heat LE 55 Gal | Existing | LIW: Insulation - Water Heater Pipe - MF - TG | Water heater pipe insulation: multi-family; natural gas | 0 | 2024 | 2050 | 1 | per Home | 0 | 1 | 15 | PSE Businss Case: APPROVED_Measure Case_Insulation_2022 | 0.67161 | 0.4642% | Per Unit Savings from PSE Business Case: APPROVED_Measure Case_Insulation_2022 | 0 | Per Unit Savings from PSE Business Case: APPROVED_Measure Case_Insulation_2022 | 0 | Full | 0 | 0 | 0 | 20 | 0 | 0 | 0 | Existing conditions, assuming no cost | PSE Businss Case: APPROVED_Measure Case_Insulation_2022 |  | 100% | 87.4% | 100% | 1 | 0 | 0.09 | No applicable non-energy benefitsIncludes PSE NEI data where applicable. | No applicable non-energy benefits | System | System
Snohomish County | Multifamily - Highly Impacted | Water Heat GT 55 Gal | Existing | LIW: Insulation - Water Heater Pipe - MF - TG | Water heater pipe insulation: multi-family; natural gas | 0 | 2024 | 2050 | 1 | per Home | 0 | 1 | 15 | PSE Businss Case: APPROVED_Measure Case_Insulation_2022 | 0.47781 | 0.389% | Adjusting savings using baseline and measure water heating efficiency. PSE Business Case: APPROVED_Measure Case_Insulation_2022 | 0 | Adjusting savings using baseline and measure water heating efficiency. PSE Business Case: APPROVED_Measure Case_Insulation_2022 | 0 | Full | 0 | 0 | 0 | 20 | 0 | 0 | 0 | Existing conditions, assuming no cost | PSE Businss Case: APPROVED_Measure Case_Insulation_2022 |  | 100% | 87.4% | 100% | 1 | 0 | 0.09 | No applicable non-energy benefitsIncludes PSE NEI data where applicable. | No applicable non-energy benefits | System | System
Snohomish County | Manufactured - Highly Impacted | Water Heat LE 55 Gal | Existing | LIW: Insulation - Water Heater Pipe - MH - TG | Water heater pipe insulation: mobile home; natural gas | 0 | 2024 | 2050 | 1 | per Home | 0 | 1 | 15 | PSE Businss Case: APPROVED_Measure Case_Insulation_2022 | 0.63487 | 0.4642% | Per Unit Savings from PSE Business Case: APPROVED_Measure Case_Insulation_2022 | 0 | Per Unit Savings from PSE Business Case: APPROVED_Measure Case_Insulation_2022 | 0 | Full | 0 | 0 | 0 | 20 | 0 | 0 | 0 | Existing conditions, assuming no cost | PSE Businss Case: APPROVED_Measure Case_Insulation_2022 |  | 100% | 78.85% | 100% | 1 | 0 | 11.13 | No applicable non-energy benefitsIncludes PSE NEI data where applicable. | No applicable non-energy benefits | System | System
Snohomish County | Manufactured - Highly Impacted | Water Heat GT 55 Gal | Existing | LIW: Insulation - Water Heater Pipe - MH - TG | Water heater pipe insulation: mobile home; natural gas | 0 | 2024 | 2050 | 1 | per Home | 0 | 1 | 15 | PSE Businss Case: APPROVED_Measure Case_Insulation_2022 | 0.45167 | 0.389% | Adjusting savings using baseline and measure water heating efficiency. PSE Business Case: APPROVED_Measure Case_Insulation_2022 | 0 | Adjusting savings using baseline and measure water heating efficiency. PSE Business Case: APPROVED_Measure Case_Insulation_2022 | 0 | Full | 0 | 0 | 0 | 20 | 0 | 0 | 0 | Existing conditions, assuming no cost | PSE Businss Case: APPROVED_Measure Case_Insulation_2022 |  | 100% | 78.85% | 100% | 1 | 0 | 11.13 | No applicable non-energy benefitsIncludes PSE NEI data where applicable. | No applicable non-energy benefits | System | System
Snohomish County | Single Family - Highly Impacted | Water Heat LE 55 Gal | Existing | LIW: Insulation - Water Heater Pipe - SF - TG | Water heater pipe insulation: single family; natural gas | 0 | 2024 | 2050 | 1 | per Home | 0 | 1 | 15 | PSE Businss Case: APPROVED_Measure Case_Insulation_2022 | 0.73386 | 0.4642% | Per Unit Savings from PSE Business Case: APPROVED_Measure Case_Insulation_2022 | 0 | Per Unit Savings from PSE Business Case: APPROVED_Measure Case_Insulation_2022 | 0 | Full | 0 | 0 | 0 | 20 | 0 | 0 | 0 | Existing conditions, assuming no cost | PSE Businss Case: APPROVED_Measure Case_Insulation_2022 |  | 100% | 74.1% | 100% | 1 | 0 | 11.04 | No applicable non-energy benefitsIncludes PSE NEI data where applicable. | No applicable non-energy benefits | System | System
Snohomish County | Single Family - Highly Impacted | Water Heat GT 55 Gal | Existing | LIW: Insulation - Water Heater Pipe - SF - TG | Water heater pipe insulation: single family; natural gas | 0 | 2024 | 2050 | 1 | per Home | 0 | 1 | 15 | PSE Businss Case: APPROVED_Measure Case_Insulation_2022 | 0.52209 | 0.389% | Adjusting savings using baseline and measure water heating efficiency. PSE Business Case: APPROVED_Measure Case_Insulation_2022 | 0 | Adjusting savings using baseline and measure water heating efficiency. PSE Business Case: APPROVED_Measure Case_Insulation_2022 | 0 | Full | 0 | 0 | 0 | 20 | 0 | 0 | 0 | Existing conditions, assuming no cost | PSE Businss Case: APPROVED_Measure Case_Insulation_2022 |  | 100% | 74.1% | 100% | 1 | 0 | 11.04 | No applicable non-energy benefitsIncludes PSE NEI data where applicable. | No applicable non-energy benefits | System | System
Snohomish County | Multifamily - Highly Impacted | Heat Central Gas Boiler | Existing | LIW: Insulation - Attic - R0 to R49 - MF - TG | Attic insulation: R0 to R49; multi-family; natural gas | 0 | 2024 | 2050 | 773.4304 | per Home | 0 | 1 | 45 | PSE Businss Case: APPROVED_Measure Case_Insulation_2022 | 41.9509 | 11.59% | Per Unit Savings from PSE Business Case: APPROVED_Measure Case_Insulation_2022. End use ratio of 100% for Heat Central Gas Boiler. | 0 | Per Unit Savings from PSE Business Case: APPROVED_Measure Case_Insulation_2022. End use ratio of 100% for Heat Central Gas Boiler. | 0 | Full | 0 | 0 | 0 | 1655.1411 | 0 | 0 | 0 | Existing conditions, assuming no cost | PSE Businss Case: APPROVED_Measure Case_Insulation_2022 | B | 100% | 3.751% | 57.84% | 1 | 0 | 0.0036335 | No applicable non-energy benefitsIncludes PSE NEI data where applicable. | No applicable non-energy benefits | System | System
Snohomish County | Multifamily - Highly Impacted | Heat Central Gas Furnace | Existing | LIW: Insulation - Attic - R0 to R49 - MF - TG | Attic insulation: R0 to R49; multi-family; natural gas | 0 | 2024 | 2050 | 773.4304 | per Home | 0 | 1 | 45 | PSE Businss Case: APPROVED_Measure Case_Insulation_2022 | 30.9372 | 11.59% | Per Unit Savings from PSE Business Case: APPROVED_Measure Case_Insulation_2022. End use ratio of 100% for Heat Central Gas Furnace. | 0 | Per Unit Savings from PSE Business Case: APPROVED_Measure Case_Insulation_2022. End use ratio of 100% for Heat Central Gas Furnace. | 0 | Full | 0 | 0 | 0 | 1655.1411 | 0 | 0 | 0 | Existing conditions, assuming no cost | PSE Businss Case: APPROVED_Measure Case_Insulation_2022 | B | 100% | 3.751% | 57.84% | 1 | 0 | 0.0036335 | No applicable non-energy benefitsIncludes PSE NEI data where applicable. | No applicable non-energy benefits | System | System
Snohomish County | Multifamily - Highly Impacted | Heat Room Gas | Existing | LIW: Insulation - Attic - R0 to R49 - MF - TG | Attic insulation: R0 to R49; multi-family; natural gas | 0 | 2024 | 2050 | 773.4304 | per Home | 0 | 1 | 45 | PSE Businss Case: APPROVED_Measure Case_Insulation_2022 | 27.8435 | 10.17% | Per Unit Savings from PSE Business Case: APPROVED_Measure Case_Insulation_2022. Assuming an end use ratio of 90% for Heat Room Gas and applying to the reported PSE Business Case Savings. | 0 | Per Unit Savings from PSE Business Case: APPROVED_Measure Case_Insulation_2022. Assuming an end use ratio of 90% for Heat Room Gas and applying to the reported PSE Business Case Savings. | 0 | Full | 0 | 0 | 0 | 1655.1411 | 0 | 0 | 0 | Existing conditions, assuming no cost | PSE Businss Case: APPROVED_Measure Case_Insulation_2022 | B | 100% | 3.751% | 57.84% | 1 | 0 | 0.0032702 | No applicable non-energy benefitsIncludes PSE NEI data where applicable. | No applicable non-energy benefits | System | System
Snohomish County | Single Family - Highly Impacted | Heat Central Gas Boiler | Existing | LIW: Insulation - Attic - R0 to R49 - SF - TG | Attic insulation: R0 to R49; single family; natural gas | 0 | 2024 | 2050 | 969.9099 | per Home | 0 | 1 | 45 | PSE Businss Case: APPROVED_Measure Case_Insulation_2022 | 94.6943 | 20.36% | Per Unit Savings from PSE Business Case: APPROVED_Measure Case_Insulation_2022. End use ratio of 100% for Heat Central Gas Boiler. | 0 | Per Unit Savings from PSE Business Case: APPROVED_Measure Case_Insulation_2022. End use ratio of 100% for Heat Central Gas Boiler. | 0 | Full | 0 | 0 | 0 | 2356.881 | 0 | 0 | 0 | Existing conditions, assuming no cost | PSE Businss Case: APPROVED_Measure Case_Insulation_2022 | B | 100% | 3.696% | 18.29% | 1 | 0 | 0.09 | No applicable non-energy benefitsIncludes PSE NEI data where applicable. | No applicable non-energy benefits | System | System
Snohomish County | Single Family - Highly Impacted | Heat Central Gas Furnace | Existing | LIW: Insulation - Attic - R0 to R49 - SF - TG | Attic insulation: R0 to R49; single family; natural gas | 0 | 2024 | 2050 | 969.9099 | per Home | 0 | 1 | 45 | PSE Businss Case: APPROVED_Measure Case_Insulation_2022 | 69.8335 | 20.36% | Per Unit Savings from PSE Business Case: APPROVED_Measure Case_Insulation_2022. End use ratio of 100% for Heat Central Gas Furnace. | 0 | Per Unit Savings from PSE Business Case: APPROVED_Measure Case_Insulation_2022. End use ratio of 100% for Heat Central Gas Furnace. | 0 | Full | 0 | 0 | 0 | 2356.881 | 0 | 0 | 0 | Existing conditions, assuming no cost | PSE Businss Case: APPROVED_Measure Case_Insulation_2022 | B | 100% | 3.696% | 18.29% | 1 | 0 | 0.09 | No applicable non-energy benefitsIncludes PSE NEI data where applicable. | No applicable non-energy benefits | System | System
Snohomish County | Single Family - Highly Impacted | Heat Room Gas | Existing | LIW: Insulation - Attic - R0 to R49 - SF - TG | Attic insulation: R0 to R49; single family; natural gas | 0 | 2024 | 2050 | 969.9099 | per Home | 0 | 1 | 45 | PSE Businss Case: APPROVED_Measure Case_Insulation_2022 | 62.8502 | 17.86% | Per Unit Savings from PSE Business Case: APPROVED_Measure Case_Insulation_2022. Assuming an end use ratio of 90% for Heat Room Gas and applying to the reported PSE Business Case Savings. | 0 | Per Unit Savings from PSE Business Case: APPROVED_Measure Case_Insulation_2022. Assuming an end use ratio of 90% for Heat Room Gas and applying to the reported PSE Business Case Savings. | 0 | Full | 0 | 0 | 0 | 2356.881 | 0 | 0 | 0 | Existing conditions, assuming no cost | PSE Businss Case: APPROVED_Measure Case_Insulation_2022 | B | 100% | 3.696% | 18.29% | 1 | 0 | 0.09 | No applicable non-energy benefitsIncludes PSE NEI data where applicable. | No applicable non-energy benefits | System | System
Snohomish County | Single Family - Highly Impacted | Heat Central Gas Boiler | Existing | LIW: Insulation - Attic - R11 to R49 - SF - TG | Attic insulation: R11 to R49; single family; natural gas | 0 | 2024 | 2050 | 969.9099 | per Home | 0 | 1 | 45 | PSE Businss Case: APPROVED_Measure Case_Insulation_2022 | 31.5648 | 6.788% | Per Unit Savings from PSE Business Case: APPROVED_Measure Case_Insulation_2022. End use ratio of 100% for Heat Central Gas Boiler. | 0 | Per Unit Savings from PSE Business Case: APPROVED_Measure Case_Insulation_2022. End use ratio of 100% for Heat Central Gas Boiler. | 0 | Full | 0 | 0 | 0 | 1765.2359 | 0 | 0 | 0 | Existing conditions, assuming no cost | PSE Businss Case: APPROVED_Measure Case_Insulation_2022 | C | 100% | 20.16% | 42.9% | 1 | 0 | 0.12 | No applicable non-energy benefitsIncludes PSE NEI data where applicable. | No applicable non-energy benefits | System | System
Snohomish County | Single Family - Highly Impacted | Heat Central Gas Furnace | Existing | LIW: Insulation - Attic - R11 to R49 - SF - TG | Attic insulation: R11 to R49; single family; natural gas | 0 | 2024 | 2050 | 969.9099 | per Home | 0 | 1 | 45 | PSE Businss Case: APPROVED_Measure Case_Insulation_2022 | 23.2778 | 6.788% | Per Unit Savings from PSE Business Case: APPROVED_Measure Case_Insulation_2022. End use ratio of 100% for Heat Central Gas Furnace. | 0 | Per Unit Savings from PSE Business Case: APPROVED_Measure Case_Insulation_2022. End use ratio of 100% for Heat Central Gas Furnace. | 0 | Full | 0 | 0 | 0 | 1765.2359 | 0 | 0 | 0 | Existing conditions, assuming no cost | PSE Businss Case: APPROVED_Measure Case_Insulation_2022 | C | 100% | 20.16% | 42.9% | 1 | 0 | 0.12 | No applicable non-energy benefitsIncludes PSE NEI data where applicable. | No applicable non-energy benefits | System | System
Snohomish County | Single Family - Highly Impacted | Heat Room Gas | Existing | LIW: Insulation - Attic - R11 to R49 - SF - TG | Attic insulation: R11 to R49; single family; natural gas | 0 | 2024 | 2050 | 969.9099 | per Home | 0 | 1 | 45 | PSE Businss Case: APPROVED_Measure Case_Insulation_2022 | 21.493 | 6.109% | Per Unit Savings from PSE Business Case: APPROVED_Measure Case_Insulation_2022. Assuming an end use ratio of 90% for Heat Room Gas and applying to the reported PSE Business Case Savings. | 0 | Per Unit Savings from PSE Business Case: APPROVED_Measure Case_Insulation_2022. Assuming an end use ratio of 90% for Heat Room Gas and applying to the reported PSE Business Case Savings. | 0 | Full | 0 | 0 | 0 | 1765.2359 | 0 | 0 | 0 | Existing conditions, assuming no cost | PSE Businss Case: APPROVED_Measure Case_Insulation_2022 | C | 100% | 20.16% | 42.9% | 1 | 0 | 0.12 | No applicable non-energy benefitsIncludes PSE NEI data where applicable. | No applicable non-energy benefits | System | System
Snohomish County | Single Family | Heat Central Gas Boiler | Existing | SFWX: Insulation - Attic - R0 to R49 - NG | Attic Insulation: R0 to R49; home heated with natural gas | 0 | 2024 | 2050 | 1181.8733 | per Home | 0 | 1 | 45 | PSE Businss Case: APPROVED_Measure Case_Insulation_2022 | 118.4658 | 18.33% | Per Unit Savings from PSE Business Case: APPROVED_Measure Case_Insulation_2022 | 0 | Per Unit Savings from PSE Business Case: APPROVED_Measure Case_Insulation_2022 | 0 | Full | 0 | 0 | 0 | 1760.9912 | 0 | 0 | 0 | Existing conditions, assuming no cost | PSE Businss Case: APPROVED_Measure Case_Insulation_2022 | B | 100% | 3.696% | 18.29% | 1 | 0 | 0.0433 | No applicable non-energy benefitsIncludes PSE NEI data where applicable. | No applicable non-energy benefits | System | System
Snohomish County | Single Family | Heat Central Gas Furnace | Existing | SFWX: Insulation - Attic - R0 to R49 - NG | Attic Insulation: R0 to R49; home heated with natural gas | 0 | 2024 | 2050 | 1181.8733 | per Home | 0 | 1 | 45 | PSE Businss Case: APPROVED_Measure Case_Insulation_2022 | 87.3641 | 18.33% | Per Unit Savings from PSE Business Case: APPROVED_Measure Case_Insulation_2022 | 0 | Per Unit Savings from PSE Business Case: APPROVED_Measure Case_Insulation_2022 | 0 | Full | 0 | 0 | 0 | 1760.9912 | 0 | 0 | 0 | Existing conditions, assuming no cost | PSE Businss Case: APPROVED_Measure Case_Insulation_2022 | B | 100% | 3.696% | 18.29% | 1 | 0 | 0.0433 | No applicable non-energy benefitsIncludes PSE NEI data where applicable. | No applicable non-energy benefits | System | System
Snohomish County | Single Family | Heat Room Gas | Existing | SFWX: Insulation - Attic - R0 to R49 - NG | Attic Insulation: R0 to R49; home heated with natural gas | 0 | 2024 | 2050 | 1181.8733 | per Home | 0 | 1 | 45 | PSE Businss Case: APPROVED_Measure Case_Insulation_2022 | 89.6282 | 18.33% | Per Unit Savings from PSE Business Case: APPROVED_Measure Case_Insulation_2022 | 0 | Per Unit Savings from PSE Business Case: APPROVED_Measure Case_Insulation_2022 | 0 | Full | 0 | 0 | 0 | 1760.9912 | 0 | 0 | 0 | Existing conditions, assuming no cost | PSE Businss Case: APPROVED_Measure Case_Insulation_2022 | B | 100% | 3.696% | 18.29% | 1 | 0 | 0.0433 | No applicable non-energy benefitsIncludes PSE NEI data where applicable. | No applicable non-energy benefits | System | System
Snohomish County | Single Family | Heat Central Gas Boiler | Existing | SFWX: Insulation - Attic - R11 to R49 - NG | Attic Insulation: R11 to R49; home heated with natural gas | 0 | 2024 | 2050 | 1181.8733 | per Home | 0 | 1 | 45 | PSE Businss Case: APPROVED_Measure Case_Insulation_2022 | 41.1553 | 6.366% | Per Unit Savings from PSE Business Case: APPROVED_Measure Case_Insulation_2022 | 0 | Per Unit Savings from PSE Business Case: APPROVED_Measure Case_Insulation_2022 | 0 | Full | 0 | 0 | 0 | 1465.5229 | 0 | 0 | 0 | Existing conditions, assuming no cost | PSE Businss Case: APPROVED_Measure Case_Insulation_2022 | C | 100% | 20.16% | 42.9% | 1 | 0 | 0.0481 | No applicable non-energy benefitsIncludes PSE NEI data where applicable. | No applicable non-energy benefits | System | System
Snohomish County | Single Family | Heat Central Gas Furnace | Existing | SFWX: Insulation - Attic - R11 to R49 - NG | Attic Insulation: R11 to R49; home heated with natural gas | 0 | 2024 | 2050 | 1181.8733 | per Home | 0 | 1 | 45 | PSE Businss Case: APPROVED_Measure Case_Insulation_2022 | 30.3505 | 6.366% | Per Unit Savings from PSE Business Case: APPROVED_Measure Case_Insulation_2022 | 0 | Per Unit Savings from PSE Business Case: APPROVED_Measure Case_Insulation_2022 | 0 | Full | 0 | 0 | 0 | 1465.5229 | 0 | 0 | 0 | Existing conditions, assuming no cost | PSE Businss Case: APPROVED_Measure Case_Insulation_2022 | C | 100% | 20.16% | 42.9% | 1 | 0 | 0.0481 | No applicable non-energy benefitsIncludes PSE NEI data where applicable. | No applicable non-energy benefits | System | System
Snohomish County | Single Family | Heat Room Gas | Existing | SFWX: Insulation - Attic - R11 to R49 - NG | Attic Insulation: R11 to R49; home heated with natural gas | 0 | 2024 | 2050 | 1181.8733 | per Home | 0 | 1 | 45 | PSE Businss Case: APPROVED_Measure Case_Insulation_2022 | 31.1371 | 6.366% | Per Unit Savings from PSE Business Case: APPROVED_Measure Case_Insulation_2022 | 0 | Per Unit Savings from PSE Business Case: APPROVED_Measure Case_Insulation_2022 | 0 | Full | 0 | 0 | 0 | 1465.5229 | 0 | 0 | 0 | Existing conditions, assuming no cost | PSE Businss Case: APPROVED_Measure Case_Insulation_2022 | C | 100% | 20.16% | 42.9% | 1 | 0 | 0.0481 | No applicable non-energy benefitsIncludes PSE NEI data where applicable. | No applicable non-energy benefits | System | System
Snohomish County | Manufactured | Heat Central Gas Boiler | Existing | SFWX: Insulation - Floor - R0 to R22 - NG - MH | Floor Insulation: R0 to R22; manufactured home heated with natural gas | 0 | 2024 | 2050 | 1549.1708 | per Home | 0 | 1 | 25 | PSE Businss Case: APPROVED_Measure Case_Insulation_2022 | 71.9272 | 12.32% | Per Unit Savings from PSE Business Case: APPROVED_Measure Case_Insulation_2022 | 0 | Per Unit Savings from PSE Business Case: APPROVED_Measure Case_Insulation_2022 | 0 | Full | 0 | 0 | 0 | 3594.0762 | 0 | 0 | 0 | Existing conditions, assuming no cost | PSE Businss Case: APPROVED_Measure Case_Insulation_2022 | H | 100% | 8.661% | 62.51% | 1 | 0 | 0.0917 | No applicable non-energy benefitsIncludes PSE NEI data where applicable. | No applicable non-energy benefits | System | System
Snohomish County | Manufactured | Heat Central Gas Furnace | Existing | SFWX: Insulation - Floor - R0 to R22 - NG - MH | Floor Insulation: R0 to R22; manufactured home heated with natural gas | 0 | 2024 | 2050 | 1549.1708 | per Home | 0 | 1 | 25 | PSE Businss Case: APPROVED_Measure Case_Insulation_2022 | 53.0436 | 12.32% | Per Unit Savings from PSE Business Case: APPROVED_Measure Case_Insulation_2022 | 0 | Per Unit Savings from PSE Business Case: APPROVED_Measure Case_Insulation_2022 | 0 | Full | 0 | 0 | 0 | 3594.0762 | 0 | 0 | 0 | Existing conditions, assuming no cost | PSE Businss Case: APPROVED_Measure Case_Insulation_2022 | H | 100% | 8.661% | 62.51% | 1 | 0 | 0.0917 | No applicable non-energy benefitsIncludes PSE NEI data where applicable. | No applicable non-energy benefits | System | System
Snohomish County | Manufactured | Heat Room Gas | Existing | SFWX: Insulation - Floor - R0 to R22 - NG - MH | Floor Insulation: R0 to R22; manufactured home heated with natural gas | 0 | 2024 | 2050 | 1549.1708 | per Home | 0 | 1 | 25 | PSE Businss Case: APPROVED_Measure Case_Insulation_2022 | 54.4183 | 12.32% | Per Unit Savings from PSE Business Case: APPROVED_Measure Case_Insulation_2022 | 0 | Per Unit Savings from PSE Business Case: APPROVED_Measure Case_Insulation_2022 | 0 | Full | 0 | 0 | 0 | 3594.0762 | 0 | 0 | 0 | Existing conditions, assuming no cost | PSE Businss Case: APPROVED_Measure Case_Insulation_2022 | H | 100% | 8.661% | 62.51% | 1 | 0 | 0.0917 | No applicable non-energy benefitsIncludes PSE NEI data where applicable. | No applicable non-energy benefits | System | System
Snohomish County | Manufactured - Highly Impacted | Heat Central Gas Boiler | Existing | LIW: Insulation - Floor - R11 to R22 - MH - TE | Floor Insulation: R11 to R22; manufactured home heated with natural gas | 0 | 2024 | 2050 | 1201.0485 | per Home | 0 | 1 | 25 | PSE Businss Case: APPROVED_Measure Case_Insulation_2022 | 24.1036 | 5.326% | Per Unit Savings from PSE Business Case: APPROVED_Measure Case_Insulation_2022. End use ratio of 100% for Heat Central Gas Boiler. | 5.1475 | Per Unit Savings from PSE Business Case: APPROVED_Measure Case_Insulation_2022. End use ratio of 100% for Heat Central Gas Boiler. | 0 | Full | 0 | 0 | 0 | 2846.485 | 0 | 0 | 0 | Existing conditions, assuming no cost | PSE Businss Case: APPROVED_Measure Case_Insulation_2022 | I | 100% | 8.571% | 37.49% | 1 | 0 | 0.15 | No applicable non-energy benefitsIncludes PSE NEI data where applicable. | No applicable non-energy benefits | System | System
Snohomish County | Manufactured - Highly Impacted | Heat Central Gas Furnace | Existing | LIW: Insulation - Floor - R11 to R22 - MH - TE | Floor Insulation: R11 to R22; manufactured home heated with natural gas | 0 | 2024 | 2050 | 1201.0485 | per Home | 0 | 1 | 25 | PSE Businss Case: APPROVED_Measure Case_Insulation_2022 | 17.7755 | 5.326% | Per Unit Savings from PSE Business Case: APPROVED_Measure Case_Insulation_2022. End use ratio of 100% for Heat Central Gas Furnace. | 15.6981 | Per Unit Savings from PSE Business Case: APPROVED_Measure Case_Insulation_2022. End use ratio of 100% for Heat Central Gas Furnace. | 0 | Full | 0 | 0 | 0 | 2846.485 | 0 | 0 | 0 | Existing conditions, assuming no cost | PSE Businss Case: APPROVED_Measure Case_Insulation_2022 | I | 100% | 8.571% | 37.49% | 1 | 0 | 0.15 | No applicable non-energy benefitsIncludes PSE NEI data where applicable. | No applicable non-energy benefits | System | System
Snohomish County | Manufactured - Highly Impacted | Heat Room Gas | Existing | LIW: Insulation - Floor - R11 to R22 - MH - TE | Floor Insulation: R11 to R22; manufactured home heated with natural gas | 0 | 2024 | 2050 | 1201.0485 | per Home | 0 | 1 | 25 | PSE Businss Case: APPROVED_Measure Case_Insulation_2022 | 15.998 | 4.673% | Per Unit Savings from PSE Business Case: APPROVED_Measure Case_Insulation_2022. Assuming an end use ratio of 90% for Heat Room Gas and applying to the reported PSE Business Case Savings. | 4.7442 | Per Unit Savings from PSE Business Case: APPROVED_Measure Case_Insulation_2022. Assuming an end use ratio of 90% for Heat Room Gas and applying to the reported PSE Business Case Savings. | 0 | Full | 0 | 0 | 0 | 2846.485 | 0 | 0 | 0 | Existing conditions, assuming no cost | PSE Businss Case: APPROVED_Measure Case_Insulation_2022 | I | 100% | 8.571% | 37.49% | 1 | 0 | 0.15 | No applicable non-energy benefitsIncludes PSE NEI data where applicable. | No applicable non-energy benefits | System | System
Snohomish County | Single Family | Heat Central Gas Boiler | Existing | SFWX: Insulation - Floor - R0 to R30 - NG | Floor Insulation: R0 to R30; home heated with natural gas | 0 | 2024 | 2050 | 1181.8733 | per Home | 0 | 1 | 45 | PSE Businss Case: APPROVED_Measure Case_Insulation_2022 | 44.2324 | 6.842% | Per Unit Savings from PSE Business Case: APPROVED_Measure Case_Insulation_2022 | 0 | Per Unit Savings from PSE Business Case: APPROVED_Measure Case_Insulation_2022 | 0 | Full | 0 | 0 | 0 | 1666.4414 | 0 | 0 | 0 | Existing conditions, assuming no cost | PSE Businss Case: APPROVED_Measure Case_Insulation_2022 | L | 100% | 6.068% | 100% | 1 | 0 | 0.0403 | No applicable non-energy benefitsIncludes PSE NEI data where applicable. | No applicable non-energy benefits | System | System
Snohomish County | Single Family | Heat Central Gas Furnace | Existing | SFWX: Insulation - Floor - R0 to R30 - NG | Floor Insulation: R0 to R30; home heated with natural gas | 0 | 2024 | 2050 | 1181.8733 | per Home | 0 | 1 | 45 | PSE Businss Case: APPROVED_Measure Case_Insulation_2022 | 32.6197 | 6.842% | Per Unit Savings from PSE Business Case: APPROVED_Measure Case_Insulation_2022 | 0 | Per Unit Savings from PSE Business Case: APPROVED_Measure Case_Insulation_2022 | 0 | Full | 0 | 0 | 0 | 1666.4414 | 0 | 0 | 0 | Existing conditions, assuming no cost | PSE Businss Case: APPROVED_Measure Case_Insulation_2022 | L | 100% | 6.068% | 100% | 1 | 0 | 0.0403 | No applicable non-energy benefitsIncludes PSE NEI data where applicable. | No applicable non-energy benefits | System | System
Snohomish County | Single Family | Heat Room Gas | Existing | SFWX: Insulation - Floor - R0 to R30 - NG | Floor Insulation: R0 to R30; home heated with natural gas | 0 | 2024 | 2050 | 1181.8733 | per Home | 0 | 1 | 45 | PSE Businss Case: APPROVED_Measure Case_Insulation_2022 | 33.4651 | 6.842% | Per Unit Savings from PSE Business Case: APPROVED_Measure Case_Insulation_2022 | 0 | Per Unit Savings from PSE Business Case: APPROVED_Measure Case_Insulation_2022 | 0 | Full | 0 | 0 | 0 | 1666.4414 | 0 | 0 | 0 | Existing conditions, assuming no cost | PSE Businss Case: APPROVED_Measure Case_Insulation_2022 | L | 100% | 6.068% | 100% | 1 | 0 | 0.0403 | No applicable non-energy benefitsIncludes PSE NEI data where applicable. | No applicable non-energy benefits | System | System
Snohomish County | Single Family | Heat Central Gas Boiler | Existing | SFWX: Insulation - Wall - R0 to R13 - NG | Wall insulation: R0 to R13: home heated with natural gas | 0 | 2024 | 2050 | 2423.4322 | per Home | 0 | 1 | 45 | PSE Businss Case: APPROVED_Measure Case_Insulation_2022 | 175.8762 | 27.21% | Per Unit Savings from PSE Business Case: APPROVED_Measure Case_Insulation_2022 | 0 | Per Unit Savings from PSE Business Case: APPROVED_Measure Case_Insulation_2022 | 0 | Full | 0 | 0 | 0 | 3780.5542 | 0 | 0 | 0 | Existing conditions, assuming no cost | PSE Businss Case: APPROVED_Measure Case_Insulation_2022 | M | 100% | 6.485% | 100% | 1 | 0 | 0.0417 | No applicable non-energy benefitsIncludes PSE NEI data where applicable. | No applicable non-energy benefits | System | System
Snohomish County | Single Family | Heat Central Gas Furnace | Existing | SFWX: Insulation - Wall - R0 to R13 - NG | Wall insulation: R0 to R13: home heated with natural gas | 0 | 2024 | 2050 | 2423.4322 | per Home | 0 | 1 | 45 | PSE Businss Case: APPROVED_Measure Case_Insulation_2022 | 129.7021 | 27.21% | Per Unit Savings from PSE Business Case: APPROVED_Measure Case_Insulation_2022 | 0 | Per Unit Savings from PSE Business Case: APPROVED_Measure Case_Insulation_2022 | 0 | Full | 0 | 0 | 0 | 3780.5542 | 0 | 0 | 0 | Existing conditions, assuming no cost | PSE Businss Case: APPROVED_Measure Case_Insulation_2022 | M | 100% | 6.485% | 100% | 1 | 0 | 0.0417 | No applicable non-energy benefitsIncludes PSE NEI data where applicable. | No applicable non-energy benefits | System | System
Snohomish County | Single Family | Heat Room Gas | Existing | SFWX: Insulation - Wall - R0 to R13 - NG | Wall insulation: R0 to R13: home heated with natural gas | 0 | 2024 | 2050 | 2423.4322 | per Home | 0 | 1 | 45 | PSE Businss Case: APPROVED_Measure Case_Insulation_2022 | 133.0635 | 27.21% | Per Unit Savings from PSE Business Case: APPROVED_Measure Case_Insulation_2022 | 0 | Per Unit Savings from PSE Business Case: APPROVED_Measure Case_Insulation_2022 | 0 | Full | 0 | 0 | 0 | 3780.5542 | 0 | 0 | 0 | Existing conditions, assuming no cost | PSE Businss Case: APPROVED_Measure Case_Insulation_2022 | M | 100% | 6.485% | 100% | 1 | 0 | 0.0417 | No applicable non-energy benefitsIncludes PSE NEI data where applicable. | No applicable non-energy benefits | System | System
Snohomish County | Multifamily | Heat Central Gas Boiler | Existing | Insulation - Attic - R0 to R38 - NG | Attic insulation: R0 to R38; natural gas heating | 0 | 2024 | 2050 | 911.2552 | per Home | 0 | 1 | 45 | PSE Businss Case: APPROVED_Measure Case_Insulation_2022 | 39.5412 | 9.276% | Per Unit Savings from PSE Business Case: APPROVED_Measure Case_Insulation_2022. End use ratio of 100% for Heat Central Gas Boiler. | 0 | Per Unit Savings from PSE Business Case: APPROVED_Measure Case_Insulation_2022. End use ratio of 100% for Heat Central Gas Boiler. | 0 | Full | 0 | 0 | 0 | 1749.61 | 0 | 0 | 0 | Existing conditions, assuming no cost | PSE Businss Case: APPROVED_Measure Case_Insulation_2022 | B | 100% | 0.6698% | 57.84% | 1 | 0 | 0 | No applicable non-energy benefitsIncludes PSE NEI data where applicable. | No applicable non-energy benefits | System | System
Snohomish County | Multifamily | Heat Central Gas Furnace | Existing | Insulation - Attic - R0 to R38 - NG | Attic insulation: R0 to R38; natural gas heating | 0 | 2024 | 2050 | 911.2552 | per Home | 0 | 1 | 45 | PSE Businss Case: APPROVED_Measure Case_Insulation_2022 | 29.1602 | 9.276% | Per Unit Savings from PSE Business Case: APPROVED_Measure Case_Insulation_2022. End use ratio of 100% for Heat Central Gas Furnace. | 0 | Per Unit Savings from PSE Business Case: APPROVED_Measure Case_Insulation_2022. End use ratio of 100% for Heat Central Gas Furnace. | 0 | Full | 0 | 0 | 0 | 1749.61 | 0 | 0 | 0 | Existing conditions, assuming no cost | PSE Businss Case: APPROVED_Measure Case_Insulation_2022 | B | 100% | 0.6698% | 57.84% | 1 | 0 | 0 | No applicable non-energy benefitsIncludes PSE NEI data where applicable. | No applicable non-energy benefits | System | System
Snohomish County | Multifamily | Heat Room Gas | Existing | Insulation - Attic - R0 to R38 - NG | Attic insulation: R0 to R38; natural gas heating | 0 | 2024 | 2050 | 911.2552 | per Home | 0 | 1 | 45 | PSE Businss Case: APPROVED_Measure Case_Insulation_2022 | 26.2442 | 8.137% | Per Unit Savings from PSE Business Case: APPROVED_Measure Case_Insulation_2022. Assuming an end use ratio of 90% for Heat Room Gas and applying to the reported PSE Business Case Savings. | 0 | Per Unit Savings from PSE Business Case: APPROVED_Measure Case_Insulation_2022. Assuming an end use ratio of 90% for Heat Room Gas and applying to the reported PSE Business Case Savings. | 0 | Full | 0 | 0 | 0 | 1749.61 | 0 | 0 | 0 | Existing conditions, assuming no cost | PSE Businss Case: APPROVED_Measure Case_Insulation_2022 | B | 100% | 0.6698% | 57.84% | 1 | 0 | 0 | No applicable non-energy benefitsIncludes PSE NEI data where applicable. | No applicable non-energy benefits | System | System
Snohomish County | Multifamily | Heat Central Gas Boiler | Existing | Insulation - Attic - R11 to R38 - NG | Attic insulation: R11 to R38; natural gas heating | 0 | 2024 | 2050 | 911.2552 | per Home | 0 | 1 | 45 | PSE Businss Case: APPROVED_Measure Case_Insulation_2022 | 29.6559 | 6.957% | Per Unit Savings from PSE Business Case: APPROVED_Measure Case_Insulation_2022. End use ratio of 100% for Heat Central Gas Boiler. | 0 | Per Unit Savings from PSE Business Case: APPROVED_Measure Case_Insulation_2022. End use ratio of 100% for Heat Central Gas Boiler. | 0 | Full | 0 | 0 | 0 | 1448.8958 | 0 | 0 | 0 | Existing conditions, assuming no cost | PSE Businss Case: APPROVED_Measure Case_Insulation_2022 | C | 100% | 0.5073% | 10% | 1 | 0 | 0 | No applicable non-energy benefitsIncludes PSE NEI data where applicable. | No applicable non-energy benefits | System | System
Snohomish County | Multifamily | Heat Central Gas Furnace | Existing | Insulation - Attic - R11 to R38 - NG | Attic insulation: R11 to R38; natural gas heating | 0 | 2024 | 2050 | 911.2552 | per Home | 0 | 1 | 45 | PSE Businss Case: APPROVED_Measure Case_Insulation_2022 | 21.8701 | 6.957% | Per Unit Savings from PSE Business Case: APPROVED_Measure Case_Insulation_2022. End use ratio of 100% for Heat Central Gas Furnace. | 0 | Per Unit Savings from PSE Business Case: APPROVED_Measure Case_Insulation_2022. End use ratio of 100% for Heat Central Gas Furnace. | 0 | Full | 0 | 0 | 0 | 1448.8958 | 0 | 0 | 0 | Existing conditions, assuming no cost | PSE Businss Case: APPROVED_Measure Case_Insulation_2022 | C | 100% | 0.5073% | 10% | 1 | 0 | 0 | No applicable non-energy benefitsIncludes PSE NEI data where applicable. | No applicable non-energy benefits | System | System
Snohomish County | Multifamily | Heat Room Gas | Existing | Insulation - Attic - R11 to R38 - NG | Attic insulation: R11 to R38; natural gas heating | 0 | 2024 | 2050 | 911.2552 | per Home | 0 | 1 | 45 | PSE Businss Case: APPROVED_Measure Case_Insulation_2022 | 20.1932 | 6.261% | Per Unit Savings from PSE Business Case: APPROVED_Measure Case_Insulation_2022. Assuming an end use ratio of 90% for Heat Room Gas and applying to the reported PSE Business Case Savings. | 0 | Per Unit Savings from PSE Business Case: APPROVED_Measure Case_Insulation_2022. Assuming an end use ratio of 90% for Heat Room Gas and applying to the reported PSE Business Case Savings. | 0 | Full | 0 | 0 | 0 | 1448.8958 | 0 | 0 | 0 | Existing conditions, assuming no cost | PSE Businss Case: APPROVED_Measure Case_Insulation_2022 | C | 100% | 0.5073% | 10% | 1 | 0 | 0 | No applicable non-energy benefitsIncludes PSE NEI data where applicable. | No applicable non-energy benefits | System | System
Snohomish County | Multifamily - Highly Impacted | Heat Central Gas Boiler | Existing | Insulation - Attic - R11 to R38 - NG | Attic insulation: R11 to R38; natural gas heating | 0 | 2024 | 2050 | 773.4304 | per Home | 0 | 1 | 45 | PSE Businss Case: APPROVED_Measure Case_Insulation_2022 | 25.1705 | 6.957% | Per Unit Savings from PSE Business Case: APPROVED_Measure Case_Insulation_2022. End use ratio of 100% for Heat Central Gas Boiler. | 0 | Per Unit Savings from PSE Business Case: APPROVED_Measure Case_Insulation_2022. End use ratio of 100% for Heat Central Gas Boiler. | 0 | Full | 0 | 0 | 0 | 1229.7544 | 0 | 0 | 0 | Existing conditions, assuming no cost | PSE Businss Case: APPROVED_Measure Case_Insulation_2022 | C | 100% | 0.5073% | 10% | 1 | 0 | 0 | No applicable non-energy benefitsIncludes PSE NEI data where applicable. | No applicable non-energy benefits | System | System
Snohomish County | Multifamily - Highly Impacted | Heat Central Gas Furnace | Existing | Insulation - Attic - R11 to R38 - NG | Attic insulation: R11 to R38; natural gas heating | 0 | 2024 | 2050 | 773.4304 | per Home | 0 | 1 | 45 | PSE Businss Case: APPROVED_Measure Case_Insulation_2022 | 18.5623 | 6.957% | Per Unit Savings from PSE Business Case: APPROVED_Measure Case_Insulation_2022. End use ratio of 100% for Heat Central Gas Furnace. | 0 | Per Unit Savings from PSE Business Case: APPROVED_Measure Case_Insulation_2022. End use ratio of 100% for Heat Central Gas Furnace. | 0 | Full | 0 | 0 | 0 | 1229.7544 | 0 | 0 | 0 | Existing conditions, assuming no cost | PSE Businss Case: APPROVED_Measure Case_Insulation_2022 | C | 100% | 0.5073% | 10% | 1 | 0 | 0 | No applicable non-energy benefitsIncludes PSE NEI data where applicable. | No applicable non-energy benefits | System | System
Snohomish County | Multifamily - Highly Impacted | Heat Room Gas | Existing | Insulation - Attic - R11 to R38 - NG | Attic insulation: R11 to R38; natural gas heating | 0 | 2024 | 2050 | 773.4304 | per Home | 0 | 1 | 45 | PSE Businss Case: APPROVED_Measure Case_Insulation_2022 | 17.1391 | 6.261% | Per Unit Savings from PSE Business Case: APPROVED_Measure Case_Insulation_2022. Assuming an end use ratio of 90% for Heat Room Gas and applying to the reported PSE Business Case Savings. | 0 | Per Unit Savings from PSE Business Case: APPROVED_Measure Case_Insulation_2022. Assuming an end use ratio of 90% for Heat Room Gas and applying to the reported PSE Business Case Savings. | 0 | Full | 0 | 0 | 0 | 1229.7544 | 0 | 0 | 0 | Existing conditions, assuming no cost | PSE Businss Case: APPROVED_Measure Case_Insulation_2022 | C | 100% | 0.5073% | 10% | 1 | 0 | 0 | No applicable non-energy benefitsIncludes PSE NEI data where applicable. | No applicable non-energy benefits | System | System
Snohomish County | Multifamily | Heat Central Gas Boiler | Existing | MFRFT: Insulation - Floor - R0 to R30 - NG | Floor insulation: R0 to R30; natural gas heating | 0 | 2024 | 2050 | 911.2552 | per Home | 0 | 1 | 45 | PSE Businss Case: APPROVED_Measure Case_Insulation_2022 | 59.3118 | 13.91% | Per Unit Savings from PSE Business Case: APPROVED_Measure Case_Insulation_2022. End use ratio of 100% for Heat Central Gas Boiler. | 0 | Per Unit Savings from PSE Business Case: APPROVED_Measure Case_Insulation_2022. End use ratio of 100% for Heat Central Gas Boiler. | 0 | Full | 0 | 0 | 0 | 1448.8958 | 0 | 0 | 0 | Existing conditions, assuming no cost | PSE Businss Case: APPROVED_Measure Case_Insulation_2022 | J | 100% | 23.08% | 66.69% | 1 | 0 | 0 | No applicable non-energy benefitsIncludes PSE NEI data where applicable. | No applicable non-energy benefits | System | System
Snohomish County | Multifamily | Heat Central Gas Furnace | Existing | MFRFT: Insulation - Floor - R0 to R30 - NG | Floor insulation: R0 to R30; natural gas heating | 0 | 2024 | 2050 | 911.2552 | per Home | 0 | 1 | 45 | PSE Businss Case: APPROVED_Measure Case_Insulation_2022 | 43.7403 | 13.91% | Per Unit Savings from PSE Business Case: APPROVED_Measure Case_Insulation_2022. End use ratio of 100% for Heat Central Gas Furnace. | 0 | Per Unit Savings from PSE Business Case: APPROVED_Measure Case_Insulation_2022. End use ratio of 100% for Heat Central Gas Furnace. | 0 | Full | 0 | 0 | 0 | 1448.8958 | 0 | 0 | 0 | Existing conditions, assuming no cost | PSE Businss Case: APPROVED_Measure Case_Insulation_2022 | J | 100% | 23.08% | 66.69% | 1 | 0 | 0 | No applicable non-energy benefitsIncludes PSE NEI data where applicable. | No applicable non-energy benefits | System | System
Snohomish County | Multifamily | Heat Room Gas | Existing | MFRFT: Insulation - Floor - R0 to R30 - NG | Floor insulation: R0 to R30; natural gas heating | 0 | 2024 | 2050 | 911.2552 | per Home | 0 | 1 | 45 | PSE Businss Case: APPROVED_Measure Case_Insulation_2022 | 39.3662 | 12.21% | Per Unit Savings from PSE Business Case: APPROVED_Measure Case_Insulation_2022. Assuming an end use ratio of 90% for Heat Room Gas and applying to the reported PSE Business Case Savings. | 0 | Per Unit Savings from PSE Business Case: APPROVED_Measure Case_Insulation_2022. Assuming an end use ratio of 90% for Heat Room Gas and applying to the reported PSE Business Case Savings. | 0 | Full | 0 | 0 | 0 | 1448.8958 | 0 | 0 | 0 | Existing conditions, assuming no cost | PSE Businss Case: APPROVED_Measure Case_Insulation_2022 | J | 100% | 23.08% | 66.69% | 1 | 0 | 0 | No applicable non-energy benefitsIncludes PSE NEI data where applicable. | No applicable non-energy benefits | System | System
Snohomish County | Multifamily | Heat Central Gas Boiler | Existing | MFRFT: Insulation - Wall - R0 to R11 - NG | Wall insulation: R0 to R11; natural gas heating | 0 | 2024 | 2050 | 301.87 | per Home | 0 | 1 | 45 | PSE Businss Case: APPROVED_Measure Case_Insulation_2022 | 32.7469 | 7.682% | Per Unit Savings from PSE Business Case: APPROVED_Measure Case_Insulation_2022. End use ratio of 100% for Heat Central Gas Boiler. | 0 | Per Unit Savings from PSE Business Case: APPROVED_Measure Case_Insulation_2022. End use ratio of 100% for Heat Central Gas Boiler. | 0 | Full | 0 | 0 | 0 | 498.0856 | 0 | 0 | 0 | Existing conditions, assuming no cost | PSE Businss Case: APPROVED_Measure Case_Insulation_2022 | M | 100% | 7.774% | 100% | 1 | 0 | 0 | No applicable non-energy benefitsIncludes PSE NEI data where applicable. | No applicable non-energy benefits | System | System
Snohomish County | Multifamily | Heat Central Gas Furnace | Existing | MFRFT: Insulation - Wall - R0 to R11 - NG | Wall insulation: R0 to R11; natural gas heating | 0 | 2024 | 2050 | 301.87 | per Home | 0 | 1 | 45 | PSE Businss Case: APPROVED_Measure Case_Insulation_2022 | 24.1496 | 7.682% | Per Unit Savings from PSE Business Case: APPROVED_Measure Case_Insulation_2022. End use ratio of 100% for Heat Central Gas Furnace. | 0 | Per Unit Savings from PSE Business Case: APPROVED_Measure Case_Insulation_2022. End use ratio of 100% for Heat Central Gas Furnace. | 0 | Full | 0 | 0 | 0 | 498.0856 | 0 | 0 | 0 | Existing conditions, assuming no cost | PSE Businss Case: APPROVED_Measure Case_Insulation_2022 | M | 100% | 7.774% | 100% | 1 | 0 | 0 | No applicable non-energy benefitsIncludes PSE NEI data where applicable. | No applicable non-energy benefits | System | System
Snohomish County | Multifamily | Heat Room Gas | Existing | MFRFT: Insulation - Wall - R0 to R11 - NG | Wall insulation: R0 to R11; natural gas heating | 0 | 2024 | 2050 | 301.87 | per Home | 0 | 1 | 45 | PSE Businss Case: APPROVED_Measure Case_Insulation_2022 | 21.7346 | 6.739% | Per Unit Savings from PSE Business Case: APPROVED_Measure Case_Insulation_2022. Assuming an end use ratio of 90% for Heat Room Gas and applying to the reported PSE Business Case Savings. | 0 | Per Unit Savings from PSE Business Case: APPROVED_Measure Case_Insulation_2022. Assuming an end use ratio of 90% for Heat Room Gas and applying to the reported PSE Business Case Savings. | 0 | Full | 0 | 0 | 0 | 498.0856 | 0 | 0 | 0 | Existing conditions, assuming no cost | PSE Businss Case: APPROVED_Measure Case_Insulation_2022 | M | 100% | 7.774% | 100% | 1 | 0 | 0 | No applicable non-energy benefitsIncludes PSE NEI data where applicable. | No applicable non-energy benefits | System | System
Snohomish County | Manufactured - Highly Impacted | Heat Central Gas Boiler | Existing | LIW: Insulation - Attic - R0 to R22 - MH - TG | Attic insulation: R0 to R22; mobile home; gas | 0 | 2024 | 2050 | 1201.0485 | per Home | 0 | 1 | 25 | PSE Businss Case: APPROVED_Measure Case_Insulation_2022 | 39.087 | 8.637% | Per Unit Savings from PSE Business Case: APPROVED_Measure Case_Insulation_2022. End use ratio of 100% for Heat Central Gas Boiler. | 0 | Per Unit Savings from PSE Business Case: APPROVED_Measure Case_Insulation_2022. End use ratio of 100% for Heat Central Gas Boiler. | 0 | Full | 0 | 0 | 0 | 1861.6252 | 0 | 0 | 0 | Existing conditions, assuming no cost | PSE Businss Case: APPROVED_Measure Case_Insulation_2022 | B | 100% | 2.14% | 100% | 1 | 0 | 0.12 | No applicable non-energy benefitsIncludes PSE NEI data where applicable. | No applicable non-energy benefits | System | System
Snohomish County | Manufactured - Highly Impacted | Heat Central Gas Furnace | Existing | LIW: Insulation - Attic - R0 to R22 - MH - TG | Attic insulation: R0 to R22; mobile home; gas | 0 | 2024 | 2050 | 1201.0485 | per Home | 0 | 1 | 25 | PSE Businss Case: APPROVED_Measure Case_Insulation_2022 | 28.8252 | 8.637% | Per Unit Savings from PSE Business Case: APPROVED_Measure Case_Insulation_2022. End use ratio of 100% for Heat Central Gas Furnace. | 0 | Per Unit Savings from PSE Business Case: APPROVED_Measure Case_Insulation_2022. End use ratio of 100% for Heat Central Gas Furnace. | 0 | Full | 0 | 0 | 0 | 1861.6252 | 0 | 0 | 0 | Existing conditions, assuming no cost | PSE Businss Case: APPROVED_Measure Case_Insulation_2022 | B | 100% | 2.14% | 100% | 1 | 0 | 0.12 | No applicable non-energy benefitsIncludes PSE NEI data where applicable. | No applicable non-energy benefits | System | System
Snohomish County | Manufactured - Highly Impacted | Heat Room Gas | Existing | LIW: Insulation - Attic - R0 to R22 - MH - TG | Attic insulation: R0 to R22; mobile home; gas | 0 | 2024 | 2050 | 1201.0485 | per Home | 0 | 1 | 25 | PSE Businss Case: APPROVED_Measure Case_Insulation_2022 | 25.9426 | 7.577% | Per Unit Savings from PSE Business Case: APPROVED_Measure Case_Insulation_2022. Assuming an end use ratio of 90% for Heat Room Gas and applying to the reported PSE Business Case Savings. | 0 | Per Unit Savings from PSE Business Case: APPROVED_Measure Case_Insulation_2022. Assuming an end use ratio of 90% for Heat Room Gas and applying to the reported PSE Business Case Savings. | 0 | Full | 0 | 0 | 0 | 1861.6252 | 0 | 0 | 0 | Existing conditions, assuming no cost | PSE Businss Case: APPROVED_Measure Case_Insulation_2022 | B | 100% | 2.14% | 100% | 1 | 0 | 0.12 | No applicable non-energy benefitsIncludes PSE NEI data where applicable. | No applicable non-energy benefits | System | System
Snohomish County | Manufactured | Heat Central Gas Boiler | Existing | Insulation - Attic - R0 to R22 - NG - MH - Pre HUD | Attic insulation: R0 to R22; Pre-HUD manufactured home heated with natural gas | 0 | 2024 | 2050 | 1549.1708 | per Home | 0 | 1 | 25 | PSE Businss Case: APPROVED_Measure Case_Insulation_2022 | 52.2649 | 8.954% | Per Unit Savings from PSE Business Case: APPROVED_Measure Case_Insulation_2022 | 0 | Per Unit Savings from PSE Business Case: APPROVED_Measure Case_Insulation_2022 | 0 | Full | 0 | 0 | 0 | 5034.805 | 0 | 0 | 0 | Existing conditions, assuming no cost | PSE Businss Case: APPROVED_Measure Case_Insulation_2022 | B | 100% | 2.14% | 100% | 1 | 0 | 0.0534 | No applicable non-energy benefitsIncludes PSE NEI data where applicable. | No applicable non-energy benefits | System | System
Snohomish County | Manufactured | Heat Central Gas Furnace | Existing | Insulation - Attic - R0 to R22 - NG - MH - Pre HUD | Attic insulation: R0 to R22; Pre-HUD manufactured home heated with natural gas | 0 | 2024 | 2050 | 1549.1708 | per Home | 0 | 1 | 25 | PSE Businss Case: APPROVED_Measure Case_Insulation_2022 | 38.5434 | 8.954% | Per Unit Savings from PSE Business Case: APPROVED_Measure Case_Insulation_2022 | 0 | Per Unit Savings from PSE Business Case: APPROVED_Measure Case_Insulation_2022 | 0 | Full | 0 | 0 | 0 | 5034.805 | 0 | 0 | 0 | Existing conditions, assuming no cost | PSE Businss Case: APPROVED_Measure Case_Insulation_2022 | B | 100% | 2.14% | 100% | 1 | 0 | 0.0534 | No applicable non-energy benefitsIncludes PSE NEI data where applicable. | No applicable non-energy benefits | System | System
Snohomish County | Manufactured | Heat Room Gas | Existing | Insulation - Attic - R0 to R22 - NG - MH - Pre HUD | Attic insulation: R0 to R22; Pre-HUD manufactured home heated with natural gas | 0 | 2024 | 2050 | 1549.1708 | per Home | 0 | 1 | 25 | PSE Businss Case: APPROVED_Measure Case_Insulation_2022 | 39.5423 | 8.954% | Per Unit Savings from PSE Business Case: APPROVED_Measure Case_Insulation_2022 | 0 | Per Unit Savings from PSE Business Case: APPROVED_Measure Case_Insulation_2022 | 0 | Full | 0 | 0 | 0 | 5034.805 | 0 | 0 | 0 | Existing conditions, assuming no cost | PSE Businss Case: APPROVED_Measure Case_Insulation_2022 | B | 100% | 2.14% | 100% | 1 | 0 | 0.0534 | No applicable non-energy benefitsIncludes PSE NEI data where applicable. | No applicable non-energy benefits | System | System
Snohomish County | Manufactured | Heat Central Gas Boiler | Existing | Insulation - Attic - R0 to R30 - NG - MH - HUD | Attic insulation: R0 to R30; HUD manufactured home heated with natural gas | 0 | 2024 | 2050 | 1549.1708 | per Home | 0 | 1 | 25 | PSE Businss Case: APPROVED_Measure Case_Insulation_2022 | 70.4147 | 12.06% | Per Unit Savings from PSE Business Case: APPROVED_Measure Case_Insulation_2022 | 0 | Per Unit Savings from PSE Business Case: APPROVED_Measure Case_Insulation_2022 | 0 | Full | 0 | 0 | 0 | 6475.5338 | 0 | 0 | 0 | Existing conditions, assuming no cost | PSE Businss Case: APPROVED_Measure Case_Insulation_2022 | B | 100% | 38.94% | 100% | 1 | 0 | 0 | No applicable non-energy benefitsIncludes PSE NEI data where applicable. | No applicable non-energy benefits | System | System
Snohomish County | Manufactured | Heat Central Gas Furnace | Existing | Insulation - Attic - R0 to R30 - NG - MH - HUD | Attic insulation: R0 to R30; HUD manufactured home heated with natural gas | 0 | 2024 | 2050 | 1549.1708 | per Home | 0 | 1 | 25 | PSE Businss Case: APPROVED_Measure Case_Insulation_2022 | 51.9282 | 12.06% | Per Unit Savings from PSE Business Case: APPROVED_Measure Case_Insulation_2022 | 0 | Per Unit Savings from PSE Business Case: APPROVED_Measure Case_Insulation_2022 | 0 | Full | 0 | 0 | 0 | 6475.5338 | 0 | 0 | 0 | Existing conditions, assuming no cost | PSE Businss Case: APPROVED_Measure Case_Insulation_2022 | B | 100% | 38.94% | 100% | 1 | 0 | 0 | No applicable non-energy benefitsIncludes PSE NEI data where applicable. | No applicable non-energy benefits | System | System
Snohomish County | Manufactured | Heat Room Gas | Existing | Insulation - Attic - R0 to R30 - NG - MH - HUD | Attic insulation: R0 to R30; HUD manufactured home heated with natural gas | 0 | 2024 | 2050 | 1549.1708 | per Home | 0 | 1 | 25 | PSE Businss Case: APPROVED_Measure Case_Insulation_2022 | 53.274 | 12.06% | Per Unit Savings from PSE Business Case: APPROVED_Measure Case_Insulation_2022 | 0 | Per Unit Savings from PSE Business Case: APPROVED_Measure Case_Insulation_2022 | 0 | Full | 0 | 0 | 0 | 6475.5338 | 0 | 0 | 0 | Existing conditions, assuming no cost | PSE Businss Case: APPROVED_Measure Case_Insulation_2022 | B | 100% | 38.94% | 100% | 1 | 0 | 0 | No applicable non-energy benefitsIncludes PSE NEI data where applicable. | No applicable non-energy benefits | System | System
Snohomish County | Multifamily | Heat Central Gas Boiler | Existing | Insulation - Floor - R11 to R30 - GH - MF | R11 to R30 floor insulation: multi-family dwelling heated with natural gas | 0 | 2024 | 2050 | 911.2552 | per Home | 0 | 1 | 45 | PSE Businss Case: APPROVED_Measure Case_Insulation_2022 | 29.6559 | 6.957% | Per Unit Savings from PSE Business Case: APPROVED_Measure Case_Insulation_2022. End use ratio of 100% for Heat Central Gas Boiler. | 0 | Per Unit Savings from PSE Business Case: APPROVED_Measure Case_Insulation_2022. End use ratio of 100% for Heat Central Gas Boiler. | 0 | Full | 0 | 0 | 0 | 1448.8958 | 0 | 0 | 0 | Existing conditions, assuming no cost | PSE Businss Case: APPROVED_Measure Case_Insulation_2022 | K | 100% | 10.49% | 33.31% | 1 | 0 | 0 | No applicable non-energy benefitsIncludes PSE NEI data where applicable. | No applicable non-energy benefits | System | System
Snohomish County | Multifamily | Heat Central Gas Furnace | Existing | Insulation - Floor - R11 to R30 - GH - MF | R11 to R30 floor insulation: multi-family dwelling heated with natural gas | 0 | 2024 | 2050 | 911.2552 | per Home | 0 | 1 | 45 | PSE Businss Case: APPROVED_Measure Case_Insulation_2022 | 21.8701 | 6.957% | Per Unit Savings from PSE Business Case: APPROVED_Measure Case_Insulation_2022. End use ratio of 100% for Heat Central Gas Furnace. | 0 | Per Unit Savings from PSE Business Case: APPROVED_Measure Case_Insulation_2022. End use ratio of 100% for Heat Central Gas Furnace. | 0 | Full | 0 | 0 | 0 | 1448.8958 | 0 | 0 | 0 | Existing conditions, assuming no cost | PSE Businss Case: APPROVED_Measure Case_Insulation_2022 | K | 100% | 10.49% | 33.31% | 1 | 0 | 0 | No applicable non-energy benefitsIncludes PSE NEI data where applicable. | No applicable non-energy benefits | System | System
Snohomish County | Multifamily | Heat Room Gas | Existing | Insulation - Floor - R11 to R30 - GH - MF | R11 to R30 floor insulation: multi-family dwelling heated with natural gas | 0 | 2024 | 2050 | 911.2552 | per Home | 0 | 1 | 45 | PSE Businss Case: APPROVED_Measure Case_Insulation_2022 | 20.1932 | 6.261% | Per Unit Savings from PSE Business Case: APPROVED_Measure Case_Insulation_2022. Assuming an end use ratio of 90% for Heat Room Gas and applying to the reported PSE Business Case Savings. | 0 | Per Unit Savings from PSE Business Case: APPROVED_Measure Case_Insulation_2022. Assuming an end use ratio of 90% for Heat Room Gas and applying to the reported PSE Business Case Savings. | 0 | Full | 0 | 0 | 0 | 1448.8958 | 0 | 0 | 0 | Existing conditions, assuming no cost | PSE Businss Case: APPROVED_Measure Case_Insulation_2022 | K | 100% | 10.49% | 33.31% | 1 | 0 | 0 | No applicable non-energy benefitsIncludes PSE NEI data where applicable. | No applicable non-energy benefits | System | System
Snohomish County | Multifamily - Highly Impacted | Heat Central Gas Boiler | Existing | LIW: Insulation - Floor - R11 to R30 - GH - MF | R11 to R30 floor insulation: multi-family dwelling heated with natural gas | 0 | 2024 | 2050 | 773.4304 | per Home | 0 | 1 | 45 | PSE Businss Case: APPROVED_Measure Case_Insulation_2022 | 25.1705 | 6.957% | Per Unit Savings from PSE Business Case: APPROVED_Measure Case_Insulation_2022. End use ratio of 100% for Heat Central Gas Boiler. | 0 | Per Unit Savings from PSE Business Case: APPROVED_Measure Case_Insulation_2022. End use ratio of 100% for Heat Central Gas Boiler. | 0 | Full | 0 | 0 | 0 | 1229.7544 | 0 | 0 | 0 | Existing conditions, assuming no cost | PSE Businss Case: APPROVED_Measure Case_Insulation_2022 | K | 100% | 10.49% | 33.31% | 1 | 0 | 0 | No applicable non-energy benefitsIncludes PSE NEI data where applicable. | No applicable non-energy benefits | System | System
Snohomish County | Multifamily - Highly Impacted | Heat Central Gas Furnace | Existing | LIW: Insulation - Floor - R11 to R30 - GH - MF | R11 to R30 floor insulation: multi-family dwelling heated with natural gas | 0 | 2024 | 2050 | 773.4304 | per Home | 0 | 1 | 45 | PSE Businss Case: APPROVED_Measure Case_Insulation_2022 | 18.5623 | 6.957% | Per Unit Savings from PSE Business Case: APPROVED_Measure Case_Insulation_2022. End use ratio of 100% for Heat Central Gas Furnace. | 0 | Per Unit Savings from PSE Business Case: APPROVED_Measure Case_Insulation_2022. End use ratio of 100% for Heat Central Gas Furnace. | 0 | Full | 0 | 0 | 0 | 1229.7544 | 0 | 0 | 0 | Existing conditions, assuming no cost | PSE Businss Case: APPROVED_Measure Case_Insulation_2022 | K | 100% | 10.49% | 33.31% | 1 | 0 | 0 | No applicable non-energy benefitsIncludes PSE NEI data where applicable. | No applicable non-energy benefits | System | System
Snohomish County | Multifamily - Highly Impacted | Heat Room Gas | Existing | LIW: Insulation - Floor - R11 to R30 - GH - MF | R11 to R30 floor insulation: multi-family dwelling heated with natural gas | 0 | 2024 | 2050 | 773.4304 | per Home | 0 | 1 | 45 | PSE Businss Case: APPROVED_Measure Case_Insulation_2022 | 17.1391 | 6.261% | Per Unit Savings from PSE Business Case: APPROVED_Measure Case_Insulation_2022. Assuming an end use ratio of 90% for Heat Room Gas and applying to the reported PSE Business Case Savings. | 0 | Per Unit Savings from PSE Business Case: APPROVED_Measure Case_Insulation_2022. Assuming an end use ratio of 90% for Heat Room Gas and applying to the reported PSE Business Case Savings. | 0 | Full | 0 | 0 | 0 | 1229.7544 | 0 | 0 | 0 | Existing conditions, assuming no cost | PSE Businss Case: APPROVED_Measure Case_Insulation_2022 | K | 100% | 10.49% | 33.31% | 1 | 0 | 0 | No applicable non-energy benefitsIncludes PSE NEI data where applicable. | No applicable non-energy benefits | System | System
Snohomish County | Multifamily | Heat Central Gas Boiler | Existing | Insulation - Attic - R0 to R49 - GH - MF | R0 to R49 attic insulation: multi-family dwelling heated with natural gas | 0 | 2024 | 2050 | 911.2552 | per Home | 0 | 1 | 45 | PSE Businss Case: APPROVED_Measure Case_Insulation_2022 | 49.4265 | 11.59% | Per Unit Savings from PSE Business Case: APPROVED_Measure Case_Insulation_2022. End use ratio of 100% for Heat Central Gas Boiler. | 0 | Per Unit Savings from PSE Business Case: APPROVED_Measure Case_Insulation_2022. End use ratio of 100% for Heat Central Gas Boiler. | 0 | Full | 0 | 0 | 0 | 1658.4845 | 0 | 0 | 0 | Existing conditions, assuming no cost | PSE Businss Case: APPROVED_Measure Case_Insulation_2022 | B | 100% | 3.751% | 57.84% | 1 | 0 | 0 | No applicable non-energy benefitsIncludes PSE NEI data where applicable. | No applicable non-energy benefits | System | System
Snohomish County | Multifamily | Heat Central Gas Furnace | Existing | Insulation - Attic - R0 to R49 - GH - MF | R0 to R49 attic insulation: multi-family dwelling heated with natural gas | 0 | 2024 | 2050 | 911.2552 | per Home | 0 | 1 | 45 | PSE Businss Case: APPROVED_Measure Case_Insulation_2022 | 36.4502 | 11.59% | Per Unit Savings from PSE Business Case: APPROVED_Measure Case_Insulation_2022. End use ratio of 100% for Heat Central Gas Furnace. | 0 | Per Unit Savings from PSE Business Case: APPROVED_Measure Case_Insulation_2022. End use ratio of 100% for Heat Central Gas Furnace. | 0 | Full | 0 | 0 | 0 | 1658.4845 | 0 | 0 | 0 | Existing conditions, assuming no cost | PSE Businss Case: APPROVED_Measure Case_Insulation_2022 | B | 100% | 3.751% | 57.84% | 1 | 0 | 0 | No applicable non-energy benefitsIncludes PSE NEI data where applicable. | No applicable non-energy benefits | System | System
Snohomish County | Multifamily | Heat Room Gas | Existing | Insulation - Attic - R0 to R49 - GH - MF | R0 to R49 attic insulation: multi-family dwelling heated with natural gas | 0 | 2024 | 2050 | 911.2552 | per Home | 0 | 1 | 45 | PSE Businss Case: APPROVED_Measure Case_Insulation_2022 | 32.8052 | 10.17% | Per Unit Savings from PSE Business Case: APPROVED_Measure Case_Insulation_2022. Assuming an end use ratio of 90% for Heat Room Gas and applying to the reported PSE Business Case Savings. | 0 | Per Unit Savings from PSE Business Case: APPROVED_Measure Case_Insulation_2022. Assuming an end use ratio of 90% for Heat Room Gas and applying to the reported PSE Business Case Savings. | 0 | Full | 0 | 0 | 0 | 1658.4845 | 0 | 0 | 0 | Existing conditions, assuming no cost | PSE Businss Case: APPROVED_Measure Case_Insulation_2022 | B | 100% | 3.751% | 57.84% | 1 | 0 | 0 | No applicable non-energy benefitsIncludes PSE NEI data where applicable. | No applicable non-energy benefits | System | System
Snohomish County | Multifamily | Heat Central Gas Boiler | Existing | Insulation - Attic - R19 to R49 - GH - MF | R19 to R49 attic insulation: multi-family dwelling heated with natural gas | 0 | 2024 | 2050 | 911.2552 | per Home | 0 | 1 | 45 | PSE Businss Case: APPROVED_Measure Case_Insulation_2022 | 9.8853 | 2.319% | Per Unit Savings from PSE Business Case: APPROVED_Measure Case_Insulation_2022. End use ratio of 100% for Heat Central Gas Boiler. | 0 | Per Unit Savings from PSE Business Case: APPROVED_Measure Case_Insulation_2022. End use ratio of 100% for Heat Central Gas Boiler. | 0 | Full | 0 | 0 | 0 | 710.7791 | 0 | 0 | 0 | Existing conditions, assuming no cost | PSE Businss Case: APPROVED_Measure Case_Insulation_2022 | D | 100% | 8.456% | 32.16% | 1 | 0 | 0 | No applicable non-energy benefitsIncludes PSE NEI data where applicable. | No applicable non-energy benefits | System | System
Snohomish County | Multifamily | Heat Central Gas Furnace | Existing | Insulation - Attic - R19 to R49 - GH - MF | R19 to R49 attic insulation: multi-family dwelling heated with natural gas | 0 | 2024 | 2050 | 911.2552 | per Home | 0 | 1 | 45 | PSE Businss Case: APPROVED_Measure Case_Insulation_2022 | 7.29 | 2.319% | Per Unit Savings from PSE Business Case: APPROVED_Measure Case_Insulation_2022. End use ratio of 100% for Heat Central Gas Furnace. | 0 | Per Unit Savings from PSE Business Case: APPROVED_Measure Case_Insulation_2022. End use ratio of 100% for Heat Central Gas Furnace. | 0 | Full | 0 | 0 | 0 | 710.7791 | 0 | 0 | 0 | Existing conditions, assuming no cost | PSE Businss Case: APPROVED_Measure Case_Insulation_2022 | D | 100% | 8.456% | 32.16% | 1 | 0 | 0 | No applicable non-energy benefitsIncludes PSE NEI data where applicable. | No applicable non-energy benefits | System | System
Snohomish County | Multifamily | Heat Room Gas | Existing | Insulation - Attic - R19 to R49 - GH - MF | R19 to R49 attic insulation: multi-family dwelling heated with natural gas | 0 | 2024 | 2050 | 911.2552 | per Home | 0 | 1 | 45 | PSE Businss Case: APPROVED_Measure Case_Insulation_2022 | 6.561 | 2.034% | Per Unit Savings from PSE Business Case: APPROVED_Measure Case_Insulation_2022. Assuming an end use ratio of 90% for Heat Room Gas and applying to the reported PSE Business Case Savings. | 0 | Per Unit Savings from PSE Business Case: APPROVED_Measure Case_Insulation_2022. Assuming an end use ratio of 90% for Heat Room Gas and applying to the reported PSE Business Case Savings. | 0 | Full | 0 | 0 | 0 | 710.7791 | 0 | 0 | 0 | Existing conditions, assuming no cost | PSE Businss Case: APPROVED_Measure Case_Insulation_2022 | D | 100% | 8.456% | 32.16% | 1 | 0 | 0 | No applicable non-energy benefitsIncludes PSE NEI data where applicable. | No applicable non-energy benefits | System | System
Snohomish County | Multifamily - Highly Impacted | Heat Central Gas Boiler | Existing | LIW: Insulation - Attic - R19 to R49 - GH - MF | R19 to R49 attic insulation: multi-family dwelling heated with natural gas | 0 | 2024 | 2050 | 773.4304 | per Home | 0 | 1 | 45 | PSE Businss Case: APPROVED_Measure Case_Insulation_2022 | 8.3902 | 2.319% | Per Unit Savings from PSE Business Case: APPROVED_Measure Case_Insulation_2022. End use ratio of 100% for Heat Central Gas Boiler. | 0 | Per Unit Savings from PSE Business Case: APPROVED_Measure Case_Insulation_2022. End use ratio of 100% for Heat Central Gas Boiler. | 0 | Full | 0 | 0 | 0 | 603.2757 | 0 | 0 | 0 | Existing conditions, assuming no cost | PSE Businss Case: APPROVED_Measure Case_Insulation_2022 | D | 100% | 8.456% | 32.16% | 1 | 0 | 0 | No applicable non-energy benefitsIncludes PSE NEI data where applicable. | No applicable non-energy benefits | System | System
Snohomish County | Multifamily - Highly Impacted | Heat Central Gas Furnace | Existing | LIW: Insulation - Attic - R19 to R49 - GH - MF | R19 to R49 attic insulation: multi-family dwelling heated with natural gas | 0 | 2024 | 2050 | 773.4304 | per Home | 0 | 1 | 45 | PSE Businss Case: APPROVED_Measure Case_Insulation_2022 | 6.1874 | 2.319% | Per Unit Savings from PSE Business Case: APPROVED_Measure Case_Insulation_2022. End use ratio of 100% for Heat Central Gas Furnace. | 0 | Per Unit Savings from PSE Business Case: APPROVED_Measure Case_Insulation_2022. End use ratio of 100% for Heat Central Gas Furnace. | 0 | Full | 0 | 0 | 0 | 603.2757 | 0 | 0 | 0 | Existing conditions, assuming no cost | PSE Businss Case: APPROVED_Measure Case_Insulation_2022 | D | 100% | 8.456% | 32.16% | 1 | 0 | 0 | No applicable non-energy benefitsIncludes PSE NEI data where applicable. | No applicable non-energy benefits | System | System
Snohomish County | Multifamily - Highly Impacted | Heat Room Gas | Existing | LIW: Insulation - Attic - R19 to R49 - GH - MF | R19 to R49 attic insulation: multi-family dwelling heated with natural gas | 0 | 2024 | 2050 | 773.4304 | per Home | 0 | 1 | 45 | PSE Businss Case: APPROVED_Measure Case_Insulation_2022 | 5.5687 | 2.034% | Per Unit Savings from PSE Business Case: APPROVED_Measure Case_Insulation_2022. Assuming an end use ratio of 90% for Heat Room Gas and applying to the reported PSE Business Case Savings. | 0 | Per Unit Savings from PSE Business Case: APPROVED_Measure Case_Insulation_2022. Assuming an end use ratio of 90% for Heat Room Gas and applying to the reported PSE Business Case Savings. | 0 | Full | 0 | 0 | 0 | 603.2757 | 0 | 0 | 0 | Existing conditions, assuming no cost | PSE Businss Case: APPROVED_Measure Case_Insulation_2022 | D | 100% | 8.456% | 32.16% | 1 | 0 | 0 | No applicable non-energy benefitsIncludes PSE NEI data where applicable. | No applicable non-energy benefits | System | System
Snohomish County | Multifamily - Highly Impacted | Heat Central Gas Boiler | Existing | LIW: Thermostat - ESS - MF - TG | Energy star smart thermostat: multi-family; gas | 0 | 2024 | 2050 | 1 | per Home | 0 | 1 | 11 | PSE Businss Case: APPROVED_Measure Case_Thermostat_2022 | 20.0366 | 5.538% | Per Unit Savings from PSE Business Case: APPROVED_Measure Case_Thermostat_2022. End use ratio of 100% for Heat Central Gas Boiler. | 0 | Per Unit Savings from PSE Business Case: APPROVED_Measure Case_Thermostat_2022. End use ratio of 100% for Heat Central Gas Boiler. | 0 | Full | 0 | 0 | 0 | 400 | 0 | 0 | 0 | Existing conditions, assuming no cost | PSE Businss Case: APPROVED_Measure Case_Thermostat_2022 |  | 100% | 70.4% | 100% | 1 | 0 | 3.64 | No applicable non-energy benefitsIncludes PSE NEI data where applicable. | No applicable non-energy benefits | System | System
Snohomish County | Multifamily - Highly Impacted | Heat Central Gas Boiler | New | LIW: Thermostat - ESS - MF - TG | Energy star smart thermostat: multi-family; gas | 0 | 2024 | 2050 | 1 | per Home | 0 | 1 | 11 | PSE Businss Case: APPROVED_Measure Case_Thermostat_2022 | 12.4437 | 5.538% | Per Unit Savings from PSE Business Case: APPROVED_Measure Case_Thermostat_2022. End use ratio of 100% for Heat Central Gas Boiler. | 0 | Per Unit Savings from PSE Business Case: APPROVED_Measure Case_Thermostat_2022. End use ratio of 100% for Heat Central Gas Boiler. | 0 | Full | 0 | 0 | 0 | 400 | 0 | 0 | 0 | Existing conditions, assuming no cost | PSE Businss Case: APPROVED_Measure Case_Thermostat_2022 |  | 100% | 87.12% | 100% | 1 | 0 | 3.64 | No applicable non-energy benefitsIncludes PSE NEI data where applicable. | No applicable non-energy benefits | System | System
Snohomish County | Multifamily - Highly Impacted | Heat Central Gas Furnace | Existing | LIW: Thermostat - ESS - MF - TG | Energy star smart thermostat: multi-family; gas | 0 | 2024 | 2050 | 1 | per Home | 0 | 1 | 11 | PSE Businss Case: APPROVED_Measure Case_Thermostat_2022 | 14.7762 | 5.538% | Per Unit Savings from PSE Business Case: APPROVED_Measure Case_Thermostat_2022. End use ratio of 100% for Heat Central Gas Furnace. | 0 | Per Unit Savings from PSE Business Case: APPROVED_Measure Case_Thermostat_2022. End use ratio of 100% for Heat Central Gas Furnace. | 0 | Full | 0 | 0 | 0 | 400 | 0 | 0 | 0 | Existing conditions, assuming no cost | PSE Businss Case: APPROVED_Measure Case_Thermostat_2022 |  | 100% | 70.4% | 100% | 1 | 0 | 3.64 | No applicable non-energy benefitsIncludes PSE NEI data where applicable. | No applicable non-energy benefits | System | System
Snohomish County | Multifamily - Highly Impacted | Heat Central Gas Furnace | New | LIW: Thermostat - ESS - MF - TG | Energy star smart thermostat: multi-family; gas | 0 | 2024 | 2050 | 1 | per Home | 0 | 1 | 11 | PSE Businss Case: APPROVED_Measure Case_Thermostat_2022 | 8.5844 | 5.538% | Per Unit Savings from PSE Business Case: APPROVED_Measure Case_Thermostat_2022. End use ratio of 100% for Heat Central Gas Furnace. | 0 | Per Unit Savings from PSE Business Case: APPROVED_Measure Case_Thermostat_2022. End use ratio of 100% for Heat Central Gas Furnace. | 0 | Full | 0 | 0 | 0 | 400 | 0 | 0 | 0 | Existing conditions, assuming no cost | PSE Businss Case: APPROVED_Measure Case_Thermostat_2022 |  | 100% | 87.12% | 100% | 1 | 0 | 3.64 | No applicable non-energy benefitsIncludes PSE NEI data where applicable. | No applicable non-energy benefits | System | System
Snohomish County | Manufactured - Highly Impacted | Heat Central Gas Boiler | Existing | LIW: Thermostat - ESS - MH - TG | Energy star smart thermostat: mobile home; gas | 0 | 2024 | 2050 | 1 | per Home | 0 | 1 | 11 | PSE Businss Case: APPROVED_Measure Case_Thermostat_2022 | 25.0606 | 5.538% | Per Unit Savings from PSE Business Case: APPROVED_Measure Case_Thermostat_2022. End use ratio of 100% for Heat Central Gas Boiler. | 0 | Per Unit Savings from PSE Business Case: APPROVED_Measure Case_Thermostat_2022. End use ratio of 100% for Heat Central Gas Boiler. | 0 | Full | 0 | 0 | 0 | 400 | 0 | 0 | 0 | Existing conditions, assuming no cost | PSE Businss Case: APPROVED_Measure Case_Thermostat_2022 |  | 100% | 79.16% | 100% | 1 | 0 | 3.64 | No applicable non-energy benefitsIncludes PSE NEI data where applicable. | No applicable non-energy benefits | System | System
Snohomish County | Manufactured - Highly Impacted | Heat Central Gas Boiler | New | LIW: Thermostat - ESS - MH - TG | Energy star smart thermostat: mobile home; gas | 0 | 2024 | 2050 | 1 | per Home | 0 | 1 | 11 | PSE Businss Case: APPROVED_Measure Case_Thermostat_2022 | 15.5639 | 5.538% | Per Unit Savings from PSE Business Case: APPROVED_Measure Case_Thermostat_2022. End use ratio of 100% for Heat Central Gas Boiler. | 0 | Per Unit Savings from PSE Business Case: APPROVED_Measure Case_Thermostat_2022. End use ratio of 100% for Heat Central Gas Boiler. | 0 | Full | 0 | 0 | 0 | 400 | 0 | 0 | 0 | Existing conditions, assuming no cost | PSE Businss Case: APPROVED_Measure Case_Thermostat_2022 |  | 100% | 97.96% | 100% | 1 | 0 | 3.64 | No applicable non-energy benefitsIncludes PSE NEI data where applicable. | No applicable non-energy benefits | System | System
Snohomish County | Manufactured - Highly Impacted | Heat Central Gas Furnace | Existing | LIW: Thermostat - ESS - MH - TG | Energy star smart thermostat: mobile home; gas | 0 | 2024 | 2050 | 1 | per Home | 0 | 1 | 11 | PSE Businss Case: APPROVED_Measure Case_Thermostat_2022 | 18.4813 | 5.538% | Per Unit Savings from PSE Business Case: APPROVED_Measure Case_Thermostat_2022. End use ratio of 100% for Heat Central Gas Furnace. | 0 | Per Unit Savings from PSE Business Case: APPROVED_Measure Case_Thermostat_2022. End use ratio of 100% for Heat Central Gas Furnace. | 0 | Full | 0 | 0 | 0 | 400 | 0 | 0 | 0 | Existing conditions, assuming no cost | PSE Businss Case: APPROVED_Measure Case_Thermostat_2022 |  | 100% | 79.16% | 100% | 1 | 0 | 3.64 | No applicable non-energy benefitsIncludes PSE NEI data where applicable. | No applicable non-energy benefits | System | System
Snohomish County | Manufactured - Highly Impacted | Heat Central Gas Furnace | New | LIW: Thermostat - ESS - MH - TG | Energy star smart thermostat: mobile home; gas | 0 | 2024 | 2050 | 1 | per Home | 0 | 1 | 11 | PSE Businss Case: APPROVED_Measure Case_Thermostat_2022 | 10.7369 | 5.538% | Per Unit Savings from PSE Business Case: APPROVED_Measure Case_Thermostat_2022. End use ratio of 100% for Heat Central Gas Furnace. | 0 | Per Unit Savings from PSE Business Case: APPROVED_Measure Case_Thermostat_2022. End use ratio of 100% for Heat Central Gas Furnace. | 0 | Full | 0 | 0 | 0 | 400 | 0 | 0 | 0 | Existing conditions, assuming no cost | PSE Businss Case: APPROVED_Measure Case_Thermostat_2022 |  | 100% | 97.96% | 100% | 1 | 0 | 3.64 | No applicable non-energy benefitsIncludes PSE NEI data where applicable. | No applicable non-energy benefits | System | System
Snohomish County | Single Family - Highly Impacted | Heat Central Gas Boiler | Existing | LIW: Thermostat - ESS - SF - TG | Energy star smart thermostat: single family; gas | 0 | 2024 | 2050 | 1 | per Home | 0 | 1 | 11 | PSE Businss Case: APPROVED_Measure Case_Thermostat_2022 | 25.7511 | 5.538% | Per Unit Savings from PSE Business Case: APPROVED_Measure Case_Thermostat_2022. End use ratio of 100% for Heat Central Gas Boiler. | 0 | Per Unit Savings from PSE Business Case: APPROVED_Measure Case_Thermostat_2022. End use ratio of 100% for Heat Central Gas Boiler. | 0 | Full | 0 | 0 | 0 | 400 | 0 | 0 | 0 | Existing conditions, assuming no cost | PSE Businss Case: APPROVED_Measure Case_Thermostat_2022 |  | 100% | 68.84% | 100% | 1 | 0 | 26.45 | No applicable non-energy benefitsIncludes PSE NEI data where applicable. | No applicable non-energy benefits | System | System
Snohomish County | Single Family - Highly Impacted | Heat Central Gas Boiler | New | LIW: Thermostat - ESS - SF - TG | Energy star smart thermostat: single family; gas | 0 | 2024 | 2050 | 1 | per Home | 0 | 1 | 11 | PSE Businss Case: APPROVED_Measure Case_Thermostat_2022 | 15.9927 | 5.538% | Per Unit Savings from PSE Business Case: APPROVED_Measure Case_Thermostat_2022. End use ratio of 100% for Heat Central Gas Boiler. | 0 | Per Unit Savings from PSE Business Case: APPROVED_Measure Case_Thermostat_2022. End use ratio of 100% for Heat Central Gas Boiler. | 0 | Full | 0 | 0 | 0 | 400 | 0 | 0 | 0 | Existing conditions, assuming no cost | PSE Businss Case: APPROVED_Measure Case_Thermostat_2022 |  | 100% | 85.19% | 100% | 1 | 0 | 26.45 | No applicable non-energy benefitsIncludes PSE NEI data where applicable. | No applicable non-energy benefits | System | System
Snohomish County | Single Family - Highly Impacted | Heat Central Gas Furnace | Existing | LIW: Thermostat - ESS - SF - TG | Energy star smart thermostat: single family; gas | 0 | 2024 | 2050 | 1 | per Home | 0 | 1 | 11 | PSE Businss Case: APPROVED_Measure Case_Thermostat_2022 | 18.9905 | 5.538% | Per Unit Savings from PSE Business Case: APPROVED_Measure Case_Thermostat_2022. End use ratio of 100% for Heat Central Gas Furnace. | 0 | Per Unit Savings from PSE Business Case: APPROVED_Measure Case_Thermostat_2022. End use ratio of 100% for Heat Central Gas Furnace. | 0 | Full | 0 | 0 | 0 | 400 | 0 | 0 | 0 | Existing conditions, assuming no cost | PSE Businss Case: APPROVED_Measure Case_Thermostat_2022 |  | 100% | 68.84% | 100% | 1 | 0 | 26.45 | No applicable non-energy benefitsIncludes PSE NEI data where applicable. | No applicable non-energy benefits | System | System
Snohomish County | Single Family - Highly Impacted | Heat Central Gas Furnace | New | LIW: Thermostat - ESS - SF - TG | Energy star smart thermostat: single family; gas | 0 | 2024 | 2050 | 1 | per Home | 0 | 1 | 11 | PSE Businss Case: APPROVED_Measure Case_Thermostat_2022 | 11.0327 | 5.538% | Per Unit Savings from PSE Business Case: APPROVED_Measure Case_Thermostat_2022. End use ratio of 100% for Heat Central Gas Furnace. | 0 | Per Unit Savings from PSE Business Case: APPROVED_Measure Case_Thermostat_2022. End use ratio of 100% for Heat Central Gas Furnace. | 0 | Full | 0 | 0 | 0 | 400 | 0 | 0 | 0 | Existing conditions, assuming no cost | PSE Businss Case: APPROVED_Measure Case_Thermostat_2022 |  | 100% | 85.19% | 100% | 1 | 0 | 26.45 | No applicable non-energy benefitsIncludes PSE NEI data where applicable. | No applicable non-energy benefits | System | System
Snohomish County | Single Family | Heat Central Gas Boiler | Existing | Thermostat - Smart - GH - Res | Smart thermostat: home heated with natural gas | 0 | 2024 | 2050 | 1 | per Home | 0 | 1 | 11 | PSE Businss Case: APPROVED_Measure Case_Thermostat_2022 | 35.7984 | 5.538% | Per Unit Savings from PSE Business Case: APPROVED_Measure Case_Thermostat_2022. End use ratio of 100% for Heat Central Gas Boiler. | 0 | Per Unit Savings from PSE Business Case: APPROVED_Measure Case_Thermostat_2022. End use ratio of 100% for Heat Central Gas Boiler. | 0 | Full | 0 | 0 | 0 | 189 | 0 | 0 | 0 | Existing conditions, assuming no cost | PSE Businss Case: APPROVED_Measure Case_Thermostat_2022 |  | 100% | 68.84% | 100% | 1 | 0 | 6.076 | No applicable non-energy benefitsIncludes PSE NEI data where applicable. | No applicable non-energy benefits | System | System
Snohomish County | Single Family | Heat Central Gas Boiler | New | Thermostat - Smart - GH - Res | Smart thermostat: home heated with natural gas | 0 | 2024 | 2050 | 1 | per Home | 0 | 1 | 11 | PSE Businss Case: APPROVED_Measure Case_Thermostat_2022 | 22.2326 | 5.538% | Per Unit Savings from PSE Business Case: APPROVED_Measure Case_Thermostat_2022. End use ratio of 100% for Heat Central Gas Boiler. | 0 | Per Unit Savings from PSE Business Case: APPROVED_Measure Case_Thermostat_2022. End use ratio of 100% for Heat Central Gas Boiler. | 0 | Full | 0 | 0 | 0 | 189 | 0 | 0 | 0 | Existing conditions, assuming no cost | PSE Businss Case: APPROVED_Measure Case_Thermostat_2022 |  | 100% | 85.19% | 100% | 1 | 0 | 6.076 | No applicable non-energy benefitsIncludes PSE NEI data where applicable. | No applicable non-energy benefits | System | System
Snohomish County | Single Family | Heat Central Gas Furnace | Existing | Thermostat - Smart - GH - Res | Smart thermostat: home heated with natural gas | 0 | 2024 | 2050 | 1 | per Home | 0 | 1 | 11 | PSE Businss Case: APPROVED_Measure Case_Thermostat_2022 | 26.4 | 5.538% | Per Unit Savings from PSE Business Case: APPROVED_Measure Case_Thermostat_2022. End use ratio of 100% for Heat Central Gas Furnace. | 0 | Per Unit Savings from PSE Business Case: APPROVED_Measure Case_Thermostat_2022. End use ratio of 100% for Heat Central Gas Furnace. | 0 | Full | 0 | 0 | 0 | 189 | 0 | 0 | 0 | Existing conditions, assuming no cost | PSE Businss Case: APPROVED_Measure Case_Thermostat_2022 |  | 100% | 68.84% | 100% | 1 | 0 | 6.076 | No applicable non-energy benefitsIncludes PSE NEI data where applicable. | No applicable non-energy benefits | System | System
Snohomish County | Single Family | Heat Central Gas Furnace | New | Thermostat - Smart - GH - Res | Smart thermostat: home heated with natural gas | 0 | 2024 | 2050 | 1 | per Home | 0 | 1 | 11 | PSE Businss Case: APPROVED_Measure Case_Thermostat_2022 | 15.3374 | 5.538% | Per Unit Savings from PSE Business Case: APPROVED_Measure Case_Thermostat_2022. End use ratio of 100% for Heat Central Gas Furnace. | 0 | Per Unit Savings from PSE Business Case: APPROVED_Measure Case_Thermostat_2022. End use ratio of 100% for Heat Central Gas Furnace. | 0 | Full | 0 | 0 | 0 | 189 | 0 | 0 | 0 | Existing conditions, assuming no cost | PSE Businss Case: APPROVED_Measure Case_Thermostat_2022 |  | 100% | 85.19% | 100% | 1 | 0 | 6.076 | No applicable non-energy benefitsIncludes PSE NEI data where applicable. | No applicable non-energy benefits | System | System
Snohomish County | Single Family | Heat Central Gas Boiler | Existing | SFWIN: Windows - Single Pane - to U30 - NG | Single pane windows: U-factor up to 0.30; home heated with natural gas | 0 | 2024 | 2050 | 306.6112 | per Home | 0 | 1 | 45 | PSE Businss Case: APPROVED_Measure Case_Window_2022 | 126.7585 | 19.61% | Per Unit Savings from PSE Business Case: APPROVED_Measure Case_Window_2022 | 0 | Per Unit Savings from PSE Business Case: APPROVED_Measure Case_Window_2022 | 0 | Full | 0 | 0 | 0 | 6929.414 | 0 | 0 | 0 | Existing conditions, assuming no cost | PSE Businss Case: APPROVED_Measure Case_Window_2022 | Q | 100% | 5% | 20.95% | 1 | 0 | 0 | No applicable non-energy benefitsIncludes PSE NEI data where applicable. | No applicable non-energy benefits | System | System
Snohomish County | Single Family | Heat Central Gas Furnace | Existing | SFWIN: Windows - Single Pane - to U30 - NG | Single pane windows: U-factor up to 0.30; home heated with natural gas | 0 | 2024 | 2050 | 306.6112 | per Home | 0 | 1 | 45 | PSE Businss Case: APPROVED_Measure Case_Window_2022 | 93.4796 | 19.61% | Per Unit Savings from PSE Business Case: APPROVED_Measure Case_Window_2022 | 0 | Per Unit Savings from PSE Business Case: APPROVED_Measure Case_Window_2022 | 0 | Full | 0 | 0 | 0 | 6929.414 | 0 | 0 | 0 | Existing conditions, assuming no cost | PSE Businss Case: APPROVED_Measure Case_Window_2022 | Q | 100% | 5% | 20.95% | 1 | 0 | 0 | No applicable non-energy benefitsIncludes PSE NEI data where applicable. | No applicable non-energy benefits | System | System
Snohomish County | Single Family | Heat Room Gas | Existing | SFWIN: Windows - Single Pane - to U30 - NG | Single pane windows: U-factor up to 0.30; home heated with natural gas | 0 | 2024 | 2050 | 306.6112 | per Home | 0 | 1 | 45 | PSE Businss Case: APPROVED_Measure Case_Window_2022 | 95.9023 | 19.61% | Per Unit Savings from PSE Business Case: APPROVED_Measure Case_Window_2022 | 0 | Per Unit Savings from PSE Business Case: APPROVED_Measure Case_Window_2022 | 0 | Full | 0 | 0 | 0 | 6929.414 | 0 | 0 | 0 | Existing conditions, assuming no cost | PSE Businss Case: APPROVED_Measure Case_Window_2022 | Q | 100% | 5% | 20.95% | 1 | 0 | 0 | No applicable non-energy benefitsIncludes PSE NEI data where applicable. | No applicable non-energy benefits | System | System
Snohomish County | Manufactured | Heat Central Gas Boiler | Existing | SFWIN: Windows - Single Pane - to U30 - NG - MH | Single pane windows: U-factor up to 0.30; manufactured home heated with natural gas | 0 | 2024 | 2050 | 178.2998 | per Home | 0 | 1 | 25 | PSE Businss Case: APPROVED_Measure Case_Window_2022 | 147.7147 | 25.31% | Per Unit Savings from PSE Business Case: APPROVED_Measure Case_Window_2022 | 0 | Per Unit Savings from PSE Business Case: APPROVED_Measure Case_Window_2022 | 0 | Full | 0 | 0 | 0 | 3303.8954 | 0 | 0 | 0 | Existing conditions, assuming no cost | PSE Businss Case: APPROVED_Measure Case_Window_2022 |  | 100% | 5% | 44.5% | 1 | 0 | 0 | No applicable non-energy benefitsIncludes PSE NEI data where applicable. | No applicable non-energy benefits | System | System
Snohomish County | Manufactured | Heat Central Gas Furnace | Existing | SFWIN: Windows - Single Pane - to U30 - NG - MH | Single pane windows: U-factor up to 0.30; manufactured home heated with natural gas | 0 | 2024 | 2050 | 178.2998 | per Home | 0 | 1 | 25 | PSE Businss Case: APPROVED_Measure Case_Window_2022 | 108.934 | 25.31% | Per Unit Savings from PSE Business Case: APPROVED_Measure Case_Window_2022 | 0 | Per Unit Savings from PSE Business Case: APPROVED_Measure Case_Window_2022 | 0 | Full | 0 | 0 | 0 | 3303.8954 | 0 | 0 | 0 | Existing conditions, assuming no cost | PSE Businss Case: APPROVED_Measure Case_Window_2022 |  | 100% | 5% | 44.5% | 1 | 0 | 0 | No applicable non-energy benefitsIncludes PSE NEI data where applicable. | No applicable non-energy benefits | System | System
Snohomish County | Manufactured | Heat Room Gas | Existing | SFWIN: Windows - Single Pane - to U30 - NG - MH | Single pane windows: U-factor up to 0.30; manufactured home heated with natural gas | 0 | 2024 | 2050 | 178.2998 | per Home | 0 | 1 | 25 | PSE Businss Case: APPROVED_Measure Case_Window_2022 | 111.7572 | 25.31% | Per Unit Savings from PSE Business Case: APPROVED_Measure Case_Window_2022 | 0 | Per Unit Savings from PSE Business Case: APPROVED_Measure Case_Window_2022 | 0 | Full | 0 | 0 | 0 | 3303.8954 | 0 | 0 | 0 | Existing conditions, assuming no cost | PSE Businss Case: APPROVED_Measure Case_Window_2022 |  | 100% | 5% | 44.5% | 1 | 0 | 0 | No applicable non-energy benefitsIncludes PSE NEI data where applicable. | No applicable non-energy benefits | System | System
Snohomish County | Manufactured - Highly Impacted | Heat Central Gas Boiler | Existing | LIW: Windows - Single Pane - to U30 - NG - MH | Single pane windows: U-factor up to 0.30; manufactured home heated with natural gas | 0 | 2024 | 2050 | 156.9934 | per Home | 0 | 1 | 25 | PSE Businss Case: APPROVED_Measure Case_Window_2022 | 130.0632 | 28.74% | Per Unit Savings from PSE Business Case: APPROVED_Measure Case_Window_2022 | 0 | Per Unit Savings from PSE Business Case: APPROVED_Measure Case_Window_2022 | 0 | Full | 0 | 0 | 0 | 2909.0884 | 0 | 0 | 0 | Existing conditions, assuming no cost | PSE Businss Case: APPROVED_Measure Case_Window_2022 |  | 100% | 5% | 44.5% | 1 | 0 | 0 | No applicable non-energy benefitsIncludes PSE NEI data where applicable. | No applicable non-energy benefits | System | System
Snohomish County | Manufactured - Highly Impacted | Heat Central Gas Furnace | Existing | LIW: Windows - Single Pane - to U30 - NG - MH | Single pane windows: U-factor up to 0.30; manufactured home heated with natural gas | 0 | 2024 | 2050 | 156.9934 | per Home | 0 | 1 | 25 | PSE Businss Case: APPROVED_Measure Case_Window_2022 | 95.9167 | 28.74% | Per Unit Savings from PSE Business Case: APPROVED_Measure Case_Window_2022 | 0 | Per Unit Savings from PSE Business Case: APPROVED_Measure Case_Window_2022 | 0 | Full | 0 | 0 | 0 | 2909.0884 | 0 | 0 | 0 | Existing conditions, assuming no cost | PSE Businss Case: APPROVED_Measure Case_Window_2022 |  | 100% | 5% | 44.5% | 1 | 0 | 0 | No applicable non-energy benefitsIncludes PSE NEI data where applicable. | No applicable non-energy benefits | System | System
Snohomish County | Manufactured - Highly Impacted | Heat Room Gas | Existing | LIW: Windows - Single Pane - to U30 - NG - MH | Single pane windows: U-factor up to 0.30; manufactured home heated with natural gas | 0 | 2024 | 2050 | 156.9934 | per Home | 0 | 1 | 25 | PSE Businss Case: APPROVED_Measure Case_Window_2022 | 98.4025 | 28.74% | Per Unit Savings from PSE Business Case: APPROVED_Measure Case_Window_2022 | 0 | Per Unit Savings from PSE Business Case: APPROVED_Measure Case_Window_2022 | 0 | Full | 0 | 0 | 0 | 2909.0884 | 0 | 0 | 0 | Existing conditions, assuming no cost | PSE Businss Case: APPROVED_Measure Case_Window_2022 |  | 100% | 5% | 44.5% | 1 | 0 | 0 | No applicable non-energy benefitsIncludes PSE NEI data where applicable. | No applicable non-energy benefits | System | System
Snohomish County | Manufactured | Heat Central Gas Boiler | Existing | Windows - Double Pane - Metal Frame - to U30 - NG - MH | Double pane metal-framed windows: U-factor up to 0.30; manufactured home heated with natural gas | 0 | 2024 | 2050 | 178.2998 | per Home | 0 | 1 | 25 | PSE Businss Case: APPROVED_Measure Case_Window_2022 | 63.7318 | 10.92% | Per Unit Savings from PSE Business Case: APPROVED_Measure Case_Window_2022 | 0 | Per Unit Savings from PSE Business Case: APPROVED_Measure Case_Window_2022 | 0 | Full | 0 | 0 | 0 | 3303.8954 | 0 | 0 | 0 | Existing conditions, assuming no cost | PSE Businss Case: APPROVED_Measure Case_Window_2022 |  | 100% | 5% | 55.5% | 1 | 0 | 0 | No applicable non-energy benefitsIncludes PSE NEI data where applicable. | No applicable non-energy benefits | System | System
Snohomish County | Manufactured | Heat Central Gas Furnace | Existing | Windows - Double Pane - Metal Frame - to U30 - NG - MH | Double pane metal-framed windows: U-factor up to 0.30; manufactured home heated with natural gas | 0 | 2024 | 2050 | 178.2998 | per Home | 0 | 1 | 25 | PSE Businss Case: APPROVED_Measure Case_Window_2022 | 46.9998 | 10.92% | Per Unit Savings from PSE Business Case: APPROVED_Measure Case_Window_2022 | 0 | Per Unit Savings from PSE Business Case: APPROVED_Measure Case_Window_2022 | 0 | Full | 0 | 0 | 0 | 3303.8954 | 0 | 0 | 0 | Existing conditions, assuming no cost | PSE Businss Case: APPROVED_Measure Case_Window_2022 |  | 100% | 5% | 55.5% | 1 | 0 | 0 | No applicable non-energy benefitsIncludes PSE NEI data where applicable. | No applicable non-energy benefits | System | System
Snohomish County | Manufactured | Heat Room Gas | Existing | Windows - Double Pane - Metal Frame - to U30 - NG - MH | Double pane metal-framed windows: U-factor up to 0.30; manufactured home heated with natural gas | 0 | 2024 | 2050 | 178.2998 | per Home | 0 | 1 | 25 | PSE Businss Case: APPROVED_Measure Case_Window_2022 | 48.2179 | 10.92% | Per Unit Savings from PSE Business Case: APPROVED_Measure Case_Window_2022 | 0 | Per Unit Savings from PSE Business Case: APPROVED_Measure Case_Window_2022 | 0 | Full | 0 | 0 | 0 | 3303.8954 | 0 | 0 | 0 | Existing conditions, assuming no cost | PSE Businss Case: APPROVED_Measure Case_Window_2022 |  | 100% | 5% | 55.5% | 1 | 0 | 0 | No applicable non-energy benefitsIncludes PSE NEI data where applicable. | No applicable non-energy benefits | System | System
Snohomish County | Manufactured - Highly Impacted | Heat Central Gas Boiler | Existing | LIW: Windows - Double Pane - Metal Frame - to U30 - NG - MH | Double pane metal-framed windows: U-factor up to 0.30; manufactured home heated with natural gas | 0 | 2024 | 2050 | 156.9934 | per Home | 0 | 1 | 25 | PSE Businss Case: APPROVED_Measure Case_Window_2022 | 56.116 | 12.4% | Per Unit Savings from PSE Business Case: APPROVED_Measure Case_Window_2022 | 0 | Per Unit Savings from PSE Business Case: APPROVED_Measure Case_Window_2022 | 0 | Full | 0 | 0 | 0 | 2909.0884 | 0 | 0 | 0 | Existing conditions, assuming no cost | PSE Businss Case: APPROVED_Measure Case_Window_2022 |  | 100% | 5% | 55.5% | 1 | 0 | 0 | No applicable non-energy benefitsIncludes PSE NEI data where applicable. | No applicable non-energy benefits | System | System
Snohomish County | Manufactured - Highly Impacted | Heat Central Gas Furnace | Existing | LIW: Windows - Double Pane - Metal Frame - to U30 - NG - MH | Double pane metal-framed windows: U-factor up to 0.30; manufactured home heated with natural gas | 0 | 2024 | 2050 | 156.9934 | per Home | 0 | 1 | 25 | PSE Businss Case: APPROVED_Measure Case_Window_2022 | 41.3835 | 12.4% | Per Unit Savings from PSE Business Case: APPROVED_Measure Case_Window_2022 | 0 | Per Unit Savings from PSE Business Case: APPROVED_Measure Case_Window_2022 | 0 | Full | 0 | 0 | 0 | 2909.0884 | 0 | 0 | 0 | Existing conditions, assuming no cost | PSE Businss Case: APPROVED_Measure Case_Window_2022 |  | 100% | 5% | 55.5% | 1 | 0 | 0 | No applicable non-energy benefitsIncludes PSE NEI data where applicable. | No applicable non-energy benefits | System | System
Snohomish County | Manufactured - Highly Impacted | Heat Room Gas | Existing | LIW: Windows - Double Pane - Metal Frame - to U30 - NG - MH | Double pane metal-framed windows: U-factor up to 0.30; manufactured home heated with natural gas | 0 | 2024 | 2050 | 156.9934 | per Home | 0 | 1 | 25 | PSE Businss Case: APPROVED_Measure Case_Window_2022 | 42.456 | 12.4% | Per Unit Savings from PSE Business Case: APPROVED_Measure Case_Window_2022 | 0 | Per Unit Savings from PSE Business Case: APPROVED_Measure Case_Window_2022 | 0 | Full | 0 | 0 | 0 | 2909.0884 | 0 | 0 | 0 | Existing conditions, assuming no cost | PSE Businss Case: APPROVED_Measure Case_Window_2022 |  | 100% | 5% | 55.5% | 1 | 0 | 0 | No applicable non-energy benefitsIncludes PSE NEI data where applicable. | No applicable non-energy benefits | System | System
Snohomish County | Single Family - Highly Impacted | Heat Central Gas Boiler | Existing | LIW: Windows - SP to DP - SF - TG | Double pane windows: upgrade from single pane; single family dwelling heated with natural gas; low income customer | 0 | 2024 | 2050 | 243.4666 | per Home | 0 | 1 | 45 | PSE Businss Case: APPROVED_Measure Case_Window_2022 | 100.3628 | 21.58% | Per Unit Savings from PSE Business Case: APPROVED_Measure Case_Window_2022. End use ratio of 100% for Heat Central Gas Boiler. | 0 | Per Unit Savings from PSE Business Case: APPROVED_Measure Case_Window_2022. End use ratio of 100% for Heat Central Gas Boiler. | 0 | Full | 0 | 0 | 0 | 5502.3441 | 0 | 0 | 0 | Existing conditions, assuming no cost | PSE Businss Case: APPROVED_Measure Case_Window_2022 | Q | 100% | 5% | 20.95% | 1 | 0 | 0.48 | No applicable non-energy benefitsIncludes PSE NEI data where applicable. | No applicable non-energy benefits | System | System
Snohomish County | Single Family - Highly Impacted | Heat Central Gas Furnace | Existing | LIW: Windows - SP to DP - SF - TG | Double pane windows: upgrade from single pane; single family dwelling heated with natural gas; low income customer | 0 | 2024 | 2050 | 243.4666 | per Home | 0 | 1 | 45 | PSE Businss Case: APPROVED_Measure Case_Window_2022 | 74.0138 | 21.58% | Per Unit Savings from PSE Business Case: APPROVED_Measure Case_Window_2022. End use ratio of 100% for Heat Central Gas Furnace. | 0 | Per Unit Savings from PSE Business Case: APPROVED_Measure Case_Window_2022. End use ratio of 100% for Heat Central Gas Furnace. | 0 | Full | 0 | 0 | 0 | 5502.3441 | 0 | 0 | 0 | Existing conditions, assuming no cost | PSE Businss Case: APPROVED_Measure Case_Window_2022 | Q | 100% | 5% | 20.95% | 1 | 0 | 0.48 | No applicable non-energy benefitsIncludes PSE NEI data where applicable. | No applicable non-energy benefits | System | System
Snohomish County | Single Family - Highly Impacted | Heat Room Gas | Existing | LIW: Windows - SP to DP - SF - TG | Double pane windows: upgrade from single pane; single family dwelling heated with natural gas; low income customer | 0 | 2024 | 2050 | 243.4666 | per Home | 0 | 1 | 45 | PSE Businss Case: APPROVED_Measure Case_Window_2022 | 66.6124 | 18.93% | Per Unit Savings from PSE Business Case: APPROVED_Measure Case_Window_2022. Assuming an end use ratio of 90% for Heat Room Gas and applying to the reported PSE Business Case Savings. | 0 | Per Unit Savings from PSE Business Case: APPROVED_Measure Case_Window_2022. Assuming an end use ratio of 90% for Heat Room Gas and applying to the reported PSE Business Case Savings. | 0 | Full | 0 | 0 | 0 | 5502.3441 | 0 | 0 | 0 | Existing conditions, assuming no cost | PSE Businss Case: APPROVED_Measure Case_Window_2022 | Q | 100% | 5% | 20.95% | 1 | 0 | 0.48 | No applicable non-energy benefitsIncludes PSE NEI data where applicable. | No applicable non-energy benefits | System | System
Snohomish County | Multifamily | Heat Central Gas Boiler | Existing | Windows - Double Pane - U30 - from SP U120 - GH - MF | Double pane windows: U-factor 0.30; from 1.20 single pane; multi-family dwelling heated with natural gas | 0 | 2024 | 2050 | 36.1897 | per Home | 0 | 1 | 45 | PSE Businss Case: APPROVED_Measure Case_Window_2022 | 45.1474 | 10.59% | Per Unit Savings from PSE Business Case: APPROVED_Measure Case_Window_2022. End use ratio of 100% for Heat Central Gas Boiler. | 0 | Per Unit Savings from PSE Business Case: APPROVED_Measure Case_Window_2022. End use ratio of 100% for Heat Central Gas Boiler. | 0 | Full | 0 | 0 | 0 | 843.2205 | 0 | 0 | 0 | Existing conditions, assuming no cost | PSE Businss Case: APPROVED_Measure Case_Window_2022 | P | 100% | 5% | 19.1% | 1 | 0 | 0 | No applicable non-energy benefitsIncludes PSE NEI data where applicable. | No applicable non-energy benefits | System | System
Snohomish County | Multifamily | Heat Central Gas Furnace | Existing | Windows - Double Pane - U30 - from SP U120 - GH - MF | Double pane windows: U-factor 0.30; from 1.20 single pane; multi-family dwelling heated with natural gas | 0 | 2024 | 2050 | 36.1897 | per Home | 0 | 1 | 45 | PSE Businss Case: APPROVED_Measure Case_Window_2022 | 33.2945 | 10.59% | Per Unit Savings from PSE Business Case: APPROVED_Measure Case_Window_2022. End use ratio of 100% for Heat Central Gas Furnace. | 0 | Per Unit Savings from PSE Business Case: APPROVED_Measure Case_Window_2022. End use ratio of 100% for Heat Central Gas Furnace. | 0 | Full | 0 | 0 | 0 | 843.2205 | 0 | 0 | 0 | Existing conditions, assuming no cost | PSE Businss Case: APPROVED_Measure Case_Window_2022 | P | 100% | 5% | 19.1% | 1 | 0 | 0 | No applicable non-energy benefitsIncludes PSE NEI data where applicable. | No applicable non-energy benefits | System | System
Snohomish County | Multifamily | Heat Room Gas | Existing | Windows - Double Pane - U30 - from SP U120 - GH - MF | Double pane windows: U-factor 0.30; from 1.20 single pane; multi-family dwelling heated with natural gas | 0 | 2024 | 2050 | 36.1897 | per Home | 0 | 1 | 45 | PSE Businss Case: APPROVED_Measure Case_Window_2022 | 29.9651 | 9.291% | Per Unit Savings from PSE Business Case: APPROVED_Measure Case_Window_2022. Assuming an end use ratio of 90% for Heat Room Gas and applying to the reported PSE Business Case Savings. | 0 | Per Unit Savings from PSE Business Case: APPROVED_Measure Case_Window_2022. Assuming an end use ratio of 90% for Heat Room Gas and applying to the reported PSE Business Case Savings. | 0 | Full | 0 | 0 | 0 | 843.2205 | 0 | 0 | 0 | Existing conditions, assuming no cost | PSE Businss Case: APPROVED_Measure Case_Window_2022 | P | 100% | 5% | 19.1% | 1 | 0 | 0 | No applicable non-energy benefitsIncludes PSE NEI data where applicable. | No applicable non-energy benefits | System | System
Snohomish County | Single Family - Highly Impacted | Heat Central Gas Boiler | Existing | Windows - Single Pane - to U30 - GH - SF or DX - MI | Single pane windows: U-factor up to 0.30; single family or duplex dwelling heated with natural gas; moderate income customer | 0 | 2024 | 2050 | 243.4666 | per Home | 0 | 1 | 45 | PSE Businss Case: APPROVED_Measure Case_Window_2022 | 100.6534 | 21.65% | Per Unit Savings from PSE Business Case: APPROVED_Measure Case_Window_2022 | 0 | Per Unit Savings from PSE Business Case: APPROVED_Measure Case_Window_2022 | 0 | Full | 0 | 0 | 0 | 5502.3441 | 0 | 0 | 0 | Existing conditions, assuming no cost | PSE Businss Case: APPROVED_Measure Case_Window_2022 | Q | 100% | 5% | 20.95% | 1 | 0 | 0 | No applicable non-energy benefitsIncludes PSE NEI data where applicable. | No applicable non-energy benefits | System | System
Snohomish County | Single Family - Highly Impacted | Heat Central Gas Furnace | Existing | Windows - Single Pane - to U30 - GH - SF or DX - MI | Single pane windows: U-factor up to 0.30; single family or duplex dwelling heated with natural gas; moderate income customer | 0 | 2024 | 2050 | 243.4666 | per Home | 0 | 1 | 45 | PSE Businss Case: APPROVED_Measure Case_Window_2022 | 74.2281 | 21.65% | Per Unit Savings from PSE Business Case: APPROVED_Measure Case_Window_2022 | 0 | Per Unit Savings from PSE Business Case: APPROVED_Measure Case_Window_2022 | 0 | Full | 0 | 0 | 0 | 5502.3441 | 0 | 0 | 0 | Existing conditions, assuming no cost | PSE Businss Case: APPROVED_Measure Case_Window_2022 | Q | 100% | 5% | 20.95% | 1 | 0 | 0 | No applicable non-energy benefitsIncludes PSE NEI data where applicable. | No applicable non-energy benefits | System | System
Snohomish County | Single Family - Highly Impacted | Heat Room Gas | Existing | Windows - Single Pane - to U30 - GH - SF or DX - MI | Single pane windows: U-factor up to 0.30; single family or duplex dwelling heated with natural gas; moderate income customer | 0 | 2024 | 2050 | 243.4666 | per Home | 0 | 1 | 45 | PSE Businss Case: APPROVED_Measure Case_Window_2022 | 76.1518 | 21.65% | Per Unit Savings from PSE Business Case: APPROVED_Measure Case_Window_2022 | 0 | Per Unit Savings from PSE Business Case: APPROVED_Measure Case_Window_2022 | 0 | Full | 0 | 0 | 0 | 5502.3441 | 0 | 0 | 0 | Existing conditions, assuming no cost | PSE Businss Case: APPROVED_Measure Case_Window_2022 | Q | 100% | 5% | 20.95% | 1 | 0 | 0 | No applicable non-energy benefitsIncludes PSE NEI data where applicable. | No applicable non-energy benefits | System | System
Snohomish County | Multifamily | Heat Central Gas Boiler | Existing | Windows - Double Pane - from U60 to U30 - GH - MF | Double pane windows: U-factor from 0.60 to 0.30; multi-family dwelling heated with natural gas | 0 | 2024 | 2050 | 36.1897 | per Home | 0 | 1 | 45 | PSE Businss Case: APPROVED_Measure Case_Window_2022 | 24.3404 | 5.71% | Per Unit Savings from PSE Business Case: APPROVED_Measure Case_Window_2022. End use ratio of 100% for Heat Central Gas Boiler. | 0 | Per Unit Savings from PSE Business Case: APPROVED_Measure Case_Window_2022. End use ratio of 100% for Heat Central Gas Boiler. | 0 | Full | 0 | 0 | 0 | 843.2205 | 0 | 0 | 0 | Existing conditions, assuming no cost | PSE Businss Case: APPROVED_Measure Case_Window_2022 | O | 100% | 5% | 80.9% | 1 | 0 | 0 | No applicable non-energy benefitsIncludes PSE NEI data where applicable. | No applicable non-energy benefits | System | System
Snohomish County | Multifamily | Heat Central Gas Furnace | Existing | Windows - Double Pane - from U60 to U30 - GH - MF | Double pane windows: U-factor from 0.60 to 0.30; multi-family dwelling heated with natural gas | 0 | 2024 | 2050 | 36.1897 | per Home | 0 | 1 | 45 | PSE Businss Case: APPROVED_Measure Case_Window_2022 | 17.9501 | 5.71% | Per Unit Savings from PSE Business Case: APPROVED_Measure Case_Window_2022. End use ratio of 100% for Heat Central Gas Furnace. | 0 | Per Unit Savings from PSE Business Case: APPROVED_Measure Case_Window_2022. End use ratio of 100% for Heat Central Gas Furnace. | 0 | Full | 0 | 0 | 0 | 843.2205 | 0 | 0 | 0 | Existing conditions, assuming no cost | PSE Businss Case: APPROVED_Measure Case_Window_2022 | O | 100% | 5% | 80.9% | 1 | 0 | 0 | No applicable non-energy benefitsIncludes PSE NEI data where applicable. | No applicable non-energy benefits | System | System
Snohomish County | Multifamily | Heat Room Gas | Existing | Windows - Double Pane - from U60 to U30 - GH - MF | Double pane windows: U-factor from 0.60 to 0.30; multi-family dwelling heated with natural gas | 0 | 2024 | 2050 | 36.1897 | per Home | 0 | 1 | 45 | PSE Businss Case: APPROVED_Measure Case_Window_2022 | 16.1551 | 5.009% | Per Unit Savings from PSE Business Case: APPROVED_Measure Case_Window_2022. Assuming an end use ratio of 90% for Heat Room Gas and applying to the reported PSE Business Case Savings. | 0 | Per Unit Savings from PSE Business Case: APPROVED_Measure Case_Window_2022. Assuming an end use ratio of 90% for Heat Room Gas and applying to the reported PSE Business Case Savings. | 0 | Full | 0 | 0 | 0 | 843.2205 | 0 | 0 | 0 | Existing conditions, assuming no cost | PSE Businss Case: APPROVED_Measure Case_Window_2022 | O | 100% | 5% | 80.9% | 1 | 0 | 0 | No applicable non-energy benefitsIncludes PSE NEI data where applicable. | No applicable non-energy benefits | System | System
Snohomish County | Multifamily | Heat Central Gas Boiler | Existing | Windows - Triple Pane - U22 - from DP U30 - GH - MF | Triple pane windows: U-factor 0.22; from 0.30 double pane; multi-family dwelling heated with natural gas | 0 | 2024 | 2050 | 36.1897 | per Home | 0 | 1 | 45 | PSE Businss Case: APPROVED_Measure Case_Window_2022 | 5.1036 | 1.197% | Per Unit Savings from PSE Business Case: APPROVED_Measure Case_Window_2022. End use ratio of 100% for Heat Central Gas Boiler. | 0 | Per Unit Savings from PSE Business Case: APPROVED_Measure Case_Window_2022. End use ratio of 100% for Heat Central Gas Boiler. | 0 | Incremental | 0 | 0 | 0 | 133.1782 | 0 | 0 | 0 | Measure cost represents incremental cost, default cost of zero | PSE Businss Case: APPROVED_Measure Case_Window_2022 |  | 100% | 2.5% | 80.9% | 1 | 0 | 0 | No applicable non-energy benefitsIncludes PSE NEI data where applicable. | No applicable non-energy benefits | System | System
Snohomish County | Multifamily | Heat Central Gas Boiler | New | Windows - Triple Pane - U22 - from DP U30 - GH - MF | Triple pane windows: U-factor 0.22; from 0.30 double pane; multi-family dwelling heated with natural gas | 0 | 2024 | 2050 | 36.1897 | per Home | 0 | 1 | 45 | PSE Businss Case: APPROVED_Measure Case_Window_2022 | 3.1696 | 1.197% | Per Unit Savings from PSE Business Case: APPROVED_Measure Case_Window_2022. End use ratio of 100% for Heat Central Gas Boiler. | 0 | Per Unit Savings from PSE Business Case: APPROVED_Measure Case_Window_2022. End use ratio of 100% for Heat Central Gas Boiler. | 0 | Incremental | 0 | 0 | 0 | 133.1782 | 0 | 0 | 0 | Measure cost represents incremental cost, default cost of zero | PSE Businss Case: APPROVED_Measure Case_Window_2022 |  | 100% | 2.5% | 80.9% | 1 | 0 | 0 | No applicable non-energy benefitsIncludes PSE NEI data where applicable. | No applicable non-energy benefits | System | System
Snohomish County | Multifamily | Heat Central Gas Furnace | Existing | Windows - Triple Pane - U22 - from DP U30 - GH - MF | Triple pane windows: U-factor 0.22; from 0.30 double pane; multi-family dwelling heated with natural gas | 0 | 2024 | 2050 | 36.1897 | per Home | 0 | 1 | 45 | PSE Businss Case: APPROVED_Measure Case_Window_2022 | 3.7637 | 1.197% | Per Unit Savings from PSE Business Case: APPROVED_Measure Case_Window_2022. End use ratio of 100% for Heat Central Gas Furnace. | 0 | Per Unit Savings from PSE Business Case: APPROVED_Measure Case_Window_2022. End use ratio of 100% for Heat Central Gas Furnace. | 0 | Incremental | 0 | 0 | 0 | 133.1782 | 0 | 0 | 0 | Measure cost represents incremental cost, default cost of zero | PSE Businss Case: APPROVED_Measure Case_Window_2022 |  | 100% | 2.5% | 80.9% | 1 | 0 | 0 | No applicable non-energy benefitsIncludes PSE NEI data where applicable. | No applicable non-energy benefits | System | System
Snohomish County | Multifamily | Heat Central Gas Furnace | New | Windows - Triple Pane - U22 - from DP U30 - GH - MF | Triple pane windows: U-factor 0.22; from 0.30 double pane; multi-family dwelling heated with natural gas | 0 | 2024 | 2050 | 36.1897 | per Home | 0 | 1 | 45 | PSE Businss Case: APPROVED_Measure Case_Window_2022 | 2.1866 | 1.197% | Per Unit Savings from PSE Business Case: APPROVED_Measure Case_Window_2022. End use ratio of 100% for Heat Central Gas Furnace. | 0 | Per Unit Savings from PSE Business Case: APPROVED_Measure Case_Window_2022. End use ratio of 100% for Heat Central Gas Furnace. | 0 | Incremental | 0 | 0 | 0 | 133.1782 | 0 | 0 | 0 | Measure cost represents incremental cost, default cost of zero | PSE Businss Case: APPROVED_Measure Case_Window_2022 |  | 100% | 2.5% | 80.9% | 1 | 0 | 0 | No applicable non-energy benefitsIncludes PSE NEI data where applicable. | No applicable non-energy benefits | System | System
Snohomish County | Multifamily | Heat Room Gas | Existing | Windows - Triple Pane - U22 - from DP U30 - GH - MF | Triple pane windows: U-factor 0.22; from 0.30 double pane; multi-family dwelling heated with natural gas | 0 | 2024 | 2050 | 36.1897 | per Home | 0 | 1 | 45 | PSE Businss Case: APPROVED_Measure Case_Window_2022 | 3.3874 | 1.05% | Per Unit Savings from PSE Business Case: APPROVED_Measure Case_Window_2022. Assuming an end use ratio of 90% for Heat Room Gas and applying to the reported PSE Business Case Savings. | 0 | Per Unit Savings from PSE Business Case: APPROVED_Measure Case_Window_2022. Assuming an end use ratio of 90% for Heat Room Gas and applying to the reported PSE Business Case Savings. | 0 | Incremental | 0 | 0 | 0 | 133.1782 | 0 | 0 | 0 | Measure cost represents incremental cost, default cost of zero | PSE Businss Case: APPROVED_Measure Case_Window_2022 |  | 100% | 2.5% | 80.9% | 1 | 0 | 0 | No applicable non-energy benefitsIncludes PSE NEI data where applicable. | No applicable non-energy benefits | System | System
Snohomish County | Multifamily | Heat Room Gas | New | Windows - Triple Pane - U22 - from DP U30 - GH - MF | Triple pane windows: U-factor 0.22; from 0.30 double pane; multi-family dwelling heated with natural gas | 0 | 2024 | 2050 | 36.1897 | per Home | 0 | 1 | 45 | PSE Businss Case: APPROVED_Measure Case_Window_2022 | 2.2018 | 1.05% | Per Unit Savings from PSE Business Case: APPROVED_Measure Case_Window_2022. Assuming an end use ratio of 90% for Heat Room Gas and applying to the reported PSE Business Case Savings. | 0 | Per Unit Savings from PSE Business Case: APPROVED_Measure Case_Window_2022. Assuming an end use ratio of 90% for Heat Room Gas and applying to the reported PSE Business Case Savings. | 0 | Incremental | 0 | 0 | 0 | 133.1782 | 0 | 0 | 0 | Measure cost represents incremental cost, default cost of zero | PSE Businss Case: APPROVED_Measure Case_Window_2022 |  | 100% | 2.5% | 80.9% | 1 | 0 | 0 | No applicable non-energy benefitsIncludes PSE NEI data where applicable. | No applicable non-energy benefits | System | System
Snohomish County | Multifamily - Highly Impacted | Heat Central Gas Boiler | Existing | Windows - Double Pane - from U60 to U30 - GH - MF - MI | Double pane windows: U-factor from 0.60 to 0.30; multi-family dwelling heated with natural gas; moderate income customer | 0 | 2024 | 2050 | 33.3408 | per Home | 0 | 1 | 45 | PSE Businss Case: APPROVED_Measure Case_Window_2022 | 22.4242 | 6.198% | Per Unit Savings from PSE Business Case: APPROVED_Measure Case_Window_2022. End use ratio of 100% for Heat Central Gas Boiler. | 0 | Per Unit Savings from PSE Business Case: APPROVED_Measure Case_Window_2022. End use ratio of 100% for Heat Central Gas Boiler. | 0 | Full | 0 | 0 | 0 | 776.8403 | 0 | 0 | 0 | Existing conditions, assuming no cost | PSE Businss Case: APPROVED_Measure Case_Window_2022 | O | 100% | 5% | 80.9% | 1 | 0 | 0 | No applicable non-energy benefitsIncludes PSE NEI data where applicable. | No applicable non-energy benefits | System | System
Snohomish County | Multifamily - Highly Impacted | Heat Central Gas Furnace | Existing | Windows - Double Pane - from U60 to U30 - GH - MF - MI | Double pane windows: U-factor from 0.60 to 0.30; multi-family dwelling heated with natural gas; moderate income customer | 0 | 2024 | 2050 | 33.3408 | per Home | 0 | 1 | 45 | PSE Businss Case: APPROVED_Measure Case_Window_2022 | 16.537 | 6.198% | Per Unit Savings from PSE Business Case: APPROVED_Measure Case_Window_2022. End use ratio of 100% for Heat Central Gas Furnace. | 0 | Per Unit Savings from PSE Business Case: APPROVED_Measure Case_Window_2022. End use ratio of 100% for Heat Central Gas Furnace. | 0 | Full | 0 | 0 | 0 | 776.8403 | 0 | 0 | 0 | Existing conditions, assuming no cost | PSE Businss Case: APPROVED_Measure Case_Window_2022 | O | 100% | 5% | 80.9% | 1 | 0 | 0 | No applicable non-energy benefitsIncludes PSE NEI data where applicable. | No applicable non-energy benefits | System | System
Snohomish County | Multifamily - Highly Impacted | Heat Room Gas | Existing | Windows - Double Pane - from U60 to U30 - GH - MF - MI | Double pane windows: U-factor from 0.60 to 0.30; multi-family dwelling heated with natural gas; moderate income customer | 0 | 2024 | 2050 | 33.3408 | per Home | 0 | 1 | 45 | PSE Businss Case: APPROVED_Measure Case_Window_2022 | 14.8833 | 5.437% | Per Unit Savings from PSE Business Case: APPROVED_Measure Case_Window_2022. Assuming an end use ratio of 90% for Heat Room Gas and applying to the reported PSE Business Case Savings. | 0 | Per Unit Savings from PSE Business Case: APPROVED_Measure Case_Window_2022. Assuming an end use ratio of 90% for Heat Room Gas and applying to the reported PSE Business Case Savings. | 0 | Full | 0 | 0 | 0 | 776.8403 | 0 | 0 | 0 | Existing conditions, assuming no cost | PSE Businss Case: APPROVED_Measure Case_Window_2022 | O | 100% | 5% | 80.9% | 1 | 0 | 0 | No applicable non-energy benefitsIncludes PSE NEI data where applicable. | No applicable non-energy benefits | System | System
Snohomish County | Single Family | Heat Central Gas Boiler | Existing | Windows - Double Pane - Metal Frame - to U22 - GH - SF or DX | Double pane metal-framed windows: U-factor up to 0.22; single family or duplex dwelling heated with natural gas | 0 | 2024 | 2050 | 306.6112 | per Home | 0 | 1 | 45 | PSE Businss Case: APPROVED_Measure Case_Window_2022 | 87.6433 | 13.56% | Per Unit Savings from PSE Business Case: APPROVED_Measure Case_Window_2022 | 0 | Per Unit Savings from PSE Business Case: APPROVED_Measure Case_Window_2022 | 0 | Full | 0 | 0 | 0 | 8048.545 | 0 | 0 | 0 | Existing conditions, assuming no cost | PSE Businss Case: APPROVED_Measure Case_Window_2022 | R | 100% | 5% | 78.77% | 1 | 0 | 0 | No applicable non-energy benefitsIncludes PSE NEI data where applicable. | No applicable non-energy benefits | System | System
Snohomish County | Single Family | Heat Central Gas Boiler | New | Windows - Double Pane - Metal Frame - to U22 - GH - SF or DX | Double pane metal-framed windows: U-factor up to 0.22; single family or duplex dwelling heated with natural gas | 0 | 2024 | 2050 | 306.6112 | per Home | 0 | 1 | 45 | PSE Businss Case: APPROVED_Measure Case_Window_2022 | 54.4309 | 13.56% | Per Unit Savings from PSE Business Case: APPROVED_Measure Case_Window_2022 | 0 | Per Unit Savings from PSE Business Case: APPROVED_Measure Case_Window_2022 | 0 | Full | 0 | 0 | 0 | 8048.545 | 0 | 0 | 0 | Existing conditions, assuming no cost | PSE Businss Case: APPROVED_Measure Case_Window_2022 | R | 100% | 5% | 78.77% | 1 | 0 | 0 | No applicable non-energy benefitsIncludes PSE NEI data where applicable. | No applicable non-energy benefits | System | System
Snohomish County | Single Family | Heat Central Gas Furnace | Existing | Windows - Double Pane - Metal Frame - to U22 - GH - SF or DX | Double pane metal-framed windows: U-factor up to 0.22; single family or duplex dwelling heated with natural gas | 0 | 2024 | 2050 | 306.6112 | per Home | 0 | 1 | 45 | PSE Businss Case: APPROVED_Measure Case_Window_2022 | 64.6336 | 13.56% | Per Unit Savings from PSE Business Case: APPROVED_Measure Case_Window_2022 | 0 | Per Unit Savings from PSE Business Case: APPROVED_Measure Case_Window_2022 | 0 | Full | 0 | 0 | 0 | 8048.545 | 0 | 0 | 0 | Existing conditions, assuming no cost | PSE Businss Case: APPROVED_Measure Case_Window_2022 | R | 100% | 5% | 78.77% | 1 | 0 | 0 | No applicable non-energy benefitsIncludes PSE NEI data where applicable. | No applicable non-energy benefits | System | System
Snohomish County | Single Family | Heat Central Gas Furnace | New | Windows - Double Pane - Metal Frame - to U22 - GH - SF or DX | Double pane metal-framed windows: U-factor up to 0.22; single family or duplex dwelling heated with natural gas | 0 | 2024 | 2050 | 306.6112 | per Home | 0 | 1 | 45 | PSE Businss Case: APPROVED_Measure Case_Window_2022 | 37.5497 | 13.56% | Per Unit Savings from PSE Business Case: APPROVED_Measure Case_Window_2022 | 0 | Per Unit Savings from PSE Business Case: APPROVED_Measure Case_Window_2022 | 0 | Full | 0 | 0 | 0 | 8048.545 | 0 | 0 | 0 | Existing conditions, assuming no cost | PSE Businss Case: APPROVED_Measure Case_Window_2022 | R | 100% | 5% | 78.77% | 1 | 0 | 0 | No applicable non-energy benefitsIncludes PSE NEI data where applicable. | No applicable non-energy benefits | System | System
Snohomish County | Single Family | Heat Room Gas | Existing | Windows - Double Pane - Metal Frame - to U22 - GH - SF or DX | Double pane metal-framed windows: U-factor up to 0.22; single family or duplex dwelling heated with natural gas | 0 | 2024 | 2050 | 306.6112 | per Home | 0 | 1 | 45 | PSE Businss Case: APPROVED_Measure Case_Window_2022 | 66.3087 | 13.56% | Per Unit Savings from PSE Business Case: APPROVED_Measure Case_Window_2022 | 0 | Per Unit Savings from PSE Business Case: APPROVED_Measure Case_Window_2022 | 0 | Full | 0 | 0 | 0 | 8048.545 | 0 | 0 | 0 | Existing conditions, assuming no cost | PSE Businss Case: APPROVED_Measure Case_Window_2022 | R | 100% | 5% | 78.77% | 1 | 0 | 0 | No applicable non-energy benefitsIncludes PSE NEI data where applicable. | No applicable non-energy benefits | System | System
Snohomish County | Single Family | Heat Room Gas | New | Windows - Double Pane - Metal Frame - to U22 - GH - SF or DX | Double pane metal-framed windows: U-factor up to 0.22; single family or duplex dwelling heated with natural gas | 0 | 2024 | 2050 | 306.6112 | per Home | 0 | 1 | 45 | PSE Businss Case: APPROVED_Measure Case_Window_2022 | 43.1007 | 13.56% | Per Unit Savings from PSE Business Case: APPROVED_Measure Case_Window_2022 | 0 | Per Unit Savings from PSE Business Case: APPROVED_Measure Case_Window_2022 | 0 | Full | 0 | 0 | 0 | 8048.545 | 0 | 0 | 0 | Existing conditions, assuming no cost | PSE Businss Case: APPROVED_Measure Case_Window_2022 | R | 100% | 5% | 78.77% | 1 | 0 | 0 | No applicable non-energy benefitsIncludes PSE NEI data where applicable. | No applicable non-energy benefits | System | System
Snohomish County | Single Family - Highly Impacted | Heat Central Gas Boiler | Existing | Windows - Double Pane - Metal Frame - to U22 - GH - SF or DX - MI | Double pane metal-framed windows: U-factor up to 0.22; single family or duplex dwelling heated with natural gas; moderate income customer | 0 | 2024 | 2050 | 243.4666 | per Home | 0 | 1 | 45 | PSE Businss Case: APPROVED_Measure Case_Window_2022 | 69.5937 | 14.97% | Per Unit Savings from PSE Business Case: APPROVED_Measure Case_Window_2022 | 0 | Per Unit Savings from PSE Business Case: APPROVED_Measure Case_Window_2022 | 0 | Full | 0 | 0 | 0 | 6390.9971 | 0 | 0 | 0 | Existing conditions, assuming no cost | PSE Businss Case: APPROVED_Measure Case_Window_2022 | R | 100% | 5% | 78.77% | 1 | 0 | 0 | No applicable non-energy benefitsIncludes PSE NEI data where applicable. | No applicable non-energy benefits | System | System
Snohomish County | Single Family - Highly Impacted | Heat Central Gas Boiler | New | Windows - Double Pane - Metal Frame - to U22 - GH - SF or DX - MI | Double pane metal-framed windows: U-factor up to 0.22; single family or duplex dwelling heated with natural gas; moderate income customer | 0 | 2024 | 2050 | 243.4666 | per Home | 0 | 1 | 45 | PSE Businss Case: APPROVED_Measure Case_Window_2022 | 43.2212 | 14.97% | Per Unit Savings from PSE Business Case: APPROVED_Measure Case_Window_2022 | 0 | Per Unit Savings from PSE Business Case: APPROVED_Measure Case_Window_2022 | 0 | Full | 0 | 0 | 0 | 6390.9971 | 0 | 0 | 0 | Existing conditions, assuming no cost | PSE Businss Case: APPROVED_Measure Case_Window_2022 | R | 100% | 5% | 78.77% | 1 | 0 | 0 | No applicable non-energy benefitsIncludes PSE NEI data where applicable. | No applicable non-energy benefits | System | System
Snohomish County | Single Family - Highly Impacted | Heat Central Gas Furnace | Existing | Windows - Double Pane - Metal Frame - to U22 - GH - SF or DX - MI | Double pane metal-framed windows: U-factor up to 0.22; single family or duplex dwelling heated with natural gas; moderate income customer | 0 | 2024 | 2050 | 243.4666 | per Home | 0 | 1 | 45 | PSE Businss Case: APPROVED_Measure Case_Window_2022 | 51.3227 | 14.97% | Per Unit Savings from PSE Business Case: APPROVED_Measure Case_Window_2022 | 0 | Per Unit Savings from PSE Business Case: APPROVED_Measure Case_Window_2022 | 0 | Full | 0 | 0 | 0 | 6390.9971 | 0 | 0 | 0 | Existing conditions, assuming no cost | PSE Businss Case: APPROVED_Measure Case_Window_2022 | R | 100% | 5% | 78.77% | 1 | 0 | 0 | No applicable non-energy benefitsIncludes PSE NEI data where applicable. | No applicable non-energy benefits | System | System
Snohomish County | Single Family - Highly Impacted | Heat Central Gas Furnace | New | Windows - Double Pane - Metal Frame - to U22 - GH - SF or DX - MI | Double pane metal-framed windows: U-factor up to 0.22; single family or duplex dwelling heated with natural gas; moderate income customer | 0 | 2024 | 2050 | 243.4666 | per Home | 0 | 1 | 45 | PSE Businss Case: APPROVED_Measure Case_Window_2022 | 29.8166 | 14.97% | Per Unit Savings from PSE Business Case: APPROVED_Measure Case_Window_2022 | 0 | Per Unit Savings from PSE Business Case: APPROVED_Measure Case_Window_2022 | 0 | Full | 0 | 0 | 0 | 6390.9971 | 0 | 0 | 0 | Existing conditions, assuming no cost | PSE Businss Case: APPROVED_Measure Case_Window_2022 | R | 100% | 5% | 78.77% | 1 | 0 | 0 | No applicable non-energy benefitsIncludes PSE NEI data where applicable. | No applicable non-energy benefits | System | System
Snohomish County | Single Family - Highly Impacted | Heat Room Gas | Existing | Windows - Double Pane - Metal Frame - to U22 - GH - SF or DX - MI | Double pane metal-framed windows: U-factor up to 0.22; single family or duplex dwelling heated with natural gas; moderate income customer | 0 | 2024 | 2050 | 243.4666 | per Home | 0 | 1 | 45 | PSE Businss Case: APPROVED_Measure Case_Window_2022 | 52.6529 | 14.97% | Per Unit Savings from PSE Business Case: APPROVED_Measure Case_Window_2022 | 0 | Per Unit Savings from PSE Business Case: APPROVED_Measure Case_Window_2022 | 0 | Full | 0 | 0 | 0 | 6390.9971 | 0 | 0 | 0 | Existing conditions, assuming no cost | PSE Businss Case: APPROVED_Measure Case_Window_2022 | R | 100% | 5% | 78.77% | 1 | 0 | 0 | No applicable non-energy benefitsIncludes PSE NEI data where applicable. | No applicable non-energy benefits | System | System
Snohomish County | Single Family - Highly Impacted | Heat Room Gas | New | Windows - Double Pane - Metal Frame - to U22 - GH - SF or DX - MI | Double pane metal-framed windows: U-factor up to 0.22; single family or duplex dwelling heated with natural gas; moderate income customer | 0 | 2024 | 2050 | 243.4666 | per Home | 0 | 1 | 45 | PSE Businss Case: APPROVED_Measure Case_Window_2022 | 34.2244 | 14.97% | Per Unit Savings from PSE Business Case: APPROVED_Measure Case_Window_2022 | 0 | Per Unit Savings from PSE Business Case: APPROVED_Measure Case_Window_2022 | 0 | Full | 0 | 0 | 0 | 6390.9971 | 0 | 0 | 0 | Existing conditions, assuming no cost | PSE Businss Case: APPROVED_Measure Case_Window_2022 | R | 100% | 5% | 78.77% | 1 | 0 | 0 | No applicable non-energy benefitsIncludes PSE NEI data where applicable. | No applicable non-energy benefits | System | System
Snohomish County | Multifamily - Highly Impacted | Heat Central Gas Boiler | Existing | Windows - Double Pane - U30 - from SP U120 - GH - MF - MI | Double pane windows: U-factor 0.30; from 1.20 single pane; multi-family dwelling heated with natural gas; moderate income customer | 0 | 2024 | 2050 | 33.3408 | per Home | 0 | 1 | 45 | PSE Businss Case: APPROVED_Measure Case_Window_2022 | 41.5933 | 11.5% | Per Unit Savings from PSE Business Case: APPROVED_Measure Case_Window_2022. End use ratio of 100% for Heat Central Gas Boiler. | 0 | Per Unit Savings from PSE Business Case: APPROVED_Measure Case_Window_2022. End use ratio of 100% for Heat Central Gas Boiler. | 0 | Full | 0 | 0 | 0 | 776.8403 | 0 | 0 | 0 | Existing conditions, assuming no cost | PSE Businss Case: APPROVED_Measure Case_Window_2022 | P | 100% | 5% | 19.1% | 1 | 0 | 0 | No applicable non-energy benefitsIncludes PSE NEI data where applicable. | No applicable non-energy benefits | System | System
Snohomish County | Multifamily - Highly Impacted | Heat Central Gas Furnace | Existing | Windows - Double Pane - U30 - from SP U120 - GH - MF - MI | Double pane windows: U-factor 0.30; from 1.20 single pane; multi-family dwelling heated with natural gas; moderate income customer | 0 | 2024 | 2050 | 33.3408 | per Home | 0 | 1 | 45 | PSE Businss Case: APPROVED_Measure Case_Window_2022 | 30.6735 | 11.5% | Per Unit Savings from PSE Business Case: APPROVED_Measure Case_Window_2022. End use ratio of 100% for Heat Central Gas Furnace. | 0 | Per Unit Savings from PSE Business Case: APPROVED_Measure Case_Window_2022. End use ratio of 100% for Heat Central Gas Furnace. | 0 | Full | 0 | 0 | 0 | 776.8403 | 0 | 0 | 0 | Existing conditions, assuming no cost | PSE Businss Case: APPROVED_Measure Case_Window_2022 | P | 100% | 5% | 19.1% | 1 | 0 | 0 | No applicable non-energy benefitsIncludes PSE NEI data where applicable. | No applicable non-energy benefits | System | System
Snohomish County | Multifamily - Highly Impacted | Heat Room Gas | Existing | Windows - Double Pane - U30 - from SP U120 - GH - MF - MI | Double pane windows: U-factor 0.30; from 1.20 single pane; multi-family dwelling heated with natural gas; moderate income customer | 0 | 2024 | 2050 | 33.3408 | per Home | 0 | 1 | 45 | PSE Businss Case: APPROVED_Measure Case_Window_2022 | 27.6062 | 10.08% | Per Unit Savings from PSE Business Case: APPROVED_Measure Case_Window_2022. Assuming an end use ratio of 90% for Heat Room Gas and applying to the reported PSE Business Case Savings. | 0 | Per Unit Savings from PSE Business Case: APPROVED_Measure Case_Window_2022. Assuming an end use ratio of 90% for Heat Room Gas and applying to the reported PSE Business Case Savings. | 0 | Full | 0 | 0 | 0 | 776.8403 | 0 | 0 | 0 | Existing conditions, assuming no cost | PSE Businss Case: APPROVED_Measure Case_Window_2022 | P | 100% | 5% | 19.1% | 1 | 0 | 0 | No applicable non-energy benefitsIncludes PSE NEI data where applicable. | No applicable non-energy benefits | System | System
Snohomish County | Single Family | Heat Central Gas Boiler | Existing | Windows - Single Pane - to U22 - GH - SF or DX | Single pane windows: U-factor up to 0.22; single family or duplex dwelling heated with natural gas | 0 | 2024 | 2050 | 306.6112 | per Home | 0 | 1 | 45 | PSE Businss Case: APPROVED_Measure Case_Window_2022 | 141.1273 | 21.83% | Per Unit Savings from PSE Business Case: APPROVED_Measure Case_Window_2022 | 0 | Per Unit Savings from PSE Business Case: APPROVED_Measure Case_Window_2022 | 0 | Full | 0 | 0 | 0 | 8048.545 | 0 | 0 | 0 | Existing conditions, assuming no cost | PSE Businss Case: APPROVED_Measure Case_Window_2022 | Q | 100% | 5% | 20.95% | 1 | 0 | 0 | No applicable non-energy benefitsIncludes PSE NEI data where applicable. | No applicable non-energy benefits | System | System
Snohomish County | Single Family | Heat Central Gas Furnace | Existing | Windows - Single Pane - to U22 - GH - SF or DX | Single pane windows: U-factor up to 0.22; single family or duplex dwelling heated with natural gas | 0 | 2024 | 2050 | 306.6112 | per Home | 0 | 1 | 45 | PSE Businss Case: APPROVED_Measure Case_Window_2022 | 104.0761 | 21.83% | Per Unit Savings from PSE Business Case: APPROVED_Measure Case_Window_2022 | 0 | Per Unit Savings from PSE Business Case: APPROVED_Measure Case_Window_2022 | 0 | Full | 0 | 0 | 0 | 8048.545 | 0 | 0 | 0 | Existing conditions, assuming no cost | PSE Businss Case: APPROVED_Measure Case_Window_2022 | Q | 100% | 5% | 20.95% | 1 | 0 | 0 | No applicable non-energy benefitsIncludes PSE NEI data where applicable. | No applicable non-energy benefits | System | System
Snohomish County | Single Family | Heat Room Gas | Existing | Windows - Single Pane - to U22 - GH - SF or DX | Single pane windows: U-factor up to 0.22; single family or duplex dwelling heated with natural gas | 0 | 2024 | 2050 | 306.6112 | per Home | 0 | 1 | 45 | PSE Businss Case: APPROVED_Measure Case_Window_2022 | 106.7734 | 21.83% | Per Unit Savings from PSE Business Case: APPROVED_Measure Case_Window_2022 | 0 | Per Unit Savings from PSE Business Case: APPROVED_Measure Case_Window_2022 | 0 | Full | 0 | 0 | 0 | 8048.545 | 0 | 0 | 0 | Existing conditions, assuming no cost | PSE Businss Case: APPROVED_Measure Case_Window_2022 | Q | 100% | 5% | 20.95% | 1 | 0 | 0 | No applicable non-energy benefitsIncludes PSE NEI data where applicable. | No applicable non-energy benefits | System | System
Snohomish County | Single Family - Highly Impacted | Heat Central Gas Boiler | Existing | Windows - Single Pane - to U22 - GH - SF or DX - MI | Single pane windows: U-factor up to 0.22; single family or duplex dwelling heated with natural gas; moderate income customer | 0 | 2024 | 2050 | 243.4666 | per Home | 0 | 1 | 45 | PSE Businss Case: APPROVED_Measure Case_Window_2022 | 112.063 | 24.1% | Per Unit Savings from PSE Business Case: APPROVED_Measure Case_Window_2022 | 0 | Per Unit Savings from PSE Business Case: APPROVED_Measure Case_Window_2022 | 0 | Full | 0 | 0 | 0 | 6390.9971 | 0 | 0 | 0 | Existing conditions, assuming no cost | PSE Businss Case: APPROVED_Measure Case_Window_2022 | Q | 100% | 5% | 20.95% | 1 | 0 | 0 | No applicable non-energy benefitsIncludes PSE NEI data where applicable. | No applicable non-energy benefits | System | System
Snohomish County | Single Family - Highly Impacted | Heat Central Gas Furnace | Existing | Windows - Single Pane - to U22 - GH - SF or DX - MI | Single pane windows: U-factor up to 0.22; single family or duplex dwelling heated with natural gas; moderate income customer | 0 | 2024 | 2050 | 243.4666 | per Home | 0 | 1 | 45 | PSE Businss Case: APPROVED_Measure Case_Window_2022 | 82.6423 | 24.1% | Per Unit Savings from PSE Business Case: APPROVED_Measure Case_Window_2022 | 0 | Per Unit Savings from PSE Business Case: APPROVED_Measure Case_Window_2022 | 0 | Full | 0 | 0 | 0 | 6390.9971 | 0 | 0 | 0 | Existing conditions, assuming no cost | PSE Businss Case: APPROVED_Measure Case_Window_2022 | Q | 100% | 5% | 20.95% | 1 | 0 | 0 | No applicable non-energy benefitsIncludes PSE NEI data where applicable. | No applicable non-energy benefits | System | System
Snohomish County | Single Family - Highly Impacted | Heat Room Gas | Existing | Windows - Single Pane - to U22 - GH - SF or DX - MI | Single pane windows: U-factor up to 0.22; single family or duplex dwelling heated with natural gas; moderate income customer | 0 | 2024 | 2050 | 243.4666 | per Home | 0 | 1 | 45 | PSE Businss Case: APPROVED_Measure Case_Window_2022 | 84.7841 | 24.1% | Per Unit Savings from PSE Business Case: APPROVED_Measure Case_Window_2022 | 0 | Per Unit Savings from PSE Business Case: APPROVED_Measure Case_Window_2022 | 0 | Full | 0 | 0 | 0 | 6390.9971 | 0 | 0 | 0 | Existing conditions, assuming no cost | PSE Businss Case: APPROVED_Measure Case_Window_2022 | Q | 100% | 5% | 20.95% | 1 | 0 | 0 | No applicable non-energy benefitsIncludes PSE NEI data where applicable. | No applicable non-energy benefits | System | System
Snohomish County | Multifamily - Highly Impacted | Heat Central Gas Boiler | Existing | Windows - Triple Pane - U22 - from DP U30 - GH - MF - MI | Triple pane windows: U-factor 0.22; from 0.30 double pane; multi-family dwelling heated with natural gas; moderate income customer | 0 | 2024 | 2050 | 33.3408 | per Home | 0 | 1 | 45 | PSE Businss Case: APPROVED_Measure Case_Window_2022 | 4.7019 | 1.3% | Per Unit Savings from PSE Business Case: APPROVED_Measure Case_Window_2022. End use ratio of 100% for Heat Central Gas Boiler. | 0 | Per Unit Savings from PSE Business Case: APPROVED_Measure Case_Window_2022. End use ratio of 100% for Heat Central Gas Boiler. | 0 | Incremental | 0 | 0 | 0 | 122.6941 | 0 | 0 | 0 | Measure cost represents incremental cost, default cost of zero | PSE Businss Case: APPROVED_Measure Case_Window_2022 |  | 100% | 2.5% | 80.9% | 1 | 0 | 0 | No applicable non-energy benefitsIncludes PSE NEI data where applicable. | No applicable non-energy benefits | System | System
Snohomish County | Multifamily - Highly Impacted | Heat Central Gas Boiler | New | Windows - Triple Pane - U22 - from DP U30 - GH - MF - MI | Triple pane windows: U-factor 0.22; from 0.30 double pane; multi-family dwelling heated with natural gas; moderate income customer | 0 | 2024 | 2050 | 33.3408 | per Home | 0 | 1 | 45 | PSE Businss Case: APPROVED_Measure Case_Window_2022 | 2.9201 | 1.3% | Per Unit Savings from PSE Business Case: APPROVED_Measure Case_Window_2022. End use ratio of 100% for Heat Central Gas Boiler. | 0 | Per Unit Savings from PSE Business Case: APPROVED_Measure Case_Window_2022. End use ratio of 100% for Heat Central Gas Boiler. | 0 | Incremental | 0 | 0 | 0 | 122.6941 | 0 | 0 | 0 | Measure cost represents incremental cost, default cost of zero | PSE Businss Case: APPROVED_Measure Case_Window_2022 |  | 100% | 2.5% | 80.9% | 1 | 0 | 0 | No applicable non-energy benefitsIncludes PSE NEI data where applicable. | No applicable non-energy benefits | System | System
Snohomish County | Multifamily - Highly Impacted | Heat Central Gas Furnace | Existing | Windows - Triple Pane - U22 - from DP U30 - GH - MF - MI | Triple pane windows: U-factor 0.22; from 0.30 double pane; multi-family dwelling heated with natural gas; moderate income customer | 0 | 2024 | 2050 | 33.3408 | per Home | 0 | 1 | 45 | PSE Businss Case: APPROVED_Measure Case_Window_2022 | 3.4674 | 1.3% | Per Unit Savings from PSE Business Case: APPROVED_Measure Case_Window_2022. End use ratio of 100% for Heat Central Gas Furnace. | 0 | Per Unit Savings from PSE Business Case: APPROVED_Measure Case_Window_2022. End use ratio of 100% for Heat Central Gas Furnace. | 0 | Incremental | 0 | 0 | 0 | 122.6941 | 0 | 0 | 0 | Measure cost represents incremental cost, default cost of zero | PSE Businss Case: APPROVED_Measure Case_Window_2022 |  | 100% | 2.5% | 80.9% | 1 | 0 | 0 | No applicable non-energy benefitsIncludes PSE NEI data where applicable. | No applicable non-energy benefits | System | System
Snohomish County | Multifamily - Highly Impacted | Heat Central Gas Furnace | New | Windows - Triple Pane - U22 - from DP U30 - GH - MF - MI | Triple pane windows: U-factor 0.22; from 0.30 double pane; multi-family dwelling heated with natural gas; moderate income customer | 0 | 2024 | 2050 | 33.3408 | per Home | 0 | 1 | 45 | PSE Businss Case: APPROVED_Measure Case_Window_2022 | 2.0145 | 1.3% | Per Unit Savings from PSE Business Case: APPROVED_Measure Case_Window_2022. End use ratio of 100% for Heat Central Gas Furnace. | 0 | Per Unit Savings from PSE Business Case: APPROVED_Measure Case_Window_2022. End use ratio of 100% for Heat Central Gas Furnace. | 0 | Incremental | 0 | 0 | 0 | 122.6941 | 0 | 0 | 0 | Measure cost represents incremental cost, default cost of zero | PSE Businss Case: APPROVED_Measure Case_Window_2022 |  | 100% | 2.5% | 80.9% | 1 | 0 | 0 | No applicable non-energy benefitsIncludes PSE NEI data where applicable. | No applicable non-energy benefits | System | System
Snohomish County | Multifamily - Highly Impacted | Heat Room Gas | Existing | Windows - Triple Pane - U22 - from DP U30 - GH - MF - MI | Triple pane windows: U-factor 0.22; from 0.30 double pane; multi-family dwelling heated with natural gas; moderate income customer | 0 | 2024 | 2050 | 33.3408 | per Home | 0 | 1 | 45 | PSE Businss Case: APPROVED_Measure Case_Window_2022 | 3.1207 | 1.14% | Per Unit Savings from PSE Business Case: APPROVED_Measure Case_Window_2022. Assuming an end use ratio of 90% for Heat Room Gas and applying to the reported PSE Business Case Savings. | 0 | Per Unit Savings from PSE Business Case: APPROVED_Measure Case_Window_2022. Assuming an end use ratio of 90% for Heat Room Gas and applying to the reported PSE Business Case Savings. | 0 | Incremental | 0 | 0 | 0 | 122.6941 | 0 | 0 | 0 | Measure cost represents incremental cost, default cost of zero | PSE Businss Case: APPROVED_Measure Case_Window_2022 |  | 100% | 2.5% | 80.9% | 1 | 0 | 0 | No applicable non-energy benefitsIncludes PSE NEI data where applicable. | No applicable non-energy benefits | System | System
Snohomish County | Multifamily - Highly Impacted | Heat Room Gas | New | Windows - Triple Pane - U22 - from DP U30 - GH - MF - MI | Triple pane windows: U-factor 0.22; from 0.30 double pane; multi-family dwelling heated with natural gas; moderate income customer | 0 | 2024 | 2050 | 33.3408 | per Home | 0 | 1 | 45 | PSE Businss Case: APPROVED_Measure Case_Window_2022 | 2.0285 | 1.14% | Per Unit Savings from PSE Business Case: APPROVED_Measure Case_Window_2022. Assuming an end use ratio of 90% for Heat Room Gas and applying to the reported PSE Business Case Savings. | 0 | Per Unit Savings from PSE Business Case: APPROVED_Measure Case_Window_2022. Assuming an end use ratio of 90% for Heat Room Gas and applying to the reported PSE Business Case Savings. | 0 | Incremental | 0 | 0 | 0 | 122.6941 | 0 | 0 | 0 | Measure cost represents incremental cost, default cost of zero | PSE Businss Case: APPROVED_Measure Case_Window_2022 |  | 100% | 2.5% | 80.9% | 1 | 0 | 0 | No applicable non-energy benefitsIncludes PSE NEI data where applicable. | No applicable non-energy benefits | System | System
Snohomish County | Multifamily - Highly Impacted | Heat Central Gas Boiler | Existing | Windows - Triple Pane - U22 - from DP U60 - GH - MF - MI | Triple pane windows: U-factor 0.22; from 0.60 double pane; multi-family dwelling heated with natural gas; moderate income customer | 0 | 2024 | 2050 | 33.3408 | per Home | 0 | 1 | 45 | PSE Businss Case: APPROVED_Measure Case_Window_2022 | 27.1261 | 7.497% | Per Unit Savings from PSE Business Case: APPROVED_Measure Case_Window_2022. End use ratio of 100% for Heat Central Gas Boiler. | 0 | Per Unit Savings from PSE Business Case: APPROVED_Measure Case_Window_2022. End use ratio of 100% for Heat Central Gas Boiler. | 0 | Full | 0 | 0 | 0 | 899.5344 | 0 | 0 | 0 | Existing conditions, assuming no cost | PSE Businss Case: APPROVED_Measure Case_Window_2022 | O | 100% | 2.5% | 80.9% | 1 | 0 | 0 | No applicable non-energy benefitsIncludes PSE NEI data where applicable. | No applicable non-energy benefits | System | System
Snohomish County | Multifamily - Highly Impacted | Heat Central Gas Boiler | New | Windows - Triple Pane - U22 - from DP U60 - GH - MF - MI | Triple pane windows: U-factor 0.22; from 0.60 double pane; multi-family dwelling heated with natural gas; moderate income customer | 0 | 2024 | 2050 | 33.3408 | per Home | 0 | 1 | 45 | PSE Businss Case: APPROVED_Measure Case_Window_2022 | 16.8467 | 7.497% | Per Unit Savings from PSE Business Case: APPROVED_Measure Case_Window_2022. End use ratio of 100% for Heat Central Gas Boiler. | 0 | Per Unit Savings from PSE Business Case: APPROVED_Measure Case_Window_2022. End use ratio of 100% for Heat Central Gas Boiler. | 0 | Full | 0 | 0 | 0 | 899.5344 | 0 | 0 | 0 | Existing conditions, assuming no cost | PSE Businss Case: APPROVED_Measure Case_Window_2022 | O | 100% | 2.5% | 80.9% | 1 | 0 | 0 | No applicable non-energy benefitsIncludes PSE NEI data where applicable. | No applicable non-energy benefits | System | System
Snohomish County | Multifamily - Highly Impacted | Heat Central Gas Furnace | Existing | Windows - Triple Pane - U22 - from DP U60 - GH - MF - MI | Triple pane windows: U-factor 0.22; from 0.60 double pane; multi-family dwelling heated with natural gas; moderate income customer | 0 | 2024 | 2050 | 33.3408 | per Home | 0 | 1 | 45 | PSE Businss Case: APPROVED_Measure Case_Window_2022 | 20.0045 | 7.497% | Per Unit Savings from PSE Business Case: APPROVED_Measure Case_Window_2022. End use ratio of 100% for Heat Central Gas Furnace. | 0 | Per Unit Savings from PSE Business Case: APPROVED_Measure Case_Window_2022. End use ratio of 100% for Heat Central Gas Furnace. | 0 | Full | 0 | 0 | 0 | 899.5344 | 0 | 0 | 0 | Existing conditions, assuming no cost | PSE Businss Case: APPROVED_Measure Case_Window_2022 | O | 100% | 2.5% | 80.9% | 1 | 0 | 0 | No applicable non-energy benefitsIncludes PSE NEI data where applicable. | No applicable non-energy benefits | System | System
Snohomish County | Multifamily - Highly Impacted | Heat Central Gas Furnace | New | Windows - Triple Pane - U22 - from DP U60 - GH - MF - MI | Triple pane windows: U-factor 0.22; from 0.60 double pane; multi-family dwelling heated with natural gas; moderate income customer | 0 | 2024 | 2050 | 33.3408 | per Home | 0 | 1 | 45 | PSE Businss Case: APPROVED_Measure Case_Window_2022 | 11.6218 | 7.497% | Per Unit Savings from PSE Business Case: APPROVED_Measure Case_Window_2022. End use ratio of 100% for Heat Central Gas Furnace. | 0 | Per Unit Savings from PSE Business Case: APPROVED_Measure Case_Window_2022. End use ratio of 100% for Heat Central Gas Furnace. | 0 | Full | 0 | 0 | 0 | 899.5344 | 0 | 0 | 0 | Existing conditions, assuming no cost | PSE Businss Case: APPROVED_Measure Case_Window_2022 | O | 100% | 2.5% | 80.9% | 1 | 0 | 0 | No applicable non-energy benefitsIncludes PSE NEI data where applicable. | No applicable non-energy benefits | System | System
Snohomish County | Multifamily - Highly Impacted | Heat Room Gas | Existing | Windows - Triple Pane - U22 - from DP U60 - GH - MF - MI | Triple pane windows: U-factor 0.22; from 0.60 double pane; multi-family dwelling heated with natural gas; moderate income customer | 0 | 2024 | 2050 | 33.3408 | per Home | 0 | 1 | 45 | PSE Businss Case: APPROVED_Measure Case_Window_2022 | 18.004 | 6.577% | Per Unit Savings from PSE Business Case: APPROVED_Measure Case_Window_2022. Assuming an end use ratio of 90% for Heat Room Gas and applying to the reported PSE Business Case Savings. | 0 | Per Unit Savings from PSE Business Case: APPROVED_Measure Case_Window_2022. Assuming an end use ratio of 90% for Heat Room Gas and applying to the reported PSE Business Case Savings. | 0 | Full | 0 | 0 | 0 | 899.5344 | 0 | 0 | 0 | Existing conditions, assuming no cost | PSE Businss Case: APPROVED_Measure Case_Window_2022 | O | 100% | 2.5% | 80.9% | 1 | 0 | 0 | No applicable non-energy benefitsIncludes PSE NEI data where applicable. | No applicable non-energy benefits | System | System
Snohomish County | Multifamily - Highly Impacted | Heat Room Gas | New | Windows - Triple Pane - U22 - from DP U60 - GH - MF - MI | Triple pane windows: U-factor 0.22; from 0.60 double pane; multi-family dwelling heated with natural gas; moderate income customer | 0 | 2024 | 2050 | 33.3408 | per Home | 0 | 1 | 45 | PSE Businss Case: APPROVED_Measure Case_Window_2022 | 11.7026 | 6.577% | Per Unit Savings from PSE Business Case: APPROVED_Measure Case_Window_2022. Assuming an end use ratio of 90% for Heat Room Gas and applying to the reported PSE Business Case Savings. | 0 | Per Unit Savings from PSE Business Case: APPROVED_Measure Case_Window_2022. Assuming an end use ratio of 90% for Heat Room Gas and applying to the reported PSE Business Case Savings. | 0 | Full | 0 | 0 | 0 | 899.5344 | 0 | 0 | 0 | Existing conditions, assuming no cost | PSE Businss Case: APPROVED_Measure Case_Window_2022 | O | 100% | 2.5% | 80.9% | 1 | 0 | 0 | No applicable non-energy benefitsIncludes PSE NEI data where applicable. | No applicable non-energy benefits | System | System
Snohomish County | Multifamily - Highly Impacted | Heat Central Gas Boiler | Existing | Windows - Triple Pane - U22 - from SP U120 - GH - MF - MI | Triple pane windows: U-factor 0.22; from 1.20 single pane; multi-family dwelling heated with natural gas; moderate income customer | 0 | 2024 | 2050 | 33.3408 | per Home | 0 | 1 | 45 | PSE Businss Case: APPROVED_Measure Case_Window_2022 | 45.9335 | 12.7% | Per Unit Savings from PSE Business Case: APPROVED_Measure Case_Window_2022. End use ratio of 100% for Heat Central Gas Boiler. | 0 | Per Unit Savings from PSE Business Case: APPROVED_Measure Case_Window_2022. End use ratio of 100% for Heat Central Gas Boiler. | 0 | Full | 0 | 0 | 0 | 899.5344 | 0 | 0 | 0 | Existing conditions, assuming no cost | PSE Businss Case: APPROVED_Measure Case_Window_2022 | P | 100% | 2.5% | 19.1% | 1 | 0 | 0 | No applicable non-energy benefitsIncludes PSE NEI data where applicable. | No applicable non-energy benefits | System | System
Snohomish County | Multifamily - Highly Impacted | Heat Central Gas Boiler | New | Windows - Triple Pane - U22 - from SP U120 - GH - MF - MI | Triple pane windows: U-factor 0.22; from 1.20 single pane; multi-family dwelling heated with natural gas; moderate income customer | 0 | 2024 | 2050 | 33.3408 | per Home | 0 | 1 | 45 | PSE Businss Case: APPROVED_Measure Case_Window_2022 | 28.527 | 12.7% | Per Unit Savings from PSE Business Case: APPROVED_Measure Case_Window_2022. End use ratio of 100% for Heat Central Gas Boiler. | 0 | Per Unit Savings from PSE Business Case: APPROVED_Measure Case_Window_2022. End use ratio of 100% for Heat Central Gas Boiler. | 0 | Full | 0 | 0 | 0 | 899.5344 | 0 | 0 | 0 | Existing conditions, assuming no cost | PSE Businss Case: APPROVED_Measure Case_Window_2022 | P | 100% | 2.5% | 19.1% | 1 | 0 | 0 | No applicable non-energy benefitsIncludes PSE NEI data where applicable. | No applicable non-energy benefits | System | System
Snohomish County | Multifamily - Highly Impacted | Heat Central Gas Furnace | Existing | Windows - Triple Pane - U22 - from SP U120 - GH - MF - MI | Triple pane windows: U-factor 0.22; from 1.20 single pane; multi-family dwelling heated with natural gas; moderate income customer | 0 | 2024 | 2050 | 33.3408 | per Home | 0 | 1 | 45 | PSE Businss Case: APPROVED_Measure Case_Window_2022 | 33.8742 | 12.7% | Per Unit Savings from PSE Business Case: APPROVED_Measure Case_Window_2022. End use ratio of 100% for Heat Central Gas Furnace. | 0 | Per Unit Savings from PSE Business Case: APPROVED_Measure Case_Window_2022. End use ratio of 100% for Heat Central Gas Furnace. | 0 | Full | 0 | 0 | 0 | 899.5344 | 0 | 0 | 0 | Existing conditions, assuming no cost | PSE Businss Case: APPROVED_Measure Case_Window_2022 | P | 100% | 2.5% | 19.1% | 1 | 0 | 0 | No applicable non-energy benefitsIncludes PSE NEI data where applicable. | No applicable non-energy benefits | System | System
Snohomish County | Multifamily - Highly Impacted | Heat Central Gas Furnace | New | Windows - Triple Pane - U22 - from SP U120 - GH - MF - MI | Triple pane windows: U-factor 0.22; from 1.20 single pane; multi-family dwelling heated with natural gas; moderate income customer | 0 | 2024 | 2050 | 33.3408 | per Home | 0 | 1 | 45 | PSE Businss Case: APPROVED_Measure Case_Window_2022 | 19.6797 | 12.7% | Per Unit Savings from PSE Business Case: APPROVED_Measure Case_Window_2022. End use ratio of 100% for Heat Central Gas Furnace. | 0 | Per Unit Savings from PSE Business Case: APPROVED_Measure Case_Window_2022. End use ratio of 100% for Heat Central Gas Furnace. | 0 | Full | 0 | 0 | 0 | 899.5344 | 0 | 0 | 0 | Existing conditions, assuming no cost | PSE Businss Case: APPROVED_Measure Case_Window_2022 | P | 100% | 2.5% | 19.1% | 1 | 0 | 0 | No applicable non-energy benefitsIncludes PSE NEI data where applicable. | No applicable non-energy benefits | System | System
Snohomish County | Multifamily - Highly Impacted | Heat Room Gas | Existing | Windows - Triple Pane - U22 - from SP U120 - GH - MF - MI | Triple pane windows: U-factor 0.22; from 1.20 single pane; multi-family dwelling heated with natural gas; moderate income customer | 0 | 2024 | 2050 | 33.3408 | per Home | 0 | 1 | 45 | PSE Businss Case: APPROVED_Measure Case_Window_2022 | 30.4868 | 11.14% | Per Unit Savings from PSE Business Case: APPROVED_Measure Case_Window_2022. Assuming an end use ratio of 90% for Heat Room Gas and applying to the reported PSE Business Case Savings. | 0 | Per Unit Savings from PSE Business Case: APPROVED_Measure Case_Window_2022. Assuming an end use ratio of 90% for Heat Room Gas and applying to the reported PSE Business Case Savings. | 0 | Full | 0 | 0 | 0 | 899.5344 | 0 | 0 | 0 | Existing conditions, assuming no cost | PSE Businss Case: APPROVED_Measure Case_Window_2022 | P | 100% | 2.5% | 19.1% | 1 | 0 | 0 | No applicable non-energy benefitsIncludes PSE NEI data where applicable. | No applicable non-energy benefits | System | System
Snohomish County | Multifamily - Highly Impacted | Heat Room Gas | New | Windows - Triple Pane - U22 - from SP U120 - GH - MF - MI | Triple pane windows: U-factor 0.22; from 1.20 single pane; multi-family dwelling heated with natural gas; moderate income customer | 0 | 2024 | 2050 | 33.3408 | per Home | 0 | 1 | 45 | PSE Businss Case: APPROVED_Measure Case_Window_2022 | 19.8164 | 11.14% | Per Unit Savings from PSE Business Case: APPROVED_Measure Case_Window_2022. Assuming an end use ratio of 90% for Heat Room Gas and applying to the reported PSE Business Case Savings. | 0 | Per Unit Savings from PSE Business Case: APPROVED_Measure Case_Window_2022. Assuming an end use ratio of 90% for Heat Room Gas and applying to the reported PSE Business Case Savings. | 0 | Full | 0 | 0 | 0 | 899.5344 | 0 | 0 | 0 | Existing conditions, assuming no cost | PSE Businss Case: APPROVED_Measure Case_Window_2022 | P | 100% | 2.5% | 19.1% | 1 | 0 | 0 | No applicable non-energy benefitsIncludes PSE NEI data where applicable. | No applicable non-energy benefits | System | System
Snohomish County | Multifamily | Water Heat LE 55 Gal | Existing | Tub Spout - DI - GWH - MF | Tub spout: direct install in multi-family dwelling with natural gas water heating | 0 | 2024 | 2050 | 0.96035 | per Home | 0 | 0 | 10 | PSE Businss Case: APPROVED_Measure Case_Adapter_2022 | 7.2026 | 5.605% | Per Unit Savings from PSE Business Case: APPROVED_Measure Case_Adapter_2022 | 0 | Per Unit Savings from PSE Business Case: APPROVED_Measure Case_Adapter_2022 | 0 | Full | 0 | 0 | 0 | 91.2334 | 0 | 0 | 0 | Existing conditions, assuming no cost | PSE Businss Case: APPROVED_Measure Case_Adapter_2022 | AA | 100% | 23.51% | 100% | 1 | 0 | 15.3 | No applicable non-energy benefitsIncludes PSE NEI data where applicable. | No applicable non-energy benefits | System | System
Snohomish County | Multifamily | Water Heat LE 55 Gal | New | Tub Spout - DI - GWH - MF | Tub spout: direct install in multi-family dwelling with natural gas water heating | 0 | 2024 | 2050 | 0.96035 | per Home | 0 | 0 | 10 | PSE Businss Case: APPROVED_Measure Case_Adapter_2022 | 6.9437 | 5.605% | Per Unit Savings from PSE Business Case: APPROVED_Measure Case_Adapter_2022 | 0 | Per Unit Savings from PSE Business Case: APPROVED_Measure Case_Adapter_2022 | 0 | Full | 0 | 0 | 0 | 91.2334 | 0 | 0 | 0 | Existing conditions, assuming no cost | PSE Businss Case: APPROVED_Measure Case_Adapter_2022 | AA | 100% | 23.51% | 100% | 1 | 0 | 15.3 | No applicable non-energy benefitsIncludes PSE NEI data where applicable. | No applicable non-energy benefits | System | System
Snohomish County | Multifamily | Water Heat GT 55 Gal | Existing | Tub Spout - DI - GWH - MF | Tub spout: direct install in multi-family dwelling with natural gas water heating | 0 | 2024 | 2050 | 0.96035 | per Home | 0 | 0 | 10 | PSE Businss Case: APPROVED_Measure Case_Adapter_2022 | 6.0346 | 5.53% | Adjusting savings using baseline and measure water heating efficiency. PSE Business Case: APPROVED_Measure Case_Adapter_2022 | 0 | Adjusting savings using baseline and measure water heating efficiency. PSE Business Case: APPROVED_Measure Case_Adapter_2022 | 0 | Full | 0 | 0 | 0 | 91.2334 | 0 | 0 | 0 | Existing conditions, assuming no cost | PSE Businss Case: APPROVED_Measure Case_Adapter_2022 | AA | 100% | 23.51% | 100% | 1 | 0 | 15.3 | No applicable non-energy benefitsIncludes PSE NEI data where applicable. | No applicable non-energy benefits | System | System
Snohomish County | Multifamily | Water Heat GT 55 Gal | New | Tub Spout - DI - GWH - MF | Tub spout: direct install in multi-family dwelling with natural gas water heating | 0 | 2024 | 2050 | 0.96035 | per Home | 0 | 0 | 10 | PSE Businss Case: APPROVED_Measure Case_Adapter_2022 | 6.0346 | 5.53% | Adjusting savings using baseline and measure water heating efficiency. PSE Business Case: APPROVED_Measure Case_Adapter_2022 | 0 | Adjusting savings using baseline and measure water heating efficiency. PSE Business Case: APPROVED_Measure Case_Adapter_2022 | 0 | Full | 0 | 0 | 0 | 91.2334 | 0 | 0 | 0 | Existing conditions, assuming no cost | PSE Businss Case: APPROVED_Measure Case_Adapter_2022 | AA | 100% | 23.51% | 100% | 1 | 0 | 15.3 | No applicable non-energy benefitsIncludes PSE NEI data where applicable. | No applicable non-energy benefits | System | System
Snohomish County | Multifamily - Highly Impacted | Water Heat LE 55 Gal | Existing | Tub Spout - DI - GWH - MF | Tub spout: direct install in multi-family dwelling with natural gas water heating | 0 | 2024 | 2050 | 0.8151 | per Home | 0 | 0 | 10 | PSE Businss Case: APPROVED_Measure Case_Adapter_2022 | 6.1133 | 4.226% | Per Unit Savings from PSE Business Case: APPROVED_Measure Case_Adapter_2022 | 0 | Per Unit Savings from PSE Business Case: APPROVED_Measure Case_Adapter_2022 | 0 | Full | 0 | 0 | 0 | 77.4346 | 0 | 0 | 0 | Existing conditions, assuming no cost | PSE Businss Case: APPROVED_Measure Case_Adapter_2022 | AA | 100% | 23.51% | 100% | 1 | 0 | 15.3 | No applicable non-energy benefitsIncludes PSE NEI data where applicable. | No applicable non-energy benefits | System | System
Snohomish County | Multifamily - Highly Impacted | Water Heat LE 55 Gal | New | Tub Spout - DI - GWH - MF | Tub spout: direct install in multi-family dwelling with natural gas water heating | 0 | 2024 | 2050 | 0.8151 | per Home | 0 | 0 | 10 | PSE Businss Case: APPROVED_Measure Case_Adapter_2022 | 5.8935 | 4.226% | Per Unit Savings from PSE Business Case: APPROVED_Measure Case_Adapter_2022 | 0 | Per Unit Savings from PSE Business Case: APPROVED_Measure Case_Adapter_2022 | 0 | Full | 0 | 0 | 0 | 77.4346 | 0 | 0 | 0 | Existing conditions, assuming no cost | PSE Businss Case: APPROVED_Measure Case_Adapter_2022 | AA | 100% | 23.51% | 100% | 1 | 0 | 15.3 | No applicable non-energy benefitsIncludes PSE NEI data where applicable. | No applicable non-energy benefits | System | System
Snohomish County | Multifamily - Highly Impacted | Water Heat GT 55 Gal | Existing | Tub Spout - DI - GWH - MF | Tub spout: direct install in multi-family dwelling with natural gas water heating | 0 | 2024 | 2050 | 0.8151 | per Home | 0 | 0 | 10 | PSE Businss Case: APPROVED_Measure Case_Adapter_2022 | 5.1219 | 4.17% | Adjusting savings using baseline and measure water heating efficiency. PSE Business Case: APPROVED_Measure Case_Adapter_2022 | 0 | Adjusting savings using baseline and measure water heating efficiency. PSE Business Case: APPROVED_Measure Case_Adapter_2022 | 0 | Full | 0 | 0 | 0 | 77.4346 | 0 | 0 | 0 | Existing conditions, assuming no cost | PSE Businss Case: APPROVED_Measure Case_Adapter_2022 | AA | 100% | 23.51% | 100% | 1 | 0 | 15.3 | No applicable non-energy benefitsIncludes PSE NEI data where applicable. | No applicable non-energy benefits | System | System
Snohomish County | Multifamily - Highly Impacted | Water Heat GT 55 Gal | New | Tub Spout - DI - GWH - MF | Tub spout: direct install in multi-family dwelling with natural gas water heating | 0 | 2024 | 2050 | 0.8151 | per Home | 0 | 0 | 10 | PSE Businss Case: APPROVED_Measure Case_Adapter_2022 | 5.1219 | 4.17% | Adjusting savings using baseline and measure water heating efficiency. PSE Business Case: APPROVED_Measure Case_Adapter_2022 | 0 | Adjusting savings using baseline and measure water heating efficiency. PSE Business Case: APPROVED_Measure Case_Adapter_2022 | 0 | Full | 0 | 0 | 0 | 77.4346 | 0 | 0 | 0 | Existing conditions, assuming no cost | PSE Businss Case: APPROVED_Measure Case_Adapter_2022 | AA | 100% | 23.51% | 100% | 1 | 0 | 15.3 | No applicable non-energy benefitsIncludes PSE NEI data where applicable. | No applicable non-energy benefits | System | System
Snohomish County | Manufactured | Water Heat LE 55 Gal | Existing | Tub Spout | Tub spout: direct install in multi-family dwelling with natural gas water heating | 0 | 2024 | 2050 | 1.2832 | per Home | 0 | 0 | 10 | PSE Businss Case: APPROVED_Measure Case_Adapter_2022 | 9.6243 | 6% | Per Unit Savings from PSE Business Case: APPROVED_Measure Case_Adapter_2022 | 0 | Per Unit Savings from PSE Business Case: APPROVED_Measure Case_Adapter_2022 | 0 | Full | 0 | 0 | 0 | 121.9076 | 0 | 0 | 0 | Existing conditions, assuming no cost | PSE Businss Case: APPROVED_Measure Case_Adapter_2022 | AA | 100% | 23.51% | 100% | 1 | 0 | 15.3 | No applicable non-energy benefitsIncludes PSE NEI data where applicable. | No applicable non-energy benefits | System | System
Snohomish County | Manufactured | Water Heat LE 55 Gal | New | Tub Spout | Tub spout: direct install in multi-family dwelling with natural gas water heating | 0 | 2024 | 2050 | 1.2832 | per Home | 0 | 0 | 10 | PSE Businss Case: APPROVED_Measure Case_Adapter_2022 | 9.2783 | 6% | Per Unit Savings from PSE Business Case: APPROVED_Measure Case_Adapter_2022 | 0 | Per Unit Savings from PSE Business Case: APPROVED_Measure Case_Adapter_2022 | 0 | Full | 0 | 0 | 0 | 121.9076 | 0 | 0 | 0 | Existing conditions, assuming no cost | PSE Businss Case: APPROVED_Measure Case_Adapter_2022 | AA | 100% | 23.51% | 100% | 1 | 0 | 15.3 | No applicable non-energy benefitsIncludes PSE NEI data where applicable. | No applicable non-energy benefits | System | System
Snohomish County | Manufactured | Water Heat GT 55 Gal | Existing | Tub Spout | Tub spout: direct install in multi-family dwelling with natural gas water heating | 0 | 2024 | 2050 | 1.2832 | per Home | 0 | 0 | 10 | PSE Businss Case: APPROVED_Measure Case_Adapter_2022 | 8.0636 | 5.921% | Adjusting savings using baseline and measure water heating efficiency. PSE Business Case: APPROVED_Measure Case_Adapter_2022 | 0 | Adjusting savings using baseline and measure water heating efficiency. PSE Business Case: APPROVED_Measure Case_Adapter_2022 | 0 | Full | 0 | 0 | 0 | 121.9076 | 0 | 0 | 0 | Existing conditions, assuming no cost | PSE Businss Case: APPROVED_Measure Case_Adapter_2022 | AA | 100% | 23.51% | 100% | 1 | 0 | 15.3 | No applicable non-energy benefitsIncludes PSE NEI data where applicable. | No applicable non-energy benefits | System | System
Snohomish County | Manufactured | Water Heat GT 55 Gal | New | Tub Spout | Tub spout: direct install in multi-family dwelling with natural gas water heating | 0 | 2024 | 2050 | 1.2832 | per Home | 0 | 0 | 10 | PSE Businss Case: APPROVED_Measure Case_Adapter_2022 | 8.0636 | 5.921% | Adjusting savings using baseline and measure water heating efficiency. PSE Business Case: APPROVED_Measure Case_Adapter_2022 | 0 | Adjusting savings using baseline and measure water heating efficiency. PSE Business Case: APPROVED_Measure Case_Adapter_2022 | 0 | Full | 0 | 0 | 0 | 121.9076 | 0 | 0 | 0 | Existing conditions, assuming no cost | PSE Businss Case: APPROVED_Measure Case_Adapter_2022 | AA | 100% | 23.51% | 100% | 1 | 0 | 15.3 | No applicable non-energy benefitsIncludes PSE NEI data where applicable. | No applicable non-energy benefits | System | System
Snohomish County | Manufactured - Highly Impacted | Water Heat LE 55 Gal | Existing | Tub Spout | Tub spout: direct install in multi-family dwelling with natural gas water heating | 0 | 2024 | 2050 | 0.99487 | per Home | 0 | 0 | 10 | PSE Businss Case: APPROVED_Measure Case_Adapter_2022 | 7.4616 | 5.456% | Per Unit Savings from PSE Business Case: APPROVED_Measure Case_Adapter_2022 | 0 | Per Unit Savings from PSE Business Case: APPROVED_Measure Case_Adapter_2022 | 0 | Full | 0 | 0 | 0 | 94.5131 | 0 | 0 | 0 | Existing conditions, assuming no cost | PSE Businss Case: APPROVED_Measure Case_Adapter_2022 | AA | 100% | 23.51% | 100% | 1 | 0 | 15.3 | No applicable non-energy benefitsIncludes PSE NEI data where applicable. | No applicable non-energy benefits | System | System
Snohomish County | Manufactured - Highly Impacted | Water Heat LE 55 Gal | New | Tub Spout | Tub spout: direct install in multi-family dwelling with natural gas water heating | 0 | 2024 | 2050 | 0.99487 | per Home | 0 | 0 | 10 | PSE Businss Case: APPROVED_Measure Case_Adapter_2022 | 7.1933 | 5.456% | Per Unit Savings from PSE Business Case: APPROVED_Measure Case_Adapter_2022 | 0 | Per Unit Savings from PSE Business Case: APPROVED_Measure Case_Adapter_2022 | 0 | Full | 0 | 0 | 0 | 94.5131 | 0 | 0 | 0 | Existing conditions, assuming no cost | PSE Businss Case: APPROVED_Measure Case_Adapter_2022 | AA | 100% | 23.51% | 100% | 1 | 0 | 15.3 | No applicable non-energy benefitsIncludes PSE NEI data where applicable. | No applicable non-energy benefits | System | System
Snohomish County | Manufactured - Highly Impacted | Water Heat GT 55 Gal | Existing | Tub Spout | Tub spout: direct install in multi-family dwelling with natural gas water heating | 0 | 2024 | 2050 | 0.99487 | per Home | 0 | 0 | 10 | PSE Businss Case: APPROVED_Measure Case_Adapter_2022 | 6.2516 | 5.384% | Adjusting savings using baseline and measure water heating efficiency. PSE Business Case: APPROVED_Measure Case_Adapter_2022 | 0 | Adjusting savings using baseline and measure water heating efficiency. PSE Business Case: APPROVED_Measure Case_Adapter_2022 | 0 | Full | 0 | 0 | 0 | 94.5131 | 0 | 0 | 0 | Existing conditions, assuming no cost | PSE Businss Case: APPROVED_Measure Case_Adapter_2022 | AA | 100% | 23.51% | 100% | 1 | 0 | 15.3 | No applicable non-energy benefitsIncludes PSE NEI data where applicable. | No applicable non-energy benefits | System | System
Snohomish County | Manufactured - Highly Impacted | Water Heat GT 55 Gal | New | Tub Spout | Tub spout: direct install in multi-family dwelling with natural gas water heating | 0 | 2024 | 2050 | 0.99487 | per Home | 0 | 0 | 10 | PSE Businss Case: APPROVED_Measure Case_Adapter_2022 | 6.2516 | 5.384% | Adjusting savings using baseline and measure water heating efficiency. PSE Business Case: APPROVED_Measure Case_Adapter_2022 | 0 | Adjusting savings using baseline and measure water heating efficiency. PSE Business Case: APPROVED_Measure Case_Adapter_2022 | 0 | Full | 0 | 0 | 0 | 94.5131 | 0 | 0 | 0 | Existing conditions, assuming no cost | PSE Businss Case: APPROVED_Measure Case_Adapter_2022 | AA | 100% | 23.51% | 100% | 1 | 0 | 15.3 | No applicable non-energy benefitsIncludes PSE NEI data where applicable. | No applicable non-energy benefits | System | System
Snohomish County | Single Family | Water Heat LE 55 Gal | Existing | Tub Spout | Tub spout: direct install in multi-family dwelling with natural gas water heating | 0 | 2024 | 2050 | 1.1758 | per Home | 0 | 0 | 10 | PSE Businss Case: APPROVED_Measure Case_Adapter_2022 | 8.8182 | 4.874% | Per Unit Savings from PSE Business Case: APPROVED_Measure Case_Adapter_2022 | 0 | Per Unit Savings from PSE Business Case: APPROVED_Measure Case_Adapter_2022 | 0 | Full | 0 | 0 | 0 | 111.6975 | 0 | 0 | 0 | Existing conditions, assuming no cost | PSE Businss Case: APPROVED_Measure Case_Adapter_2022 | AA | 100% | 23.51% | 100% | 1 | 0 | 15.3 | No applicable non-energy benefitsIncludes PSE NEI data where applicable. | No applicable non-energy benefits | System | System
Snohomish County | Single Family | Water Heat LE 55 Gal | New | Tub Spout | Tub spout: direct install in multi-family dwelling with natural gas water heating | 0 | 2024 | 2050 | 1.1758 | per Home | 0 | 0 | 10 | PSE Businss Case: APPROVED_Measure Case_Adapter_2022 | 8.5012 | 4.874% | Per Unit Savings from PSE Business Case: APPROVED_Measure Case_Adapter_2022 | 0 | Per Unit Savings from PSE Business Case: APPROVED_Measure Case_Adapter_2022 | 0 | Full | 0 | 0 | 0 | 111.6975 | 0 | 0 | 0 | Existing conditions, assuming no cost | PSE Businss Case: APPROVED_Measure Case_Adapter_2022 | AA | 100% | 23.51% | 100% | 1 | 0 | 15.3 | No applicable non-energy benefitsIncludes PSE NEI data where applicable. | No applicable non-energy benefits | System | System
Snohomish County | Single Family | Water Heat GT 55 Gal | Existing | Tub Spout | Tub spout: direct install in multi-family dwelling with natural gas water heating | 0 | 2024 | 2050 | 1.1758 | per Home | 0 | 0 | 10 | PSE Businss Case: APPROVED_Measure Case_Adapter_2022 | 7.3882 | 4.809% | Adjusting savings using baseline and measure water heating efficiency. PSE Business Case: APPROVED_Measure Case_Adapter_2022 | 0 | Adjusting savings using baseline and measure water heating efficiency. PSE Business Case: APPROVED_Measure Case_Adapter_2022 | 0 | Full | 0 | 0 | 0 | 111.6975 | 0 | 0 | 0 | Existing conditions, assuming no cost | PSE Businss Case: APPROVED_Measure Case_Adapter_2022 | AA | 100% | 23.51% | 100% | 1 | 0 | 15.3 | No applicable non-energy benefitsIncludes PSE NEI data where applicable. | No applicable non-energy benefits | System | System
Snohomish County | Single Family | Water Heat GT 55 Gal | New | Tub Spout | Tub spout: direct install in multi-family dwelling with natural gas water heating | 0 | 2024 | 2050 | 1.1758 | per Home | 0 | 0 | 10 | PSE Businss Case: APPROVED_Measure Case_Adapter_2022 | 7.3882 | 4.809% | Adjusting savings using baseline and measure water heating efficiency. PSE Business Case: APPROVED_Measure Case_Adapter_2022 | 0 | Adjusting savings using baseline and measure water heating efficiency. PSE Business Case: APPROVED_Measure Case_Adapter_2022 | 0 | Full | 0 | 0 | 0 | 111.6975 | 0 | 0 | 0 | Existing conditions, assuming no cost | PSE Businss Case: APPROVED_Measure Case_Adapter_2022 | AA | 100% | 23.51% | 100% | 1 | 0 | 15.3 | No applicable non-energy benefitsIncludes PSE NEI data where applicable. | No applicable non-energy benefits | System | System
Snohomish County | Single Family - Highly Impacted | Water Heat LE 55 Gal | Existing | Tub Spout | Tub spout: direct install in multi-family dwelling with natural gas water heating | 0 | 2024 | 2050 | 0.84577 | per Home | 0 | 0 | 10 | PSE Businss Case: APPROVED_Measure Case_Adapter_2022 | 6.3433 | 4.013% | Per Unit Savings from PSE Business Case: APPROVED_Measure Case_Adapter_2022 | 0 | Per Unit Savings from PSE Business Case: APPROVED_Measure Case_Adapter_2022 | 0 | Full | 0 | 0 | 0 | 80.348 | 0 | 0 | 0 | Existing conditions, assuming no cost | PSE Businss Case: APPROVED_Measure Case_Adapter_2022 | AA | 100% | 23.51% | 100% | 1 | 0 | 15.3 | No applicable non-energy benefitsIncludes PSE NEI data where applicable. | No applicable non-energy benefits | System | System
Snohomish County | Single Family - Highly Impacted | Water Heat LE 55 Gal | New | Tub Spout | Tub spout: direct install in multi-family dwelling with natural gas water heating | 0 | 2024 | 2050 | 0.84577 | per Home | 0 | 0 | 10 | PSE Businss Case: APPROVED_Measure Case_Adapter_2022 | 6.1152 | 4.013% | Per Unit Savings from PSE Business Case: APPROVED_Measure Case_Adapter_2022 | 0 | Per Unit Savings from PSE Business Case: APPROVED_Measure Case_Adapter_2022 | 0 | Full | 0 | 0 | 0 | 80.348 | 0 | 0 | 0 | Existing conditions, assuming no cost | PSE Businss Case: APPROVED_Measure Case_Adapter_2022 | AA | 100% | 23.51% | 100% | 1 | 0 | 15.3 | No applicable non-energy benefitsIncludes PSE NEI data where applicable. | No applicable non-energy benefits | System | System
Snohomish County | Single Family - Highly Impacted | Water Heat GT 55 Gal | Existing | Tub Spout | Tub spout: direct install in multi-family dwelling with natural gas water heating | 0 | 2024 | 2050 | 0.84577 | per Home | 0 | 0 | 10 | PSE Businss Case: APPROVED_Measure Case_Adapter_2022 | 5.3146 | 3.959% | Adjusting savings using baseline and measure water heating efficiency. PSE Business Case: APPROVED_Measure Case_Adapter_2022 | 0 | Adjusting savings using baseline and measure water heating efficiency. PSE Business Case: APPROVED_Measure Case_Adapter_2022 | 0 | Full | 0 | 0 | 0 | 80.348 | 0 | 0 | 0 | Existing conditions, assuming no cost | PSE Businss Case: APPROVED_Measure Case_Adapter_2022 | AA | 100% | 23.51% | 100% | 1 | 0 | 15.3 | No applicable non-energy benefitsIncludes PSE NEI data where applicable. | No applicable non-energy benefits | System | System
Snohomish County | Single Family - Highly Impacted | Water Heat GT 55 Gal | New | Tub Spout | Tub spout: direct install in multi-family dwelling with natural gas water heating | 0 | 2024 | 2050 | 0.84577 | per Home | 0 | 0 | 10 | PSE Businss Case: APPROVED_Measure Case_Adapter_2022 | 5.3146 | 3.959% | Adjusting savings using baseline and measure water heating efficiency. PSE Business Case: APPROVED_Measure Case_Adapter_2022 | 0 | Adjusting savings using baseline and measure water heating efficiency. PSE Business Case: APPROVED_Measure Case_Adapter_2022 | 0 | Full | 0 | 0 | 0 | 80.348 | 0 | 0 | 0 | Existing conditions, assuming no cost | PSE Businss Case: APPROVED_Measure Case_Adapter_2022 | AA | 100% | 23.51% | 100% | 1 | 0 | 15.3 | No applicable non-energy benefitsIncludes PSE NEI data where applicable. | No applicable non-energy benefits | System | System
Snohomish County | Multifamily - Highly Impacted | Heat Central Gas Boiler | Existing | LIW: Integrated Space and Water Heating - MF - TG | Integrated space and water heating system: multi-family; natural gas | 0 | 2024 | 2050 | 1 | per Home | 0 | 1 | 20 | PSE Businss Case: APPROVED_Measure Case_Integrated Space and Water Heat_2022 | 59.4356 | 16.43% | Per Unit Savings from PSE Business Case: APPROVED_Measure Case_Integrated Space and Water Heat_2022 | 0 | Per Unit Savings from PSE Business Case: APPROVED_Measure Case_Integrated Space and Water Heat_2022 | 0 | Full | 0 | 0 | 0 | 5485 | 0 | 0 | 0 | Existing conditions, assuming no cost | PSE Businss Case: APPROVED_Measure Case_Integrated Space and Water Heat_2022 |  | 100% | 71.25% | 100% | 1 | 0 | 12.37 | No applicable non-energy benefitsIncludes PSE NEI data where applicable. | No applicable non-energy benefits | System | System
Snohomish County | Multifamily - Highly Impacted | Heat Central Gas Boiler | New | LIW: Integrated Space and Water Heating - MF - TG | Integrated space and water heating system: multi-family; natural gas | 0 | 2024 | 2050 | 1 | per Home | 0 | 1 | 20 | PSE Businss Case: APPROVED_Measure Case_Integrated Space and Water Heat_2022 | 51.3372 | 22.85% | Per Unit Savings from PSE Business Case: APPROVED_Measure Case_Integrated Space and Water Heat_2022 | 0 | Per Unit Savings from PSE Business Case: APPROVED_Measure Case_Integrated Space and Water Heat_2022 | 0 | Full | 0 | 0 | 0 | 5485 | 0 | 0 | 0 | Existing conditions, assuming no cost | PSE Businss Case: APPROVED_Measure Case_Integrated Space and Water Heat_2022 |  | 100% | 71.25% | 100% | 1 | 0 | 12.37 | No applicable non-energy benefitsIncludes PSE NEI data where applicable. | No applicable non-energy benefits | System | System
Snohomish County | Multifamily - Highly Impacted | Water Heat LE 55 Gal | Existing | LIW: Integrated Space and Water Heating - MF - TG | Integrated space and water heating system: multi-family; natural gas | 0 | 2024 | 2050 | 1 | per Home | 0 | 1 | 20 | PSE Businss Case: APPROVED_Measure Case_Integrated Space and Water Heat_2022 | 29.7055 | 20.53% | Per Unit Savings from PSE Business Case: APPROVED_Measure Case_Integrated Space and Water Heat_2022 | 0 | Per Unit Savings from PSE Business Case: APPROVED_Measure Case_Integrated Space and Water Heat_2022 | 0 | Full | 0 | 0 | 0 | 5485 | 0 | 0 | 0 | Existing conditions, assuming no cost | PSE Businss Case: APPROVED_Measure Case_Integrated Space and Water Heat_2022 |  | 100% | 71.25% | 100% | 1 | 0 | 12.37 | No applicable non-energy benefitsIncludes PSE NEI data where applicable. | No applicable non-energy benefits | System | System
Snohomish County | Multifamily - Highly Impacted | Water Heat LE 55 Gal | New | LIW: Integrated Space and Water Heating - MF - TG | Integrated space and water heating system: multi-family; natural gas | 0 | 2024 | 2050 | 1 | per Home | 0 | 1 | 20 | PSE Businss Case: APPROVED_Measure Case_Integrated Space and Water Heat_2022 | 39.8286 | 28.56% | Per Unit Savings from PSE Business Case: APPROVED_Measure Case_Integrated Space and Water Heat_2022 | 0 | Per Unit Savings from PSE Business Case: APPROVED_Measure Case_Integrated Space and Water Heat_2022 | 0 | Full | 0 | 0 | 0 | 5485 | 0 | 0 | 0 | Existing conditions, assuming no cost | PSE Businss Case: APPROVED_Measure Case_Integrated Space and Water Heat_2022 |  | 100% | 71.25% | 100% | 1 | 0 | 12.37 | No applicable non-energy benefitsIncludes PSE NEI data where applicable. | No applicable non-energy benefits | System | System
Snohomish County | Multifamily - Highly Impacted | Water Heat GT 55 Gal | Existing | LIW: Integrated Space and Water Heating - MF - TG | Integrated space and water heating system: multi-family; natural gas | 0 | 2024 | 2050 | 1 | per Home | 0 | 1 | 20 | PSE Businss Case: APPROVED_Measure Case_Integrated Space and Water Heat_2022 | 23.2217 | 18.9% | Adjusting savings using baseline and measure water heating efficiency. PSE Business Case: APPROVED_Measure Case_Integrated Space and Water Heat_2022 | 0 | Adjusting savings using baseline and measure water heating efficiency. PSE Business Case: APPROVED_Measure Case_Integrated Space and Water Heat_2022 | 0 | Full | 0 | 0 | 0 | 5485 | 0 | 0 | 0 | Existing conditions, assuming no cost | PSE Businss Case: APPROVED_Measure Case_Integrated Space and Water Heat_2022 |  | 100% | 71.25% | 100% | 1 | 0 | 12.37 | No applicable non-energy benefitsIncludes PSE NEI data where applicable. | No applicable non-energy benefits | System | System
Snohomish County | Multifamily - Highly Impacted | Water Heat GT 55 Gal | New | LIW: Integrated Space and Water Heating - MF - TG | Integrated space and water heating system: multi-family; natural gas | 0 | 2024 | 2050 | 1 | per Home | 0 | 1 | 20 | PSE Businss Case: APPROVED_Measure Case_Integrated Space and Water Heat_2022 | 32.3829 | 26.36% | Adjusting savings using baseline and measure water heating efficiency. PSE Business Case: APPROVED_Measure Case_Integrated Space and Water Heat_2022 | 0 | Adjusting savings using baseline and measure water heating efficiency. PSE Business Case: APPROVED_Measure Case_Integrated Space and Water Heat_2022 | 0 | Full | 0 | 0 | 0 | 5485 | 0 | 0 | 0 | Existing conditions, assuming no cost | PSE Businss Case: APPROVED_Measure Case_Integrated Space and Water Heat_2022 |  | 100% | 71.25% | 100% | 1 | 0 | 12.37 | No applicable non-energy benefitsIncludes PSE NEI data where applicable. | No applicable non-energy benefits | System | System
Snohomish County | Single Family - Highly Impacted | Heat Central Gas Boiler | Existing | LIW: Integrated Space and Water Heating - SF - TG | Integrated space and water heating system: single family; natural gas | 0 | 2024 | 2050 | 1 | per Home | 0 | 1 | 20 | PSE Businss Case: APPROVED_Measure Case_Integrated Space and Water Heat_2022 | 62.0923 | 13.35% | Per Unit Savings from PSE Business Case: APPROVED_Measure Case_Integrated Space and Water Heat_2022 | 0 | Per Unit Savings from PSE Business Case: APPROVED_Measure Case_Integrated Space and Water Heat_2022 | 0 | Full | 0 | 0 | 0 | 5485 | 0 | 0 | 0 | Existing conditions, assuming no cost | PSE Businss Case: APPROVED_Measure Case_Integrated Space and Water Heat_2022 |  | 100% | 71.25% | 100% | 1 | 0 | 16.51 | No applicable non-energy benefitsIncludes PSE NEI data where applicable. | No applicable non-energy benefits | System | System
Snohomish County | Single Family - Highly Impacted | Heat Central Gas Boiler | New | LIW: Integrated Space and Water Heating - SF - TG | Integrated space and water heating system: single family; natural gas | 0 | 2024 | 2050 | 1 | per Home | 0 | 1 | 20 | PSE Businss Case: APPROVED_Measure Case_Integrated Space and Water Heat_2022 | 54.4614 | 18.86% | Per Unit Savings from PSE Business Case: APPROVED_Measure Case_Integrated Space and Water Heat_2022 | 0 | Per Unit Savings from PSE Business Case: APPROVED_Measure Case_Integrated Space and Water Heat_2022 | 0 | Full | 0 | 0 | 0 | 5485 | 0 | 0 | 0 | Existing conditions, assuming no cost | PSE Businss Case: APPROVED_Measure Case_Integrated Space and Water Heat_2022 |  | 100% | 71.25% | 100% | 1 | 0 | 16.51 | No applicable non-energy benefitsIncludes PSE NEI data where applicable. | No applicable non-energy benefits | System | System
Snohomish County | Single Family - Highly Impacted | Water Heat LE 55 Gal | Existing | LIW: Integrated Space and Water Heating - SF - TG | Integrated space and water heating system: single family; natural gas | 0 | 2024 | 2050 | 1 | per Home | 0 | 1 | 20 | PSE Businss Case: APPROVED_Measure Case_Integrated Space and Water Heat_2022 | 26.3847 | 16.69% | Per Unit Savings from PSE Business Case: APPROVED_Measure Case_Integrated Space and Water Heat_2022 | 0 | Per Unit Savings from PSE Business Case: APPROVED_Measure Case_Integrated Space and Water Heat_2022 | 0 | Full | 0 | 0 | 0 | 5485 | 0 | 0 | 0 | Existing conditions, assuming no cost | PSE Businss Case: APPROVED_Measure Case_Integrated Space and Water Heat_2022 |  | 100% | 71.25% | 100% | 1 | 0 | 16.51 | No applicable non-energy benefitsIncludes PSE NEI data where applicable. | No applicable non-energy benefits | System | System
Snohomish County | Single Family - Highly Impacted | Water Heat LE 55 Gal | New | LIW: Integrated Space and Water Heating - SF - TG | Integrated space and water heating system: single family; natural gas | 0 | 2024 | 2050 | 1 | per Home | 0 | 1 | 20 | PSE Businss Case: APPROVED_Measure Case_Integrated Space and Water Heat_2022 | 35.9232 | 23.57% | Per Unit Savings from PSE Business Case: APPROVED_Measure Case_Integrated Space and Water Heat_2022 | 0 | Per Unit Savings from PSE Business Case: APPROVED_Measure Case_Integrated Space and Water Heat_2022 | 0 | Full | 0 | 0 | 0 | 5485 | 0 | 0 | 0 | Existing conditions, assuming no cost | PSE Businss Case: APPROVED_Measure Case_Integrated Space and Water Heat_2022 |  | 100% | 71.25% | 100% | 1 | 0 | 16.51 | No applicable non-energy benefitsIncludes PSE NEI data where applicable. | No applicable non-energy benefits | System | System
Snohomish County | Single Family - Highly Impacted | Water Heat GT 55 Gal | Existing | LIW: Integrated Space and Water Heating - SF - TG | Integrated space and water heating system: single family; natural gas | 0 | 2024 | 2050 | 1 | per Home | 0 | 1 | 20 | PSE Businss Case: APPROVED_Measure Case_Integrated Space and Water Heat_2022 | 20.5224 | 15.29% | Adjusting savings using baseline and measure water heating efficiency. PSE Business Case: APPROVED_Measure Case_Integrated Space and Water Heat_2022 | 0 | Adjusting savings using baseline and measure water heating efficiency. PSE Business Case: APPROVED_Measure Case_Integrated Space and Water Heat_2022 | 0 | Full | 0 | 0 | 0 | 5485 | 0 | 0 | 0 | Existing conditions, assuming no cost | PSE Businss Case: APPROVED_Measure Case_Integrated Space and Water Heat_2022 |  | 100% | 71.25% | 100% | 1 | 0 | 16.51 | No applicable non-energy benefitsIncludes PSE NEI data where applicable. | No applicable non-energy benefits | System | System
Snohomish County | Single Family - Highly Impacted | Water Heat GT 55 Gal | New | LIW: Integrated Space and Water Heating - SF - TG | Integrated space and water heating system: single family; natural gas | 0 | 2024 | 2050 | 1 | per Home | 0 | 1 | 20 | PSE Businss Case: APPROVED_Measure Case_Integrated Space and Water Heat_2022 | 29.0713 | 21.66% | Adjusting savings using baseline and measure water heating efficiency. PSE Business Case: APPROVED_Measure Case_Integrated Space and Water Heat_2022 | 0 | Adjusting savings using baseline and measure water heating efficiency. PSE Business Case: APPROVED_Measure Case_Integrated Space and Water Heat_2022 | 0 | Full | 0 | 0 | 0 | 5485 | 0 | 0 | 0 | Existing conditions, assuming no cost | PSE Businss Case: APPROVED_Measure Case_Integrated Space and Water Heat_2022 |  | 100% | 71.25% | 100% | 1 | 0 | 16.51 | No applicable non-energy benefitsIncludes PSE NEI data where applicable. | No applicable non-energy benefits | System | System
Snohomish County | Single Family | Heat Central Gas Boiler | Existing | Integrated Heating System - Space and Water - GH - Res | Integrated space and water heating system: residential dwelling with natural gas | 0 | 2024 | 2050 | 1 | per Home | 0 | 1 | 20 | PSE Businss Case: APPROVED_Measure Case_Integrated Space and Water Heat_2022 | 65.0051 | 10.06% | Per Unit Savings from PSE Business Case: APPROVED_Measure Case_Integrated Space and Water Heat_2022 | 0 | Per Unit Savings from PSE Business Case: APPROVED_Measure Case_Integrated Space and Water Heat_2022 | 0 | Incremental | 0 | 0 | 0 | 1502 | 0 | 0 | 0 | Measure cost represents incremental cost, default cost of zero | PSE Businss Case: APPROVED_Measure Case_Integrated Space and Water Heat_2022 |  | 100% | 71.25% | 100% | 1 | 0 | 7.7064 | No applicable non-energy benefitsIncludes PSE NEI data where applicable. | No applicable non-energy benefits | System | System
Snohomish County | Single Family | Heat Central Gas Boiler | New | Integrated Heating System - Space and Water - GH - Res | Integrated space and water heating system: residential dwelling with natural gas | 0 | 2024 | 2050 | 1 | per Home | 0 | 1 | 20 | PSE Businss Case: APPROVED_Measure Case_Integrated Space and Water Heat_2022 | 58 | 14.45% | Per Unit Savings from PSE Business Case: APPROVED_Measure Case_Integrated Space and Water Heat_2022 | 0 | Per Unit Savings from PSE Business Case: APPROVED_Measure Case_Integrated Space and Water Heat_2022 | 0 | Incremental | 0 | 0 | 0 | 1502 | 0 | 0 | 0 | Measure cost represents incremental cost, default cost of zero | PSE Businss Case: APPROVED_Measure Case_Integrated Space and Water Heat_2022 |  | 100% | 71.25% | 100% | 1 | 0 | 7.7064 | No applicable non-energy benefitsIncludes PSE NEI data where applicable. | No applicable non-energy benefits | System | System
Snohomish County | Single Family | Water Heat LE 55 Gal | Existing | Integrated Heating System - Space and Water - GH - Res | Integrated space and water heating system: residential dwelling with natural gas | 0 | 2024 | 2050 | 1 | per Home | 0 | 1 | 20 | PSE Businss Case: APPROVED_Measure Case_Integrated Space and Water Heat_2022 | 22.7436 | 12.57% | Per Unit Savings from PSE Business Case: APPROVED_Measure Case_Integrated Space and Water Heat_2022 | 0 | Per Unit Savings from PSE Business Case: APPROVED_Measure Case_Integrated Space and Water Heat_2022 | 0 | Incremental | 0 | 0 | 0 | 1502 | 0 | 0 | 0 | Measure cost represents incremental cost, default cost of zero | PSE Businss Case: APPROVED_Measure Case_Integrated Space and Water Heat_2022 |  | 100% | 71.25% | 100% | 1 | 0 | 7.7064 | No applicable non-energy benefitsIncludes PSE NEI data where applicable. | No applicable non-energy benefits | System | System
Snohomish County | Single Family | Water Heat LE 55 Gal | New | Integrated Heating System - Space and Water - GH - Res | Integrated space and water heating system: residential dwelling with natural gas | 0 | 2024 | 2050 | 1 | per Home | 0 | 1 | 20 | PSE Businss Case: APPROVED_Measure Case_Integrated Space and Water Heat_2022 | 31.5 | 18.06% | Per Unit Savings from PSE Business Case: APPROVED_Measure Case_Integrated Space and Water Heat_2022 | 0 | Per Unit Savings from PSE Business Case: APPROVED_Measure Case_Integrated Space and Water Heat_2022 | 0 | Incremental | 0 | 0 | 0 | 1502 | 0 | 0 | 0 | Measure cost represents incremental cost, default cost of zero | PSE Businss Case: APPROVED_Measure Case_Integrated Space and Water Heat_2022 |  | 100% | 71.25% | 100% | 1 | 0 | 7.7064 | No applicable non-energy benefitsIncludes PSE NEI data where applicable. | No applicable non-energy benefits | System | System
Snohomish County | Single Family | Water Heat GT 55 Gal | Existing | Integrated Heating System - Space and Water - GH - Res | Integrated space and water heating system: residential dwelling with natural gas | 0 | 2024 | 2050 | 1 | per Home | 0 | 1 | 20 | PSE Businss Case: APPROVED_Measure Case_Integrated Space and Water Heat_2022 | 17.5937 | 11.45% | Adjusting savings using baseline and measure water heating efficiency. PSE Business Case: APPROVED_Measure Case_Integrated Space and Water Heat_2022 | 0 | Adjusting savings using baseline and measure water heating efficiency. PSE Business Case: APPROVED_Measure Case_Integrated Space and Water Heat_2022 | 0 | Incremental | 0 | 0 | 0 | 1502 | 0 | 0 | 0 | Measure cost represents incremental cost, default cost of zero | PSE Businss Case: APPROVED_Measure Case_Integrated Space and Water Heat_2022 |  | 100% | 71.25% | 100% | 1 | 0 | 7.7064 | No applicable non-energy benefitsIncludes PSE NEI data where applicable. | No applicable non-energy benefits | System | System
Snohomish County | Single Family | Water Heat GT 55 Gal | New | Integrated Heating System - Space and Water - GH - Res | Integrated space and water heating system: residential dwelling with natural gas | 0 | 2024 | 2050 | 1 | per Home | 0 | 1 | 20 | PSE Businss Case: APPROVED_Measure Case_Integrated Space and Water Heat_2022 | 25.3577 | 16.5% | Adjusting savings using baseline and measure water heating efficiency. PSE Business Case: APPROVED_Measure Case_Integrated Space and Water Heat_2022 | 0 | Adjusting savings using baseline and measure water heating efficiency. PSE Business Case: APPROVED_Measure Case_Integrated Space and Water Heat_2022 | 0 | Incremental | 0 | 0 | 0 | 1502 | 0 | 0 | 0 | Measure cost represents incremental cost, default cost of zero | PSE Businss Case: APPROVED_Measure Case_Integrated Space and Water Heat_2022 |  | 100% | 71.25% | 100% | 1 | 0 | 7.7064 | No applicable non-energy benefitsIncludes PSE NEI data where applicable. | No applicable non-energy benefits | System | System
Snohomish County | Multifamily | Heat Central Gas Boiler | Existing | Integrated Heating System - Space and Water - GH - Res | Integrated space and water heating system: residential dwelling with natural gas | 0 | 2024 | 2050 | 1 | per Home | 0 | 1 | 20 | PSE Businss Case: APPROVED_Measure Case_Integrated Space and Water Heat_2022 | 63.9287 | 15% | Per Unit Savings from PSE Business Case: APPROVED_Measure Case_Integrated Space and Water Heat_2022 | 0 | Per Unit Savings from PSE Business Case: APPROVED_Measure Case_Integrated Space and Water Heat_2022 | 0 | Incremental | 0 | 0 | 0 | 1502 | 0 | 0 | 0 | Measure cost represents incremental cost, default cost of zero | PSE Businss Case: APPROVED_Measure Case_Integrated Space and Water Heat_2022 |  | 100% | 71.25% | 100% | 1 | 0 | 7.7064 | No applicable non-energy benefitsIncludes PSE NEI data where applicable. | No applicable non-energy benefits | System | System
Snohomish County | Multifamily | Heat Central Gas Boiler | New | Integrated Heating System - Space and Water - GH - Res | Integrated space and water heating system: residential dwelling with natural gas | 0 | 2024 | 2050 | 1 | per Home | 0 | 1 | 20 | PSE Businss Case: APPROVED_Measure Case_Integrated Space and Water Heat_2022 | 56.6781 | 21.41% | Per Unit Savings from PSE Business Case: APPROVED_Measure Case_Integrated Space and Water Heat_2022 | 0 | Per Unit Savings from PSE Business Case: APPROVED_Measure Case_Integrated Space and Water Heat_2022 | 0 | Incremental | 0 | 0 | 0 | 1502 | 0 | 0 | 0 | Measure cost represents incremental cost, default cost of zero | PSE Businss Case: APPROVED_Measure Case_Integrated Space and Water Heat_2022 |  | 100% | 71.25% | 100% | 1 | 0 | 7.7064 | No applicable non-energy benefitsIncludes PSE NEI data where applicable. | No applicable non-energy benefits | System | System
Snohomish County | Multifamily | Water Heat LE 55 Gal | Existing | Integrated Heating System - Space and Water - GH - Res | Integrated space and water heating system: residential dwelling with natural gas | 0 | 2024 | 2050 | 1 | per Home | 0 | 1 | 20 | PSE Businss Case: APPROVED_Measure Case_Integrated Space and Water Heat_2022 | 24.0892 | 18.75% | Per Unit Savings from PSE Business Case: APPROVED_Measure Case_Integrated Space and Water Heat_2022 | 0 | Per Unit Savings from PSE Business Case: APPROVED_Measure Case_Integrated Space and Water Heat_2022 | 0 | Incremental | 0 | 0 | 0 | 1502 | 0 | 0 | 0 | Measure cost represents incremental cost, default cost of zero | PSE Businss Case: APPROVED_Measure Case_Integrated Space and Water Heat_2022 |  | 100% | 71.25% | 100% | 1 | 0 | 7.7064 | No applicable non-energy benefitsIncludes PSE NEI data where applicable. | No applicable non-energy benefits | System | System
Snohomish County | Multifamily | Water Heat LE 55 Gal | New | Integrated Heating System - Space and Water - GH - Res | Integrated space and water heating system: residential dwelling with natural gas | 0 | 2024 | 2050 | 1 | per Home | 0 | 1 | 20 | PSE Businss Case: APPROVED_Measure Case_Integrated Space and Water Heat_2022 | 33.1523 | 26.76% | Per Unit Savings from PSE Business Case: APPROVED_Measure Case_Integrated Space and Water Heat_2022 | 0 | Per Unit Savings from PSE Business Case: APPROVED_Measure Case_Integrated Space and Water Heat_2022 | 0 | Incremental | 0 | 0 | 0 | 1502 | 0 | 0 | 0 | Measure cost represents incremental cost, default cost of zero | PSE Businss Case: APPROVED_Measure Case_Integrated Space and Water Heat_2022 |  | 100% | 71.25% | 100% | 1 | 0 | 7.7064 | No applicable non-energy benefitsIncludes PSE NEI data where applicable. | No applicable non-energy benefits | System | System
Snohomish County | Multifamily | Water Heat GT 55 Gal | Existing | Integrated Heating System - Space and Water - GH - Res | Integrated space and water heating system: residential dwelling with natural gas | 0 | 2024 | 2050 | 1 | per Home | 0 | 1 | 20 | PSE Businss Case: APPROVED_Measure Case_Integrated Space and Water Heat_2022 | 18.6723 | 17.11% | Adjusting savings using baseline and measure water heating efficiency. PSE Business Case: APPROVED_Measure Case_Integrated Space and Water Heat_2022 | 0 | Adjusting savings using baseline and measure water heating efficiency. PSE Business Case: APPROVED_Measure Case_Integrated Space and Water Heat_2022 | 0 | Incremental | 0 | 0 | 0 | 1502 | 0 | 0 | 0 | Measure cost represents incremental cost, default cost of zero | PSE Businss Case: APPROVED_Measure Case_Integrated Space and Water Heat_2022 |  | 100% | 71.25% | 100% | 1 | 0 | 7.7064 | No applicable non-energy benefitsIncludes PSE NEI data where applicable. | No applicable non-energy benefits | System | System
Snohomish County | Multifamily | Water Heat GT 55 Gal | New | Integrated Heating System - Space and Water - GH - Res | Integrated space and water heating system: residential dwelling with natural gas | 0 | 2024 | 2050 | 1 | per Home | 0 | 1 | 20 | PSE Businss Case: APPROVED_Measure Case_Integrated Space and Water Heat_2022 | 26.7403 | 24.51% | Adjusting savings using baseline and measure water heating efficiency. PSE Business Case: APPROVED_Measure Case_Integrated Space and Water Heat_2022 | 0 | Adjusting savings using baseline and measure water heating efficiency. PSE Business Case: APPROVED_Measure Case_Integrated Space and Water Heat_2022 | 0 | Incremental | 0 | 0 | 0 | 1502 | 0 | 0 | 0 | Measure cost represents incremental cost, default cost of zero | PSE Businss Case: APPROVED_Measure Case_Integrated Space and Water Heat_2022 |  | 100% | 71.25% | 100% | 1 | 0 | 7.7064 | No applicable non-energy benefitsIncludes PSE NEI data where applicable. | No applicable non-energy benefits | System | System
Snohomish County | Manufactured | Heat Central Gas Boiler | Existing | Integrated Heating System - Space and Water - GH - Res | Integrated space and water heating system: residential dwelling with natural gas | 0 | 2024 | 2050 | 1 | per Home | 0 | 1 | 20 | PSE Businss Case: APPROVED_Measure Case_Integrated Space and Water Heat_2022 | 65.2662 | 11.18% | Per Unit Savings from PSE Business Case: APPROVED_Measure Case_Integrated Space and Water Heat_2022 | 0 | Per Unit Savings from PSE Business Case: APPROVED_Measure Case_Integrated Space and Water Heat_2022 | 0 | Incremental | 0 | 0 | 0 | 1502 | 0 | 0 | 0 | Measure cost represents incremental cost, default cost of zero | PSE Businss Case: APPROVED_Measure Case_Integrated Space and Water Heat_2022 |  | 100% | 71.25% | 100% | 1 | 0 | 7.7064 | No applicable non-energy benefitsIncludes PSE NEI data where applicable. | No applicable non-energy benefits | System | System
Snohomish County | Manufactured | Heat Central Gas Boiler | New | Integrated Heating System - Space and Water - GH - Res | Integrated space and water heating system: residential dwelling with natural gas | 0 | 2024 | 2050 | 1 | per Home | 0 | 1 | 20 | PSE Businss Case: APPROVED_Measure Case_Integrated Space and Water Heat_2022 | 58.3231 | 16.09% | Per Unit Savings from PSE Business Case: APPROVED_Measure Case_Integrated Space and Water Heat_2022 | 0 | Per Unit Savings from PSE Business Case: APPROVED_Measure Case_Integrated Space and Water Heat_2022 | 0 | Incremental | 0 | 0 | 0 | 1502 | 0 | 0 | 0 | Measure cost represents incremental cost, default cost of zero | PSE Businss Case: APPROVED_Measure Case_Integrated Space and Water Heat_2022 |  | 100% | 71.25% | 100% | 1 | 0 | 7.7064 | No applicable non-energy benefitsIncludes PSE NEI data where applicable. | No applicable non-energy benefits | System | System
Snohomish County | Manufactured | Water Heat LE 55 Gal | Existing | Integrated Heating System - Space and Water - GH - Res | Integrated space and water heating system: residential dwelling with natural gas | 0 | 2024 | 2050 | 1 | per Home | 0 | 1 | 20 | PSE Businss Case: APPROVED_Measure Case_Integrated Space and Water Heat_2022 | 22.4172 | 13.98% | Per Unit Savings from PSE Business Case: APPROVED_Measure Case_Integrated Space and Water Heat_2022 | 0 | Per Unit Savings from PSE Business Case: APPROVED_Measure Case_Integrated Space and Water Heat_2022 | 0 | Incremental | 0 | 0 | 0 | 1502 | 0 | 0 | 0 | Measure cost represents incremental cost, default cost of zero | PSE Businss Case: APPROVED_Measure Case_Integrated Space and Water Heat_2022 |  | 100% | 71.25% | 100% | 1 | 0 | 7.7064 | No applicable non-energy benefitsIncludes PSE NEI data where applicable. | No applicable non-energy benefits | System | System
Snohomish County | Manufactured | Water Heat LE 55 Gal | New | Integrated Heating System - Space and Water - GH - Res | Integrated space and water heating system: residential dwelling with natural gas | 0 | 2024 | 2050 | 1 | per Home | 0 | 1 | 20 | PSE Businss Case: APPROVED_Measure Case_Integrated Space and Water Heat_2022 | 31.0961 | 20.11% | Per Unit Savings from PSE Business Case: APPROVED_Measure Case_Integrated Space and Water Heat_2022 | 0 | Per Unit Savings from PSE Business Case: APPROVED_Measure Case_Integrated Space and Water Heat_2022 | 0 | Incremental | 0 | 0 | 0 | 1502 | 0 | 0 | 0 | Measure cost represents incremental cost, default cost of zero | PSE Businss Case: APPROVED_Measure Case_Integrated Space and Water Heat_2022 |  | 100% | 71.25% | 100% | 1 | 0 | 7.7064 | No applicable non-energy benefitsIncludes PSE NEI data where applicable. | No applicable non-energy benefits | System | System
Snohomish County | Manufactured | Water Heat GT 55 Gal | Existing | Integrated Heating System - Space and Water - GH - Res | Integrated space and water heating system: residential dwelling with natural gas | 0 | 2024 | 2050 | 1 | per Home | 0 | 1 | 20 | PSE Businss Case: APPROVED_Measure Case_Integrated Space and Water Heat_2022 | 17.3327 | 12.73% | Adjusting savings using baseline and measure water heating efficiency. PSE Business Case: APPROVED_Measure Case_Integrated Space and Water Heat_2022 | 0 | Adjusting savings using baseline and measure water heating efficiency. PSE Business Case: APPROVED_Measure Case_Integrated Space and Water Heat_2022 | 0 | Incremental | 0 | 0 | 0 | 1502 | 0 | 0 | 0 | Measure cost represents incremental cost, default cost of zero | PSE Businss Case: APPROVED_Measure Case_Integrated Space and Water Heat_2022 |  | 100% | 71.25% | 100% | 1 | 0 | 7.7064 | No applicable non-energy benefitsIncludes PSE NEI data where applicable. | No applicable non-energy benefits | System | System
Snohomish County | Manufactured | Water Heat GT 55 Gal | New | Integrated Heating System - Space and Water - GH - Res | Integrated space and water heating system: residential dwelling with natural gas | 0 | 2024 | 2050 | 1 | per Home | 0 | 1 | 20 | PSE Businss Case: APPROVED_Measure Case_Integrated Space and Water Heat_2022 | 25.0205 | 18.37% | Adjusting savings using baseline and measure water heating efficiency. PSE Business Case: APPROVED_Measure Case_Integrated Space and Water Heat_2022 | 0 | Adjusting savings using baseline and measure water heating efficiency. PSE Business Case: APPROVED_Measure Case_Integrated Space and Water Heat_2022 | 0 | Incremental | 0 | 0 | 0 | 1502 | 0 | 0 | 0 | Measure cost represents incremental cost, default cost of zero | PSE Businss Case: APPROVED_Measure Case_Integrated Space and Water Heat_2022 |  | 100% | 71.25% | 100% | 1 | 0 | 7.7064 | No applicable non-energy benefitsIncludes PSE NEI data where applicable. | No applicable non-energy benefits | System | System
Snohomish County | Single Family | Water Heat LE 55 Gal | Existing | Home Energy Reports Gas Single Family - Years 1 and 2 | Home energy reports: 2020, gas | 0 | 2024 | 2050 | 1 | per Home | 0 | 1 | 2 | PSE Business Case: QC_EDITS_Measure Case_Energy Management_2022 | 5 | 2.763% | Applying baseline and measure water heating efficiencies to the per unit savings from the PSE Business Case: QC_EDITS_Measure Case_Energy Management_2022 | 0 | Applying baseline and measure water heating efficiencies to the per unit savings from the PSE Business Case: QC_EDITS_Measure Case_Energy Management_2022 | 0 | Full | 0 | 0 | 0 | 1.97 | 0 | 0 | 0 | Measure cost represents incremental cost, default cost of zero | Average of Year 1 and Year 2 from PSE Business Case: QC_EDITS_Measure Case_Energy Management_2022 |  | 100% | 50% | 100% | 1 | 0 | 0 | No applicable non-energy benefitsIncludes PSE NEI data where applicable. | No applicable non-energy benefits | System | System
Snohomish County | Single Family | Water Heat LE 55 Gal | New | Home Energy Reports Gas Single Family - Years 1 and 2 | Home energy reports: 2020, gas | 0 | 2024 | 2050 | 1 | per Home | 0 | 1 | 2 | PSE Business Case: QC_EDITS_Measure Case_Energy Management_2022 | 4.8202 | 2.763% | Applying baseline and measure water heating efficiencies to the per unit savings from the PSE Business Case: QC_EDITS_Measure Case_Energy Management_2022 | 0 | Applying baseline and measure water heating efficiencies to the per unit savings from the PSE Business Case: QC_EDITS_Measure Case_Energy Management_2022 | 0 | Full | 0 | 0 | 0 | 1.97 | 0 | 0 | 0 | Measure cost represents incremental cost, default cost of zero | Average of Year 1 and Year 2 from PSE Business Case: QC_EDITS_Measure Case_Energy Management_2022 |  | 100% | 50% | 100% | 1 | 0 | 0 | No applicable non-energy benefitsIncludes PSE NEI data where applicable. | No applicable non-energy benefits | System | System
Snohomish County | Single Family | Water Heat GT 55 Gal | Existing | Home Energy Reports Gas Single Family - Years 1 and 2 | Home energy reports: 2020, gas | 0 | 2024 | 2050 | 1 | per Home | 0 | 1 | 2 | PSE Business Case: QC_EDITS_Measure Case_Energy Management_2022 | 3.5572 | 2.315% | Applying baseline and measure water heating efficiencies to the per unit savings from the PSE Business Case: QC_EDITS_Measure Case_Energy Management_2022 | 0 | Applying baseline and measure water heating efficiencies to the per unit savings from the PSE Business Case: QC_EDITS_Measure Case_Energy Management_2022 | 0 | Full | 0 | 0 | 0 | 1.97 | 0 | 0 | 0 | Measure cost represents incremental cost, default cost of zero | Average of Year 1 and Year 2 from PSE Business Case: QC_EDITS_Measure Case_Energy Management_2022 |  | 100% | 50% | 100% | 1 | 0 | 0 | No applicable non-energy benefitsIncludes PSE NEI data where applicable. | No applicable non-energy benefits | System | System
Snohomish County | Single Family | Water Heat GT 55 Gal | New | Home Energy Reports Gas Single Family - Years 1 and 2 | Home energy reports: 2020, gas | 0 | 2024 | 2050 | 1 | per Home | 0 | 1 | 2 | PSE Business Case: QC_EDITS_Measure Case_Energy Management_2022 | 3.5572 | 2.315% | Applying baseline and measure water heating efficiencies to the per unit savings from the PSE Business Case: QC_EDITS_Measure Case_Energy Management_2022 | 0 | Applying baseline and measure water heating efficiencies to the per unit savings from the PSE Business Case: QC_EDITS_Measure Case_Energy Management_2022 | 0 | Full | 0 | 0 | 0 | 1.97 | 0 | 0 | 0 | Measure cost represents incremental cost, default cost of zero | Average of Year 1 and Year 2 from PSE Business Case: QC_EDITS_Measure Case_Energy Management_2022 |  | 100% | 50% | 100% | 1 | 0 | 0 | No applicable non-energy benefitsIncludes PSE NEI data where applicable. | No applicable non-energy benefits | System | System
Snohomish County | Single Family - Highly Impacted | Water Heat LE 55 Gal | Existing | Home Energy Reports Gas Single Family - Years 1 and 2 | Home energy reports: 2020, gas | 0 | 2024 | 2050 | 1 | per Home | 0 | 1 | 2 | PSE Business Case: QC_EDITS_Measure Case_Energy Management_2022 | 4.3682 | 2.763% | Applying baseline and measure water heating efficiencies to the per unit savings from the PSE Business Case: QC_EDITS_Measure Case_Energy Management_2022 | 0 | Applying baseline and measure water heating efficiencies to the per unit savings from the PSE Business Case: QC_EDITS_Measure Case_Energy Management_2022 | 0 | Full | 0 | 0 | 0 | 1.97 | 0 | 0 | 0 | Measure cost represents incremental cost, default cost of zero | Average of Year 1 and Year 2 from PSE Business Case: QC_EDITS_Measure Case_Energy Management_2022 |  | 100% | 50% | 100% | 1 | 0 | 0 | No applicable non-energy benefitsIncludes PSE NEI data where applicable. | No applicable non-energy benefits | System | System
Snohomish County | Single Family - Highly Impacted | Water Heat LE 55 Gal | New | Home Energy Reports Gas Single Family - Years 1 and 2 | Home energy reports: 2020, gas | 0 | 2024 | 2050 | 1 | per Home | 0 | 1 | 2 | PSE Business Case: QC_EDITS_Measure Case_Energy Management_2022 | 4.2112 | 2.763% | Applying baseline and measure water heating efficiencies to the per unit savings from the PSE Business Case: QC_EDITS_Measure Case_Energy Management_2022 | 0 | Applying baseline and measure water heating efficiencies to the per unit savings from the PSE Business Case: QC_EDITS_Measure Case_Energy Management_2022 | 0 | Full | 0 | 0 | 0 | 1.97 | 0 | 0 | 0 | Measure cost represents incremental cost, default cost of zero | Average of Year 1 and Year 2 from PSE Business Case: QC_EDITS_Measure Case_Energy Management_2022 |  | 100% | 50% | 100% | 1 | 0 | 0 | No applicable non-energy benefitsIncludes PSE NEI data where applicable. | No applicable non-energy benefits | System | System
Snohomish County | Single Family - Highly Impacted | Water Heat GT 55 Gal | Existing | Home Energy Reports Gas Single Family - Years 1 and 2 | Home energy reports: 2020, gas | 0 | 2024 | 2050 | 1 | per Home | 0 | 1 | 2 | PSE Business Case: QC_EDITS_Measure Case_Energy Management_2022 | 3.1077 | 2.315% | Applying baseline and measure water heating efficiencies to the per unit savings from the PSE Business Case: QC_EDITS_Measure Case_Energy Management_2022 | 0 | Applying baseline and measure water heating efficiencies to the per unit savings from the PSE Business Case: QC_EDITS_Measure Case_Energy Management_2022 | 0 | Full | 0 | 0 | 0 | 1.97 | 0 | 0 | 0 | Measure cost represents incremental cost, default cost of zero | Average of Year 1 and Year 2 from PSE Business Case: QC_EDITS_Measure Case_Energy Management_2022 |  | 100% | 50% | 100% | 1 | 0 | 0 | No applicable non-energy benefitsIncludes PSE NEI data where applicable. | No applicable non-energy benefits | System | System
Snohomish County | Single Family - Highly Impacted | Water Heat GT 55 Gal | New | Home Energy Reports Gas Single Family - Years 1 and 2 | Home energy reports: 2020, gas | 0 | 2024 | 2050 | 1 | per Home | 0 | 1 | 2 | PSE Business Case: QC_EDITS_Measure Case_Energy Management_2022 | 3.1077 | 2.315% | Applying baseline and measure water heating efficiencies to the per unit savings from the PSE Business Case: QC_EDITS_Measure Case_Energy Management_2022 | 0 | Applying baseline and measure water heating efficiencies to the per unit savings from the PSE Business Case: QC_EDITS_Measure Case_Energy Management_2022 | 0 | Full | 0 | 0 | 0 | 1.97 | 0 | 0 | 0 | Measure cost represents incremental cost, default cost of zero | Average of Year 1 and Year 2 from PSE Business Case: QC_EDITS_Measure Case_Energy Management_2022 |  | 100% | 50% | 100% | 1 | 0 | 0 | No applicable non-energy benefitsIncludes PSE NEI data where applicable. | No applicable non-energy benefits | System | System
Snohomish County | Multifamily | Water Heat LE 55 Gal | Existing | Home Energy Reports Gas Multifamily - Years 1 and 2 | Home energy reports: 2020, gas | 0 | 2024 | 2050 | 1 | per Home | 0 | 1 | 2 | PSE Business Case: QC_EDITS_Measure Case_Energy Management_2022 | 3.5511 | 2.763% | Applying baseline and measure water heating efficiencies to the per unit savings from the PSE Business Case: QC_EDITS_Measure Case_Energy Management_2022 | 0 | Applying baseline and measure water heating efficiencies to the per unit savings from the PSE Business Case: QC_EDITS_Measure Case_Energy Management_2022 | 0 | Full | 0 | 0 | 0 | 1.97 | 0 | 0 | 0 | Measure cost represents incremental cost, default cost of zero | Average of Year 1 and Year 2 from PSE Business Case: QC_EDITS_Measure Case_Energy Management_2022 |  | 100% | 50% | 100% | 1 | 0 | 0 | No applicable non-energy benefitsIncludes PSE NEI data where applicable. | No applicable non-energy benefits | System | System
Snohomish County | Multifamily | Water Heat LE 55 Gal | New | Home Energy Reports Gas Multifamily - Years 1 and 2 | Home energy reports: 2020, gas | 0 | 2024 | 2050 | 1 | per Home | 0 | 1 | 2 | PSE Business Case: QC_EDITS_Measure Case_Energy Management_2022 | 3.4234 | 2.763% | Applying baseline and measure water heating efficiencies to the per unit savings from the PSE Business Case: QC_EDITS_Measure Case_Energy Management_2022 | 0 | Applying baseline and measure water heating efficiencies to the per unit savings from the PSE Business Case: QC_EDITS_Measure Case_Energy Management_2022 | 0 | Full | 0 | 0 | 0 | 1.97 | 0 | 0 | 0 | Measure cost represents incremental cost, default cost of zero | Average of Year 1 and Year 2 from PSE Business Case: QC_EDITS_Measure Case_Energy Management_2022 |  | 100% | 50% | 100% | 1 | 0 | 0 | No applicable non-energy benefitsIncludes PSE NEI data where applicable. | No applicable non-energy benefits | System | System
Snohomish County | Multifamily | Water Heat GT 55 Gal | Existing | Home Energy Reports Gas Multifamily - Years 1 and 2 | Home energy reports: 2020, gas | 0 | 2024 | 2050 | 1 | per Home | 0 | 1 | 2 | PSE Business Case: QC_EDITS_Measure Case_Energy Management_2022 | 2.5264 | 2.315% | Applying baseline and measure water heating efficiencies to the per unit savings from the PSE Business Case: QC_EDITS_Measure Case_Energy Management_2022 | 0 | Applying baseline and measure water heating efficiencies to the per unit savings from the PSE Business Case: QC_EDITS_Measure Case_Energy Management_2022 | 0 | Full | 0 | 0 | 0 | 1.97 | 0 | 0 | 0 | Measure cost represents incremental cost, default cost of zero | Average of Year 1 and Year 2 from PSE Business Case: QC_EDITS_Measure Case_Energy Management_2022 |  | 100% | 50% | 100% | 1 | 0 | 0 | No applicable non-energy benefitsIncludes PSE NEI data where applicable. | No applicable non-energy benefits | System | System
Snohomish County | Multifamily | Water Heat GT 55 Gal | New | Home Energy Reports Gas Multifamily - Years 1 and 2 | Home energy reports: 2020, gas | 0 | 2024 | 2050 | 1 | per Home | 0 | 1 | 2 | PSE Business Case: QC_EDITS_Measure Case_Energy Management_2022 | 2.5264 | 2.315% | Applying baseline and measure water heating efficiencies to the per unit savings from the PSE Business Case: QC_EDITS_Measure Case_Energy Management_2022 | 0 | Applying baseline and measure water heating efficiencies to the per unit savings from the PSE Business Case: QC_EDITS_Measure Case_Energy Management_2022 | 0 | Full | 0 | 0 | 0 | 1.97 | 0 | 0 | 0 | Measure cost represents incremental cost, default cost of zero | Average of Year 1 and Year 2 from PSE Business Case: QC_EDITS_Measure Case_Energy Management_2022 |  | 100% | 50% | 100% | 1 | 0 | 0 | No applicable non-energy benefitsIncludes PSE NEI data where applicable. | No applicable non-energy benefits | System | System
Snohomish County | Multifamily - Highly Impacted | Water Heat LE 55 Gal | Existing | Home Energy Reports Gas Multifamily - Years 1 and 2 | Home energy reports: 2020, gas | 0 | 2024 | 2050 | 1 | per Home | 0 | 1 | 2 | PSE Business Case: QC_EDITS_Measure Case_Energy Management_2022 | 3.9977 | 2.763% | Applying baseline and measure water heating efficiencies to the per unit savings from the PSE Business Case: QC_EDITS_Measure Case_Energy Management_2022 | 0 | Applying baseline and measure water heating efficiencies to the per unit savings from the PSE Business Case: QC_EDITS_Measure Case_Energy Management_2022 | 0 | Full | 0 | 0 | 0 | 1.97 | 0 | 0 | 0 | Measure cost represents incremental cost, default cost of zero | Average of Year 1 and Year 2 from PSE Business Case: QC_EDITS_Measure Case_Energy Management_2022 |  | 100% | 50% | 100% | 1 | 0 | 0 | No applicable non-energy benefitsIncludes PSE NEI data where applicable. | No applicable non-energy benefits | System | System
Snohomish County | Multifamily - Highly Impacted | Water Heat LE 55 Gal | New | Home Energy Reports Gas Multifamily - Years 1 and 2 | Home energy reports: 2020, gas | 0 | 2024 | 2050 | 1 | per Home | 0 | 1 | 2 | PSE Business Case: QC_EDITS_Measure Case_Energy Management_2022 | 3.854 | 2.763% | Applying baseline and measure water heating efficiencies to the per unit savings from the PSE Business Case: QC_EDITS_Measure Case_Energy Management_2022 | 0 | Applying baseline and measure water heating efficiencies to the per unit savings from the PSE Business Case: QC_EDITS_Measure Case_Energy Management_2022 | 0 | Full | 0 | 0 | 0 | 1.97 | 0 | 0 | 0 | Measure cost represents incremental cost, default cost of zero | Average of Year 1 and Year 2 from PSE Business Case: QC_EDITS_Measure Case_Energy Management_2022 |  | 100% | 50% | 100% | 1 | 0 | 0 | No applicable non-energy benefitsIncludes PSE NEI data where applicable. | No applicable non-energy benefits | System | System
Snohomish County | Multifamily - Highly Impacted | Water Heat GT 55 Gal | Existing | Home Energy Reports Gas Multifamily - Years 1 and 2 | Home energy reports: 2020, gas | 0 | 2024 | 2050 | 1 | per Home | 0 | 1 | 2 | PSE Business Case: QC_EDITS_Measure Case_Energy Management_2022 | 2.8441 | 2.315% | Applying baseline and measure water heating efficiencies to the per unit savings from the PSE Business Case: QC_EDITS_Measure Case_Energy Management_2022 | 0 | Applying baseline and measure water heating efficiencies to the per unit savings from the PSE Business Case: QC_EDITS_Measure Case_Energy Management_2022 | 0 | Full | 0 | 0 | 0 | 1.97 | 0 | 0 | 0 | Measure cost represents incremental cost, default cost of zero | Average of Year 1 and Year 2 from PSE Business Case: QC_EDITS_Measure Case_Energy Management_2022 |  | 100% | 50% | 100% | 1 | 0 | 0 | No applicable non-energy benefitsIncludes PSE NEI data where applicable. | No applicable non-energy benefits | System | System
Snohomish County | Multifamily - Highly Impacted | Water Heat GT 55 Gal | New | Home Energy Reports Gas Multifamily - Years 1 and 2 | Home energy reports: 2020, gas | 0 | 2024 | 2050 | 1 | per Home | 0 | 1 | 2 | PSE Business Case: QC_EDITS_Measure Case_Energy Management_2022 | 2.8441 | 2.315% | Applying baseline and measure water heating efficiencies to the per unit savings from the PSE Business Case: QC_EDITS_Measure Case_Energy Management_2022 | 0 | Applying baseline and measure water heating efficiencies to the per unit savings from the PSE Business Case: QC_EDITS_Measure Case_Energy Management_2022 | 0 | Full | 0 | 0 | 0 | 1.97 | 0 | 0 | 0 | Measure cost represents incremental cost, default cost of zero | Average of Year 1 and Year 2 from PSE Business Case: QC_EDITS_Measure Case_Energy Management_2022 |  | 100% | 50% | 100% | 1 | 0 | 0 | No applicable non-energy benefitsIncludes PSE NEI data where applicable. | No applicable non-energy benefits | System | System
Snohomish County | Manufactured | Water Heat LE 55 Gal | Existing | Home Energy Reports Gas Manufactured Homes - Years 1 and 2 | Home energy reports: 2020, gas | 0 | 2024 | 2050 | 1 | per Home | 0 | 1 | 2 | PSE Business Case: QC_EDITS_Measure Case_Energy Management_2022 | 4.4322 | 2.763% | Applying baseline and measure water heating efficiencies to the per unit savings from the PSE Business Case: QC_EDITS_Measure Case_Energy Management_2022 | 0 | Applying baseline and measure water heating efficiencies to the per unit savings from the PSE Business Case: QC_EDITS_Measure Case_Energy Management_2022 | 0 | Full | 0 | 0 | 0 | 1.97 | 0 | 0 | 0 | Measure cost represents incremental cost, default cost of zero | Average of Year 1 and Year 2 from PSE Business Case: QC_EDITS_Measure Case_Energy Management_2022 |  | 100% | 50% | 100% | 1 | 0 | 0 | No applicable non-energy benefitsIncludes PSE NEI data where applicable. | No applicable non-energy benefits | System | System
Snohomish County | Manufactured | Water Heat LE 55 Gal | New | Home Energy Reports Gas Manufactured Homes - Years 1 and 2 | Home energy reports: 2020, gas | 0 | 2024 | 2050 | 1 | per Home | 0 | 1 | 2 | PSE Business Case: QC_EDITS_Measure Case_Energy Management_2022 | 4.2729 | 2.763% | Applying baseline and measure water heating efficiencies to the per unit savings from the PSE Business Case: QC_EDITS_Measure Case_Energy Management_2022 | 0 | Applying baseline and measure water heating efficiencies to the per unit savings from the PSE Business Case: QC_EDITS_Measure Case_Energy Management_2022 | 0 | Full | 0 | 0 | 0 | 1.97 | 0 | 0 | 0 | Measure cost represents incremental cost, default cost of zero | Average of Year 1 and Year 2 from PSE Business Case: QC_EDITS_Measure Case_Energy Management_2022 |  | 100% | 50% | 100% | 1 | 0 | 0 | No applicable non-energy benefitsIncludes PSE NEI data where applicable. | No applicable non-energy benefits | System | System
Snohomish County | Manufactured | Water Heat GT 55 Gal | Existing | Home Energy Reports Gas Manufactured Homes - Years 1 and 2 | Home energy reports: 2020, gas | 0 | 2024 | 2050 | 1 | per Home | 0 | 1 | 2 | PSE Business Case: QC_EDITS_Measure Case_Energy Management_2022 | 3.1532 | 2.315% | Applying baseline and measure water heating efficiencies to the per unit savings from the PSE Business Case: QC_EDITS_Measure Case_Energy Management_2022 | 0 | Applying baseline and measure water heating efficiencies to the per unit savings from the PSE Business Case: QC_EDITS_Measure Case_Energy Management_2022 | 0 | Full | 0 | 0 | 0 | 1.97 | 0 | 0 | 0 | Measure cost represents incremental cost, default cost of zero | Average of Year 1 and Year 2 from PSE Business Case: QC_EDITS_Measure Case_Energy Management_2022 |  | 100% | 50% | 100% | 1 | 0 | 0 | No applicable non-energy benefitsIncludes PSE NEI data where applicable. | No applicable non-energy benefits | System | System
Snohomish County | Manufactured | Water Heat GT 55 Gal | New | Home Energy Reports Gas Manufactured Homes - Years 1 and 2 | Home energy reports: 2020, gas | 0 | 2024 | 2050 | 1 | per Home | 0 | 1 | 2 | PSE Business Case: QC_EDITS_Measure Case_Energy Management_2022 | 3.1532 | 2.315% | Applying baseline and measure water heating efficiencies to the per unit savings from the PSE Business Case: QC_EDITS_Measure Case_Energy Management_2022 | 0 | Applying baseline and measure water heating efficiencies to the per unit savings from the PSE Business Case: QC_EDITS_Measure Case_Energy Management_2022 | 0 | Full | 0 | 0 | 0 | 1.97 | 0 | 0 | 0 | Measure cost represents incremental cost, default cost of zero | Average of Year 1 and Year 2 from PSE Business Case: QC_EDITS_Measure Case_Energy Management_2022 |  | 100% | 50% | 100% | 1 | 0 | 0 | No applicable non-energy benefitsIncludes PSE NEI data where applicable. | No applicable non-energy benefits | System | System
Snohomish County | Manufactured - Highly Impacted | Water Heat LE 55 Gal | Existing | Home Energy Reports Gas Manufactured Homes - Years 1 and 2 | Home energy reports: 2020, gas | 0 | 2024 | 2050 | 1 | per Home | 0 | 1 | 2 | PSE Business Case: QC_EDITS_Measure Case_Energy Management_2022 | 3.779 | 2.763% | Applying baseline and measure water heating efficiencies to the per unit savings from the PSE Business Case: QC_EDITS_Measure Case_Energy Management_2022 | 0 | Applying baseline and measure water heating efficiencies to the per unit savings from the PSE Business Case: QC_EDITS_Measure Case_Energy Management_2022 | 0 | Full | 0 | 0 | 0 | 1.97 | 0 | 0 | 0 | Measure cost represents incremental cost, default cost of zero | Average of Year 1 and Year 2 from PSE Business Case: QC_EDITS_Measure Case_Energy Management_2022 |  | 100% | 50% | 100% | 1 | 0 | 0 | No applicable non-energy benefitsIncludes PSE NEI data where applicable. | No applicable non-energy benefits | System | System
Snohomish County | Manufactured - Highly Impacted | Water Heat LE 55 Gal | New | Home Energy Reports Gas Manufactured Homes - Years 1 and 2 | Home energy reports: 2020, gas | 0 | 2024 | 2050 | 1 | per Home | 0 | 1 | 2 | PSE Business Case: QC_EDITS_Measure Case_Energy Management_2022 | 3.6431 | 2.763% | Applying baseline and measure water heating efficiencies to the per unit savings from the PSE Business Case: QC_EDITS_Measure Case_Energy Management_2022 | 0 | Applying baseline and measure water heating efficiencies to the per unit savings from the PSE Business Case: QC_EDITS_Measure Case_Energy Management_2022 | 0 | Full | 0 | 0 | 0 | 1.97 | 0 | 0 | 0 | Measure cost represents incremental cost, default cost of zero | Average of Year 1 and Year 2 from PSE Business Case: QC_EDITS_Measure Case_Energy Management_2022 |  | 100% | 50% | 100% | 1 | 0 | 0 | No applicable non-energy benefitsIncludes PSE NEI data where applicable. | No applicable non-energy benefits | System | System
Snohomish County | Manufactured - Highly Impacted | Water Heat GT 55 Gal | Existing | Home Energy Reports Gas Manufactured Homes - Years 1 and 2 | Home energy reports: 2020, gas | 0 | 2024 | 2050 | 1 | per Home | 0 | 1 | 2 | PSE Business Case: QC_EDITS_Measure Case_Energy Management_2022 | 2.6885 | 2.315% | Applying baseline and measure water heating efficiencies to the per unit savings from the PSE Business Case: QC_EDITS_Measure Case_Energy Management_2022 | 0 | Applying baseline and measure water heating efficiencies to the per unit savings from the PSE Business Case: QC_EDITS_Measure Case_Energy Management_2022 | 0 | Full | 0 | 0 | 0 | 1.97 | 0 | 0 | 0 | Measure cost represents incremental cost, default cost of zero | Average of Year 1 and Year 2 from PSE Business Case: QC_EDITS_Measure Case_Energy Management_2022 |  | 100% | 50% | 100% | 1 | 0 | 0 | No applicable non-energy benefitsIncludes PSE NEI data where applicable. | No applicable non-energy benefits | System | System
Snohomish County | Manufactured - Highly Impacted | Water Heat GT 55 Gal | New | Home Energy Reports Gas Manufactured Homes - Years 1 and 2 | Home energy reports: 2020, gas | 0 | 2024 | 2050 | 1 | per Home | 0 | 1 | 2 | PSE Business Case: QC_EDITS_Measure Case_Energy Management_2022 | 2.6885 | 2.315% | Applying baseline and measure water heating efficiencies to the per unit savings from the PSE Business Case: QC_EDITS_Measure Case_Energy Management_2022 | 0 | Applying baseline and measure water heating efficiencies to the per unit savings from the PSE Business Case: QC_EDITS_Measure Case_Energy Management_2022 | 0 | Full | 0 | 0 | 0 | 1.97 | 0 | 0 | 0 | Measure cost represents incremental cost, default cost of zero | Average of Year 1 and Year 2 from PSE Business Case: QC_EDITS_Measure Case_Energy Management_2022 |  | 100% | 50% | 100% | 1 | 0 | 0 | No applicable non-energy benefitsIncludes PSE NEI data where applicable. | No applicable non-energy benefits | System | System
Snohomish County | Multifamily | Heat Central Gas Boiler | Existing | Low E Storm Window_Single Pane Wood Frame_HZ1_Gas | Heating Energy | 0 | 2024 | 2050 | 36.1897 | per Home | 0 | 1 | 20 | RTF measure workbook ResMFWeatherization_v4_3, for the measure Low E Storm Window_Single Pane Wood Frame_HZ1_Gas | 36.1586 | 8.482% | RTF measure workbook ResMFWeatherization_v4_3, for the measure Low E Storm Window_Single Pane Wood Frame_HZ1_Gas | 0 | RTF measure workbook ResMFWeatherization_v4_3, for the measure Low E Storm Window_Single Pane Wood Frame_HZ1_Gas | 0 | Incremental | 0 | 0 | 0 | 417.1638 | 0 | 0 | 0 | See 'Measure Equipment Cost Source' | RTF measure workbook ResMFWeatherization_v4_3, for the measure Low E Storm Window_Single Pane Wood Frame_HZ1_Gas |  | 100% | 4.838% | 9.551% | 1 | 0 | 0 | See source workbook for details. Includes PSE NEI data where applicable. | RTF measure workbook ResMFWeatherization_v4_3, for the measure Low E Storm Window_Single Pane Wood Frame_HZ1_Gas | System | System
Snohomish County | Multifamily - Highly Impacted | Heat Central Gas Boiler | Existing | Low E Storm Window_Single Pane Wood Frame_HZ1_Gas | Heating Energy | 0 | 2024 | 2050 | 33.3408 | per Home | 0 | 1 | 20 | RTF measure workbook ResMFWeatherization_v4_3, for the measure Low E Storm Window_Single Pane Wood Frame_HZ1_Gas | 33.3121 | 9.207% | RTF measure workbook ResMFWeatherization_v4_3, for the measure Low E Storm Window_Single Pane Wood Frame_HZ1_Gas | 0 | RTF measure workbook ResMFWeatherization_v4_3, for the measure Low E Storm Window_Single Pane Wood Frame_HZ1_Gas | 0 | Incremental | 0 | 0 | 0 | 384.3238 | 0 | 0 | 0 | See 'Measure Equipment Cost Source' | RTF measure workbook ResMFWeatherization_v4_3, for the measure Low E Storm Window_Single Pane Wood Frame_HZ1_Gas |  | 100% | 4.838% | 9.551% | 1 | 0 | 0 | See source workbook for details. Includes PSE NEI data where applicable. | RTF measure workbook ResMFWeatherization_v4_3, for the measure Low E Storm Window_Single Pane Wood Frame_HZ1_Gas | System | System
Snohomish County | Multifamily | Heat Central Gas Boiler | Existing | Low E Storm Window_Single Pane Metal Frame_HZ1_Gas | Heating Energy | 0 | 2024 | 2050 | 36.1897 | per Home | 0 | 1 | 20 | RTF measure workbook ResMFWeatherization_v4_3, for the measure Low E Storm Window_Single Pane Metal Frame_HZ1_Gas | 46.3622 | 10.88% | RTF measure workbook ResMFWeatherization_v4_3, for the measure Low E Storm Window_Single Pane Metal Frame_HZ1_Gas | 0 | RTF measure workbook ResMFWeatherization_v4_3, for the measure Low E Storm Window_Single Pane Metal Frame_HZ1_Gas | 0 | Incremental | 0 | 0 | 0 | 417.1638 | 0 | 0 | 0 | See 'Measure Equipment Cost Source' | RTF measure workbook ResMFWeatherization_v4_3, for the measure Low E Storm Window_Single Pane Metal Frame_HZ1_Gas |  | 100% | 10.59% | 9.551% | 1 | 0 | 0 | See source workbook for details. Includes PSE NEI data where applicable. | RTF measure workbook ResMFWeatherization_v4_3, for the measure Low E Storm Window_Single Pane Metal Frame_HZ1_Gas | System | System
Snohomish County | Multifamily - Highly Impacted | Heat Central Gas Boiler | Existing | Low E Storm Window_Single Pane Metal Frame_HZ1_Gas | Heating Energy | 0 | 2024 | 2050 | 33.3408 | per Home | 0 | 1 | 20 | RTF measure workbook ResMFWeatherization_v4_3, for the measure Low E Storm Window_Single Pane Metal Frame_HZ1_Gas | 42.7124 | 11.8% | RTF measure workbook ResMFWeatherization_v4_3, for the measure Low E Storm Window_Single Pane Metal Frame_HZ1_Gas | 0 | RTF measure workbook ResMFWeatherization_v4_3, for the measure Low E Storm Window_Single Pane Metal Frame_HZ1_Gas | 0 | Incremental | 0 | 0 | 0 | 384.3238 | 0 | 0 | 0 | See 'Measure Equipment Cost Source' | RTF measure workbook ResMFWeatherization_v4_3, for the measure Low E Storm Window_Single Pane Metal Frame_HZ1_Gas |  | 100% | 10.59% | 9.551% | 1 | 0 | 0 | See source workbook for details. Includes PSE NEI data where applicable. | RTF measure workbook ResMFWeatherization_v4_3, for the measure Low E Storm Window_Single Pane Metal Frame_HZ1_Gas | System | System
Snohomish County | Multifamily | Heat Central Gas Boiler | Existing | Low E Storm Window_Double Pane Metal Frame_HZ1_Gas | Heating Energy | 0 | 2024 | 2050 | 36.1897 | per Home | 0 | 1 | 20 | RTF measure workbook ResMFWeatherization_v4_3, for the measure Low E Storm Window_Double Pane Metal Frame_HZ1_Gas | 23.4554 | 5.502% | RTF measure workbook ResMFWeatherization_v4_3, for the measure Low E Storm Window_Double Pane Metal Frame_HZ1_Gas | 0 | RTF measure workbook ResMFWeatherization_v4_3, for the measure Low E Storm Window_Double Pane Metal Frame_HZ1_Gas | 0 | Incremental | 0 | 0 | 0 | 417.1638 | 0 | 0 | 0 | See 'Measure Equipment Cost Source' | RTF measure workbook ResMFWeatherization_v4_3, for the measure Low E Storm Window_Double Pane Metal Frame_HZ1_Gas |  | 100% | 40.47% | 40.45% | 1 | 0 | 0 | See source workbook for details. Includes PSE NEI data where applicable. | RTF measure workbook ResMFWeatherization_v4_3, for the measure Low E Storm Window_Double Pane Metal Frame_HZ1_Gas | System | System
Snohomish County | Multifamily - Highly Impacted | Heat Central Gas Boiler | Existing | Low E Storm Window_Double Pane Metal Frame_HZ1_Gas | Heating Energy | 0 | 2024 | 2050 | 33.3408 | per Home | 0 | 1 | 20 | RTF measure workbook ResMFWeatherization_v4_3, for the measure Low E Storm Window_Double Pane Metal Frame_HZ1_Gas | 21.609 | 5.972% | RTF measure workbook ResMFWeatherization_v4_3, for the measure Low E Storm Window_Double Pane Metal Frame_HZ1_Gas | 0 | RTF measure workbook ResMFWeatherization_v4_3, for the measure Low E Storm Window_Double Pane Metal Frame_HZ1_Gas | 0 | Incremental | 0 | 0 | 0 | 384.3238 | 0 | 0 | 0 | See 'Measure Equipment Cost Source' | RTF measure workbook ResMFWeatherization_v4_3, for the measure Low E Storm Window_Double Pane Metal Frame_HZ1_Gas |  | 100% | 40.47% | 40.45% | 1 | 0 | 0 | See source workbook for details. Includes PSE NEI data where applicable. | RTF measure workbook ResMFWeatherization_v4_3, for the measure Low E Storm Window_Double Pane Metal Frame_HZ1_Gas | System | System
Snohomish County | Multifamily | Heat Central Gas Furnace | Existing | Low E Storm Window_Single Pane Wood Frame_HZ1_Gas | Heating Energy | 0 | 2024 | 2050 | 36.1897 | per Home | 0 | 1 | 20 | RTF measure workbook ResMFWeatherization_v4_3, for the measure Low E Storm Window_Single Pane Wood Frame_HZ1_Gas | 26.6656 | 8.482% | RTF measure workbook ResMFWeatherization_v4_3, for the measure Low E Storm Window_Single Pane Wood Frame_HZ1_Gas | 0 | RTF measure workbook ResMFWeatherization_v4_3, for the measure Low E Storm Window_Single Pane Wood Frame_HZ1_Gas | 0 | Incremental | 0 | 0 | 0 | 417.1638 | 0 | 0 | 0 | See 'Measure Equipment Cost Source' | RTF measure workbook ResMFWeatherization_v4_3, for the measure Low E Storm Window_Single Pane Wood Frame_HZ1_Gas |  | 100% | 4.838% | 9.551% | 1 | 0 | 0 | See source workbook for details. Includes PSE NEI data where applicable. | RTF measure workbook ResMFWeatherization_v4_3, for the measure Low E Storm Window_Single Pane Wood Frame_HZ1_Gas | System | System
Snohomish County | Multifamily - Highly Impacted | Heat Central Gas Furnace | Existing | Low E Storm Window_Single Pane Wood Frame_HZ1_Gas | Heating Energy | 0 | 2024 | 2050 | 33.3408 | per Home | 0 | 1 | 20 | RTF measure workbook ResMFWeatherization_v4_3, for the measure Low E Storm Window_Single Pane Wood Frame_HZ1_Gas | 24.5664 | 9.207% | RTF measure workbook ResMFWeatherization_v4_3, for the measure Low E Storm Window_Single Pane Wood Frame_HZ1_Gas | 0 | RTF measure workbook ResMFWeatherization_v4_3, for the measure Low E Storm Window_Single Pane Wood Frame_HZ1_Gas | 0 | Incremental | 0 | 0 | 0 | 384.3238 | 0 | 0 | 0 | See 'Measure Equipment Cost Source' | RTF measure workbook ResMFWeatherization_v4_3, for the measure Low E Storm Window_Single Pane Wood Frame_HZ1_Gas |  | 100% | 4.838% | 9.551% | 1 | 0 | 0 | See source workbook for details. Includes PSE NEI data where applicable. | RTF measure workbook ResMFWeatherization_v4_3, for the measure Low E Storm Window_Single Pane Wood Frame_HZ1_Gas | System | System
Snohomish County | Multifamily | Heat Central Gas Furnace | Existing | Low E Storm Window_Single Pane Metal Frame_HZ1_Gas | Heating Energy | 0 | 2024 | 2050 | 36.1897 | per Home | 0 | 1 | 20 | RTF measure workbook ResMFWeatherization_v4_3, for the measure Low E Storm Window_Single Pane Metal Frame_HZ1_Gas | 34.1904 | 10.88% | RTF measure workbook ResMFWeatherization_v4_3, for the measure Low E Storm Window_Single Pane Metal Frame_HZ1_Gas | 0 | RTF measure workbook ResMFWeatherization_v4_3, for the measure Low E Storm Window_Single Pane Metal Frame_HZ1_Gas | 0 | Incremental | 0 | 0 | 0 | 417.1638 | 0 | 0 | 0 | See 'Measure Equipment Cost Source' | RTF measure workbook ResMFWeatherization_v4_3, for the measure Low E Storm Window_Single Pane Metal Frame_HZ1_Gas |  | 100% | 10.59% | 9.551% | 1 | 0 | 0 | See source workbook for details. Includes PSE NEI data where applicable. | RTF measure workbook ResMFWeatherization_v4_3, for the measure Low E Storm Window_Single Pane Metal Frame_HZ1_Gas | System | System
Snohomish County | Multifamily - Highly Impacted | Heat Central Gas Furnace | Existing | Low E Storm Window_Single Pane Metal Frame_HZ1_Gas | Heating Energy | 0 | 2024 | 2050 | 33.3408 | per Home | 0 | 1 | 20 | RTF measure workbook ResMFWeatherization_v4_3, for the measure Low E Storm Window_Single Pane Metal Frame_HZ1_Gas | 31.4988 | 11.8% | RTF measure workbook ResMFWeatherization_v4_3, for the measure Low E Storm Window_Single Pane Metal Frame_HZ1_Gas | 0 | RTF measure workbook ResMFWeatherization_v4_3, for the measure Low E Storm Window_Single Pane Metal Frame_HZ1_Gas | 0 | Incremental | 0 | 0 | 0 | 384.3238 | 0 | 0 | 0 | See 'Measure Equipment Cost Source' | RTF measure workbook ResMFWeatherization_v4_3, for the measure Low E Storm Window_Single Pane Metal Frame_HZ1_Gas |  | 100% | 10.59% | 9.551% | 1 | 0 | 0 | See source workbook for details. Includes PSE NEI data where applicable. | RTF measure workbook ResMFWeatherization_v4_3, for the measure Low E Storm Window_Single Pane Metal Frame_HZ1_Gas | System | System
Snohomish County | Multifamily | Heat Central Gas Furnace | Existing | Low E Storm Window_Double Pane Metal Frame_HZ1_Gas | Heating Energy | 0 | 2024 | 2050 | 36.1897 | per Home | 0 | 1 | 20 | RTF measure workbook ResMFWeatherization_v4_3, for the measure Low E Storm Window_Double Pane Metal Frame_HZ1_Gas | 17.2975 | 5.502% | RTF measure workbook ResMFWeatherization_v4_3, for the measure Low E Storm Window_Double Pane Metal Frame_HZ1_Gas | 0 | RTF measure workbook ResMFWeatherization_v4_3, for the measure Low E Storm Window_Double Pane Metal Frame_HZ1_Gas | 0 | Incremental | 0 | 0 | 0 | 417.1638 | 0 | 0 | 0 | See 'Measure Equipment Cost Source' | RTF measure workbook ResMFWeatherization_v4_3, for the measure Low E Storm Window_Double Pane Metal Frame_HZ1_Gas |  | 100% | 40.47% | 40.45% | 1 | 0 | 0 | See source workbook for details. Includes PSE NEI data where applicable. | RTF measure workbook ResMFWeatherization_v4_3, for the measure Low E Storm Window_Double Pane Metal Frame_HZ1_Gas | System | System
Snohomish County | Multifamily - Highly Impacted | Heat Central Gas Furnace | Existing | Low E Storm Window_Double Pane Metal Frame_HZ1_Gas | Heating Energy | 0 | 2024 | 2050 | 33.3408 | per Home | 0 | 1 | 20 | RTF measure workbook ResMFWeatherization_v4_3, for the measure Low E Storm Window_Double Pane Metal Frame_HZ1_Gas | 15.9358 | 5.972% | RTF measure workbook ResMFWeatherization_v4_3, for the measure Low E Storm Window_Double Pane Metal Frame_HZ1_Gas | 0 | RTF measure workbook ResMFWeatherization_v4_3, for the measure Low E Storm Window_Double Pane Metal Frame_HZ1_Gas | 0 | Incremental | 0 | 0 | 0 | 384.3238 | 0 | 0 | 0 | See 'Measure Equipment Cost Source' | RTF measure workbook ResMFWeatherization_v4_3, for the measure Low E Storm Window_Double Pane Metal Frame_HZ1_Gas |  | 100% | 40.47% | 40.45% | 1 | 0 | 0 | See source workbook for details. Includes PSE NEI data where applicable. | RTF measure workbook ResMFWeatherization_v4_3, for the measure Low E Storm Window_Double Pane Metal Frame_HZ1_Gas | System | System
Snohomish County | Multifamily | Heat Room Gas | Existing | Low E Storm Window_Single Pane Wood Frame_HZ1_Gas | Heating Energy | 0 | 2024 | 2050 | 36.1897 | per Home | 0 | 1 | 20 | RTF measure workbook ResMFWeatherization_v4_3, for the measure Low E Storm Window_Single Pane Wood Frame_HZ1_Gas | 27.3567 | 8.482% | RTF measure workbook ResMFWeatherization_v4_3, for the measure Low E Storm Window_Single Pane Wood Frame_HZ1_Gas | 0 | RTF measure workbook ResMFWeatherization_v4_3, for the measure Low E Storm Window_Single Pane Wood Frame_HZ1_Gas | 0 | Incremental | 0 | 0 | 0 | 417.1638 | 0 | 0 | 0 | See 'Measure Equipment Cost Source' | RTF measure workbook ResMFWeatherization_v4_3, for the measure Low E Storm Window_Single Pane Wood Frame_HZ1_Gas |  | 100% | 1.015% | 9.551% | 1 | 0 | 0 | See source workbook for details. Includes PSE NEI data where applicable. | RTF measure workbook ResMFWeatherization_v4_3, for the measure Low E Storm Window_Single Pane Wood Frame_HZ1_Gas | System | System
Snohomish County | Multifamily - Highly Impacted | Heat Room Gas | Existing | Low E Storm Window_Single Pane Wood Frame_HZ1_Gas | Heating Energy | 0 | 2024 | 2050 | 33.3408 | per Home | 0 | 1 | 20 | RTF measure workbook ResMFWeatherization_v4_3, for the measure Low E Storm Window_Single Pane Wood Frame_HZ1_Gas | 25.2031 | 9.207% | RTF measure workbook ResMFWeatherization_v4_3, for the measure Low E Storm Window_Single Pane Wood Frame_HZ1_Gas | 0 | RTF measure workbook ResMFWeatherization_v4_3, for the measure Low E Storm Window_Single Pane Wood Frame_HZ1_Gas | 0 | Incremental | 0 | 0 | 0 | 384.3238 | 0 | 0 | 0 | See 'Measure Equipment Cost Source' | RTF measure workbook ResMFWeatherization_v4_3, for the measure Low E Storm Window_Single Pane Wood Frame_HZ1_Gas |  | 100% | 1.015% | 9.551% | 1 | 0 | 0 | See source workbook for details. Includes PSE NEI data where applicable. | RTF measure workbook ResMFWeatherization_v4_3, for the measure Low E Storm Window_Single Pane Wood Frame_HZ1_Gas | System | System
Snohomish County | Multifamily | Heat Room Gas | Existing | Low E Storm Window_Single Pane Metal Frame_HZ1_Gas | Heating Energy | 0 | 2024 | 2050 | 36.1897 | per Home | 0 | 1 | 20 | RTF measure workbook ResMFWeatherization_v4_3, for the measure Low E Storm Window_Single Pane Metal Frame_HZ1_Gas | 35.0765 | 10.88% | RTF measure workbook ResMFWeatherization_v4_3, for the measure Low E Storm Window_Single Pane Metal Frame_HZ1_Gas | 0 | RTF measure workbook ResMFWeatherization_v4_3, for the measure Low E Storm Window_Single Pane Metal Frame_HZ1_Gas | 0 | Incremental | 0 | 0 | 0 | 417.1638 | 0 | 0 | 0 | See 'Measure Equipment Cost Source' | RTF measure workbook ResMFWeatherization_v4_3, for the measure Low E Storm Window_Single Pane Metal Frame_HZ1_Gas |  | 100% | 7.616% | 9.551% | 1 | 0 | 0 | See source workbook for details. Includes PSE NEI data where applicable. | RTF measure workbook ResMFWeatherization_v4_3, for the measure Low E Storm Window_Single Pane Metal Frame_HZ1_Gas | System | System
Snohomish County | Multifamily - Highly Impacted | Heat Room Gas | Existing | Low E Storm Window_Single Pane Metal Frame_HZ1_Gas | Heating Energy | 0 | 2024 | 2050 | 33.3408 | per Home | 0 | 1 | 20 | RTF measure workbook ResMFWeatherization_v4_3, for the measure Low E Storm Window_Single Pane Metal Frame_HZ1_Gas | 32.3152 | 11.8% | RTF measure workbook ResMFWeatherization_v4_3, for the measure Low E Storm Window_Single Pane Metal Frame_HZ1_Gas | 0 | RTF measure workbook ResMFWeatherization_v4_3, for the measure Low E Storm Window_Single Pane Metal Frame_HZ1_Gas | 0 | Incremental | 0 | 0 | 0 | 384.3238 | 0 | 0 | 0 | See 'Measure Equipment Cost Source' | RTF measure workbook ResMFWeatherization_v4_3, for the measure Low E Storm Window_Single Pane Metal Frame_HZ1_Gas |  | 100% | 7.616% | 9.551% | 1 | 0 | 0 | See source workbook for details. Includes PSE NEI data where applicable. | RTF measure workbook ResMFWeatherization_v4_3, for the measure Low E Storm Window_Single Pane Metal Frame_HZ1_Gas | System | System
Snohomish County | Multifamily | Heat Room Gas | Existing | Low E Storm Window_Double Pane Metal Frame_HZ1_Gas | Heating Energy | 0 | 2024 | 2050 | 36.1897 | per Home | 0 | 1 | 20 | RTF measure workbook ResMFWeatherization_v4_3, for the measure Low E Storm Window_Double Pane Metal Frame_HZ1_Gas | 17.7458 | 5.502% | RTF measure workbook ResMFWeatherization_v4_3, for the measure Low E Storm Window_Double Pane Metal Frame_HZ1_Gas | 0 | RTF measure workbook ResMFWeatherization_v4_3, for the measure Low E Storm Window_Double Pane Metal Frame_HZ1_Gas | 0 | Incremental | 0 | 0 | 0 | 417.1638 | 0 | 0 | 0 | See 'Measure Equipment Cost Source' | RTF measure workbook ResMFWeatherization_v4_3, for the measure Low E Storm Window_Double Pane Metal Frame_HZ1_Gas |  | 100% | 18.99% | 40.45% | 1 | 0 | 0 | See source workbook for details. Includes PSE NEI data where applicable. | RTF measure workbook ResMFWeatherization_v4_3, for the measure Low E Storm Window_Double Pane Metal Frame_HZ1_Gas | System | System
Snohomish County | Multifamily - Highly Impacted | Heat Room Gas | Existing | Low E Storm Window_Double Pane Metal Frame_HZ1_Gas | Heating Energy | 0 | 2024 | 2050 | 33.3408 | per Home | 0 | 1 | 20 | RTF measure workbook ResMFWeatherization_v4_3, for the measure Low E Storm Window_Double Pane Metal Frame_HZ1_Gas | 16.3488 | 5.972% | RTF measure workbook ResMFWeatherization_v4_3, for the measure Low E Storm Window_Double Pane Metal Frame_HZ1_Gas | 0 | RTF measure workbook ResMFWeatherization_v4_3, for the measure Low E Storm Window_Double Pane Metal Frame_HZ1_Gas | 0 | Incremental | 0 | 0 | 0 | 384.3238 | 0 | 0 | 0 | See 'Measure Equipment Cost Source' | RTF measure workbook ResMFWeatherization_v4_3, for the measure Low E Storm Window_Double Pane Metal Frame_HZ1_Gas |  | 100% | 18.99% | 40.45% | 1 | 0 | 0 | See source workbook for details. Includes PSE NEI data where applicable. | RTF measure workbook ResMFWeatherization_v4_3, for the measure Low E Storm Window_Double Pane Metal Frame_HZ1_Gas | System | System
Snohomish County | Single Family | Heat Central Gas Boiler | Existing | Windows - Add a Low-e Storm Window to an existing Single Paned Window - Heating Zone 1 (Gas FAF - Non-Condensing) | Gas Heating and Cooling | 0 | 2024 | 2050 | 173.9813 | per Home | 0 | 1 | 20 | RTF measure workbook ResSFWx_v4_4, for the measure Windows - Add a Low-e Storm Window to an existing Single Paned Window - Heating Zone 1 (Gas FAF - Non-Condensing) | 76.8495 | 11.89% | RTF measure workbook ResSFWx_v4_4, for the measure Windows - Add a Low-e Storm Window to an existing Single Paned Window - Heating Zone 1 (Gas FAF - Non-Condensing) | 111.3346 | RTF measure workbook ResSFWx_v4_4, for the measure Windows - Add a Low-e Storm Window to an existing Single Paned Window - Heating Zone 1 (Gas FAF - Non-Condensing) | 0 | Incremental | 0 | 0 | 0 | 2001.7471 | 0 | 0 | 0 | See 'Measure Equipment Cost Source' | RTF measure workbook ResSFWx_v4_4, for the measure Windows - Add a Low-e Storm Window to an existing Single Paned Window - Heating Zone 1 (Gas FAF - Non-Condensing) |  | 100% | 6.508% | 20.95% | 1 | 0 | 0 | See source workbook for details. Includes PSE NEI data where applicable. | RTF measure workbook ResSFWx_v4_4, for the measure Windows - Add a Low-e Storm Window to an existing Single Paned Window - Heating Zone 1 (Gas FAF - Non-Condensing) | System | System
Snohomish County | Single Family - Highly Impacted | Heat Central Gas Boiler | Existing | Windows - Add a Low-e Storm Window to an existing Single Paned Window - Heating Zone 1 (Gas FAF - Non-Condensing) | Gas Heating and Cooling | 0 | 2024 | 2050 | 157.6097 | per Home | 0 | 1 | 20 | RTF measure workbook ResSFWx_v4_4, for the measure Windows - Add a Low-e Storm Window to an existing Single Paned Window - Heating Zone 1 (Gas FAF - Non-Condensing) | 69.618 | 14.97% | RTF measure workbook ResSFWx_v4_4, for the measure Windows - Add a Low-e Storm Window to an existing Single Paned Window - Heating Zone 1 (Gas FAF - Non-Condensing) | 100.858 | RTF measure workbook ResSFWx_v4_4, for the measure Windows - Add a Low-e Storm Window to an existing Single Paned Window - Heating Zone 1 (Gas FAF - Non-Condensing) | 0 | Incremental | 0 | 0 | 0 | 1813.3825 | 0 | 0 | 0 | See 'Measure Equipment Cost Source' | RTF measure workbook ResSFWx_v4_4, for the measure Windows - Add a Low-e Storm Window to an existing Single Paned Window - Heating Zone 1 (Gas FAF - Non-Condensing) |  | 100% | 6.508% | 20.95% | 1 | 0 | 0 | See source workbook for details. Includes PSE NEI data where applicable. | RTF measure workbook ResSFWx_v4_4, for the measure Windows - Add a Low-e Storm Window to an existing Single Paned Window - Heating Zone 1 (Gas FAF - Non-Condensing) | System | System
Snohomish County | Single Family | Heat Central Gas Furnace | Existing | Windows - Add a Low-e Storm Window to an existing Single Paned Window - Heating Zone 1 (Gas FAF - Non-Condensing) | Gas Heating and Cooling | 0 | 2024 | 2050 | 173.9813 | per Home | 0 | 1 | 20 | RTF measure workbook ResSFWx_v4_4, for the measure Windows - Add a Low-e Storm Window to an existing Single Paned Window - Heating Zone 1 (Gas FAF - Non-Condensing) | 56.6736 | 11.89% | RTF measure workbook ResSFWx_v4_4, for the measure Windows - Add a Low-e Storm Window to an existing Single Paned Window - Heating Zone 1 (Gas FAF - Non-Condensing) | 111.3346 | RTF measure workbook ResSFWx_v4_4, for the measure Windows - Add a Low-e Storm Window to an existing Single Paned Window - Heating Zone 1 (Gas FAF - Non-Condensing) | 0 | Incremental | 0 | 0 | 0 | 2001.7471 | 0 | 0 | 0 | See 'Measure Equipment Cost Source' | RTF measure workbook ResSFWx_v4_4, for the measure Windows - Add a Low-e Storm Window to an existing Single Paned Window - Heating Zone 1 (Gas FAF - Non-Condensing) |  | 100% | 6.508% | 20.95% | 1 | 0 | 0 | See source workbook for details. Includes PSE NEI data where applicable. | RTF measure workbook ResSFWx_v4_4, for the measure Windows - Add a Low-e Storm Window to an existing Single Paned Window - Heating Zone 1 (Gas FAF - Non-Condensing) | System | System
Snohomish County | Single Family - Highly Impacted | Heat Central Gas Furnace | Existing | Windows - Add a Low-e Storm Window to an existing Single Paned Window - Heating Zone 1 (Gas FAF - Non-Condensing) | Gas Heating and Cooling | 0 | 2024 | 2050 | 157.6097 | per Home | 0 | 1 | 20 | RTF measure workbook ResSFWx_v4_4, for the measure Windows - Add a Low-e Storm Window to an existing Single Paned Window - Heating Zone 1 (Gas FAF - Non-Condensing) | 51.3406 | 14.97% | RTF measure workbook ResSFWx_v4_4, for the measure Windows - Add a Low-e Storm Window to an existing Single Paned Window - Heating Zone 1 (Gas FAF - Non-Condensing) | 100.858 | RTF measure workbook ResSFWx_v4_4, for the measure Windows - Add a Low-e Storm Window to an existing Single Paned Window - Heating Zone 1 (Gas FAF - Non-Condensing) | 0 | Incremental | 0 | 0 | 0 | 1813.3825 | 0 | 0 | 0 | See 'Measure Equipment Cost Source' | RTF measure workbook ResSFWx_v4_4, for the measure Windows - Add a Low-e Storm Window to an existing Single Paned Window - Heating Zone 1 (Gas FAF - Non-Condensing) |  | 100% | 6.508% | 20.95% | 1 | 0 | 0 | See source workbook for details. Includes PSE NEI data where applicable. | RTF measure workbook ResSFWx_v4_4, for the measure Windows - Add a Low-e Storm Window to an existing Single Paned Window - Heating Zone 1 (Gas FAF - Non-Condensing) | System | System
Snohomish County | Single Family | Heat Room Gas | Existing | Windows - Add a Low-e Storm Window to an existing Single Paned Window - Heating Zone 1 (Gas FAF - Non-Condensing) | Gas Heating and Cooling | 0 | 2024 | 2050 | 173.9813 | per Home | 0 | 1 | 20 | RTF measure workbook ResSFWx_v4_4, for the measure Windows - Add a Low-e Storm Window to an existing Single Paned Window - Heating Zone 1 (Gas FAF - Non-Condensing) | 58.1424 | 11.89% | RTF measure workbook ResSFWx_v4_4, for the measure Windows - Add a Low-e Storm Window to an existing Single Paned Window - Heating Zone 1 (Gas FAF - Non-Condensing) | 111.3346 | RTF measure workbook ResSFWx_v4_4, for the measure Windows - Add a Low-e Storm Window to an existing Single Paned Window - Heating Zone 1 (Gas FAF - Non-Condensing) | 0 | Incremental | 0 | 0 | 0 | 2001.7471 | 0 | 0 | 0 | See 'Measure Equipment Cost Source' | RTF measure workbook ResSFWx_v4_4, for the measure Windows - Add a Low-e Storm Window to an existing Single Paned Window - Heating Zone 1 (Gas FAF - Non-Condensing) |  | 100% | 6.508% | 20.95% | 1 | 0 | 0 | See source workbook for details. Includes PSE NEI data where applicable. | RTF measure workbook ResSFWx_v4_4, for the measure Windows - Add a Low-e Storm Window to an existing Single Paned Window - Heating Zone 1 (Gas FAF - Non-Condensing) | System | System
Snohomish County | Single Family - Highly Impacted | Heat Room Gas | Existing | Windows - Add a Low-e Storm Window to an existing Single Paned Window - Heating Zone 1 (Gas FAF - Non-Condensing) | Gas Heating and Cooling | 0 | 2024 | 2050 | 157.6097 | per Home | 0 | 1 | 20 | RTF measure workbook ResSFWx_v4_4, for the measure Windows - Add a Low-e Storm Window to an existing Single Paned Window - Heating Zone 1 (Gas FAF - Non-Condensing) | 52.6712 | 14.97% | RTF measure workbook ResSFWx_v4_4, for the measure Windows - Add a Low-e Storm Window to an existing Single Paned Window - Heating Zone 1 (Gas FAF - Non-Condensing) | 100.858 | RTF measure workbook ResSFWx_v4_4, for the measure Windows - Add a Low-e Storm Window to an existing Single Paned Window - Heating Zone 1 (Gas FAF - Non-Condensing) | 0 | Incremental | 0 | 0 | 0 | 1813.3825 | 0 | 0 | 0 | See 'Measure Equipment Cost Source' | RTF measure workbook ResSFWx_v4_4, for the measure Windows - Add a Low-e Storm Window to an existing Single Paned Window - Heating Zone 1 (Gas FAF - Non-Condensing) |  | 100% | 6.508% | 20.95% | 1 | 0 | 0 | See source workbook for details. Includes PSE NEI data where applicable. | RTF measure workbook ResSFWx_v4_4, for the measure Windows - Add a Low-e Storm Window to an existing Single Paned Window - Heating Zone 1 (Gas FAF - Non-Condensing) | System | System
Snohomish County | Single Family | Heat Central Gas Boiler | Existing | Windows - Add a Low-e Storm Window to an existing Double Paned Window - Heating Zone 1 (Gas FAF - Non-Condensing) | Gas Heating and Cooling | 0 | 2024 | 2050 | 173.9813 | per Home | 0 | 1 | 20 | RTF measure workbook ResSFWx_v4_4, for the measure Windows - Add a Low-e Storm Window to an existing Double Paned Window - Heating Zone 1 (Gas FAF - Non-Condensing) | 50.3813 | 7.794% | RTF measure workbook ResSFWx_v4_4, for the measure Windows - Add a Low-e Storm Window to an existing Double Paned Window - Heating Zone 1 (Gas FAF - Non-Condensing) | 78.45 | RTF measure workbook ResSFWx_v4_4, for the measure Windows - Add a Low-e Storm Window to an existing Double Paned Window - Heating Zone 1 (Gas FAF - Non-Condensing) | 0 | Incremental | 0 | 0 | 0 | 2001.7471 | 0 | 0 | 0 | See 'Measure Equipment Cost Source' | RTF measure workbook ResSFWx_v4_4, for the measure Windows - Add a Low-e Storm Window to an existing Double Paned Window - Heating Zone 1 (Gas FAF - Non-Condensing) |  | 100% | 26.38% | 78.77% | 1 | 0 | 0 | See source workbook for details. Includes PSE NEI data where applicable. | RTF measure workbook ResSFWx_v4_4, for the measure Windows - Add a Low-e Storm Window to an existing Double Paned Window - Heating Zone 1 (Gas FAF - Non-Condensing) | System | System
Snohomish County | Single Family - Highly Impacted | Heat Central Gas Boiler | Existing | Windows - Add a Low-e Storm Window to an existing Double Paned Window - Heating Zone 1 (Gas FAF - Non-Condensing) | Gas Heating and Cooling | 0 | 2024 | 2050 | 157.6097 | per Home | 0 | 1 | 20 | RTF measure workbook ResSFWx_v4_4, for the measure Windows - Add a Low-e Storm Window to an existing Double Paned Window - Heating Zone 1 (Gas FAF - Non-Condensing) | 45.6404 | 9.815% | RTF measure workbook ResSFWx_v4_4, for the measure Windows - Add a Low-e Storm Window to an existing Double Paned Window - Heating Zone 1 (Gas FAF - Non-Condensing) | 71.0678 | RTF measure workbook ResSFWx_v4_4, for the measure Windows - Add a Low-e Storm Window to an existing Double Paned Window - Heating Zone 1 (Gas FAF - Non-Condensing) | 0 | Incremental | 0 | 0 | 0 | 1813.3825 | 0 | 0 | 0 | See 'Measure Equipment Cost Source' | RTF measure workbook ResSFWx_v4_4, for the measure Windows - Add a Low-e Storm Window to an existing Double Paned Window - Heating Zone 1 (Gas FAF - Non-Condensing) |  | 100% | 26.38% | 78.77% | 1 | 0 | 0 | See source workbook for details. Includes PSE NEI data where applicable. | RTF measure workbook ResSFWx_v4_4, for the measure Windows - Add a Low-e Storm Window to an existing Double Paned Window - Heating Zone 1 (Gas FAF - Non-Condensing) | System | System
Snohomish County | Single Family | Heat Central Gas Furnace | Existing | Windows - Add a Low-e Storm Window to an existing Double Paned Window - Heating Zone 1 (Gas FAF - Non-Condensing) | Gas Heating and Cooling | 0 | 2024 | 2050 | 173.9813 | per Home | 0 | 1 | 20 | RTF measure workbook ResSFWx_v4_4, for the measure Windows - Add a Low-e Storm Window to an existing Double Paned Window - Heating Zone 1 (Gas FAF - Non-Condensing) | 37.1543 | 7.794% | RTF measure workbook ResSFWx_v4_4, for the measure Windows - Add a Low-e Storm Window to an existing Double Paned Window - Heating Zone 1 (Gas FAF - Non-Condensing) | 78.45 | RTF measure workbook ResSFWx_v4_4, for the measure Windows - Add a Low-e Storm Window to an existing Double Paned Window - Heating Zone 1 (Gas FAF - Non-Condensing) | 0 | Incremental | 0 | 0 | 0 | 2001.7471 | 0 | 0 | 0 | See 'Measure Equipment Cost Source' | RTF measure workbook ResSFWx_v4_4, for the measure Windows - Add a Low-e Storm Window to an existing Double Paned Window - Heating Zone 1 (Gas FAF - Non-Condensing) |  | 100% | 26.38% | 78.77% | 1 | 0 | 0 | See source workbook for details. Includes PSE NEI data where applicable. | RTF measure workbook ResSFWx_v4_4, for the measure Windows - Add a Low-e Storm Window to an existing Double Paned Window - Heating Zone 1 (Gas FAF - Non-Condensing) | System | System
Snohomish County | Single Family - Highly Impacted | Heat Central Gas Furnace | Existing | Windows - Add a Low-e Storm Window to an existing Double Paned Window - Heating Zone 1 (Gas FAF - Non-Condensing) | Gas Heating and Cooling | 0 | 2024 | 2050 | 157.6097 | per Home | 0 | 1 | 20 | RTF measure workbook ResSFWx_v4_4, for the measure Windows - Add a Low-e Storm Window to an existing Double Paned Window - Heating Zone 1 (Gas FAF - Non-Condensing) | 33.6581 | 9.815% | RTF measure workbook ResSFWx_v4_4, for the measure Windows - Add a Low-e Storm Window to an existing Double Paned Window - Heating Zone 1 (Gas FAF - Non-Condensing) | 71.0678 | RTF measure workbook ResSFWx_v4_4, for the measure Windows - Add a Low-e Storm Window to an existing Double Paned Window - Heating Zone 1 (Gas FAF - Non-Condensing) | 0 | Incremental | 0 | 0 | 0 | 1813.3825 | 0 | 0 | 0 | See 'Measure Equipment Cost Source' | RTF measure workbook ResSFWx_v4_4, for the measure Windows - Add a Low-e Storm Window to an existing Double Paned Window - Heating Zone 1 (Gas FAF - Non-Condensing) |  | 100% | 26.38% | 78.77% | 1 | 0 | 0 | See source workbook for details. Includes PSE NEI data where applicable. | RTF measure workbook ResSFWx_v4_4, for the measure Windows - Add a Low-e Storm Window to an existing Double Paned Window - Heating Zone 1 (Gas FAF - Non-Condensing) | System | System
Snohomish County | Single Family | Heat Room Gas | Existing | Windows - Add a Low-e Storm Window to an existing Double Paned Window - Heating Zone 1 (Gas FAF - Non-Condensing) | Gas Heating and Cooling | 0 | 2024 | 2050 | 173.9813 | per Home | 0 | 1 | 20 | RTF measure workbook ResSFWx_v4_4, for the measure Windows - Add a Low-e Storm Window to an existing Double Paned Window - Heating Zone 1 (Gas FAF - Non-Condensing) | 38.1173 | 7.794% | RTF measure workbook ResSFWx_v4_4, for the measure Windows - Add a Low-e Storm Window to an existing Double Paned Window - Heating Zone 1 (Gas FAF - Non-Condensing) | 78.45 | RTF measure workbook ResSFWx_v4_4, for the measure Windows - Add a Low-e Storm Window to an existing Double Paned Window - Heating Zone 1 (Gas FAF - Non-Condensing) | 0 | Incremental | 0 | 0 | 0 | 2001.7471 | 0 | 0 | 0 | See 'Measure Equipment Cost Source' | RTF measure workbook ResSFWx_v4_4, for the measure Windows - Add a Low-e Storm Window to an existing Double Paned Window - Heating Zone 1 (Gas FAF - Non-Condensing) |  | 100% | 26.38% | 78.77% | 1 | 0 | 0 | See source workbook for details. Includes PSE NEI data where applicable. | RTF measure workbook ResSFWx_v4_4, for the measure Windows - Add a Low-e Storm Window to an existing Double Paned Window - Heating Zone 1 (Gas FAF - Non-Condensing) | System | System
Snohomish County | Single Family - Highly Impacted | Heat Room Gas | Existing | Windows - Add a Low-e Storm Window to an existing Double Paned Window - Heating Zone 1 (Gas FAF - Non-Condensing) | Gas Heating and Cooling | 0 | 2024 | 2050 | 157.6097 | per Home | 0 | 1 | 20 | RTF measure workbook ResSFWx_v4_4, for the measure Windows - Add a Low-e Storm Window to an existing Double Paned Window - Heating Zone 1 (Gas FAF - Non-Condensing) | 34.5304 | 9.815% | RTF measure workbook ResSFWx_v4_4, for the measure Windows - Add a Low-e Storm Window to an existing Double Paned Window - Heating Zone 1 (Gas FAF - Non-Condensing) | 71.0678 | RTF measure workbook ResSFWx_v4_4, for the measure Windows - Add a Low-e Storm Window to an existing Double Paned Window - Heating Zone 1 (Gas FAF - Non-Condensing) | 0 | Incremental | 0 | 0 | 0 | 1813.3825 | 0 | 0 | 0 | See 'Measure Equipment Cost Source' | RTF measure workbook ResSFWx_v4_4, for the measure Windows - Add a Low-e Storm Window to an existing Double Paned Window - Heating Zone 1 (Gas FAF - Non-Condensing) |  | 100% | 26.38% | 78.77% | 1 | 0 | 0 | See source workbook for details. Includes PSE NEI data where applicable. | RTF measure workbook ResSFWx_v4_4, for the measure Windows - Add a Low-e Storm Window to an existing Double Paned Window - Heating Zone 1 (Gas FAF - Non-Condensing) | System | System
Snohomish County | Manufactured | Heat Central Gas Boiler | Existing | Non-Condensing - Gas Furnace_HZ1_Low-e Storm Window for existing Single Pane Window (per sf) | Gas Heating & Cooling | 0 | 2024 | 2050 | 178.2998 | per Home | 0 | 1 | 20 | RTF measure workbook ResSFWx_v4_4, for the measure Non-Condensing - Gas Furnace_HZ1_Low-e Storm Window for existing Single Pane Window (per sf) | 145.617 | 24.95% | RTF measure workbook ResSFWx_v4_4, for the measure Non-Condensing - Gas Furnace_HZ1_Low-e Storm Window for existing Single Pane Window (per sf) | 185.2091 | RTF measure workbook ResSFWx_v4_4, for the measure Non-Condensing - Gas Furnace_HZ1_Low-e Storm Window for existing Single Pane Window (per sf) | 0 | Incremental | 0 | 0 | 0 | 2057.9835 | 0 | 0 | 0 | See 'Measure Equipment Cost Source' | RTF measure workbook ResSFWx_v4_4, for the measure Non-Condensing - Gas Furnace_HZ1_Low-e Storm Window for existing Single Pane Window (per sf) |  | 100% | 16.17% | 44.5% | 1 | 0 | 0 | See source workbook for details. Includes PSE NEI data where applicable. | RTF measure workbook ResSFWx_v4_4, for the measure Non-Condensing - Gas Furnace_HZ1_Low-e Storm Window for existing Single Pane Window (per sf) | System | System
Snohomish County | Manufactured - Highly Impacted | Heat Central Gas Boiler | Existing | Non-Condensing - Gas Furnace_HZ1_Low-e Storm Window for existing Single Pane Window (per sf) | Gas Heating & Cooling | 0 | 2024 | 2050 | 156.9934 | per Home | 0 | 1 | 20 | RTF measure workbook ResSFWx_v4_4, for the measure Non-Condensing - Gas Furnace_HZ1_Low-e Storm Window for existing Single Pane Window (per sf) | 128.2161 | 28.33% | RTF measure workbook ResSFWx_v4_4, for the measure Non-Condensing - Gas Furnace_HZ1_Low-e Storm Window for existing Single Pane Window (per sf) | 163.0771 | RTF measure workbook ResSFWx_v4_4, for the measure Non-Condensing - Gas Furnace_HZ1_Low-e Storm Window for existing Single Pane Window (per sf) | 0 | Incremental | 0 | 0 | 0 | 1812.0598 | 0 | 0 | 0 | See 'Measure Equipment Cost Source' | RTF measure workbook ResSFWx_v4_4, for the measure Non-Condensing - Gas Furnace_HZ1_Low-e Storm Window for existing Single Pane Window (per sf) |  | 100% | 16.17% | 44.5% | 1 | 0 | 0 | See source workbook for details. Includes PSE NEI data where applicable. | RTF measure workbook ResSFWx_v4_4, for the measure Non-Condensing - Gas Furnace_HZ1_Low-e Storm Window for existing Single Pane Window (per sf) | System | System
Snohomish County | Manufactured | Heat Central Gas Furnace | Existing | Non-Condensing - Gas Furnace_HZ1_Low-e Storm Window for existing Single Pane Window (per sf) | Gas Heating & Cooling | 0 | 2024 | 2050 | 178.2998 | per Home | 0 | 1 | 20 | RTF measure workbook ResSFWx_v4_4, for the measure Non-Condensing - Gas Furnace_HZ1_Low-e Storm Window for existing Single Pane Window (per sf) | 107.3871 | 24.95% | RTF measure workbook ResSFWx_v4_4, for the measure Non-Condensing - Gas Furnace_HZ1_Low-e Storm Window for existing Single Pane Window (per sf) | 185.2091 | RTF measure workbook ResSFWx_v4_4, for the measure Non-Condensing - Gas Furnace_HZ1_Low-e Storm Window for existing Single Pane Window (per sf) | 0 | Incremental | 0 | 0 | 0 | 2057.9835 | 0 | 0 | 0 | See 'Measure Equipment Cost Source' | RTF measure workbook ResSFWx_v4_4, for the measure Non-Condensing - Gas Furnace_HZ1_Low-e Storm Window for existing Single Pane Window (per sf) |  | 100% | 16.17% | 44.5% | 1 | 0 | 0 | See source workbook for details. Includes PSE NEI data where applicable. | RTF measure workbook ResSFWx_v4_4, for the measure Non-Condensing - Gas Furnace_HZ1_Low-e Storm Window for existing Single Pane Window (per sf) | System | System
Snohomish County | Manufactured - Highly Impacted | Heat Central Gas Furnace | Existing | Non-Condensing - Gas Furnace_HZ1_Low-e Storm Window for existing Single Pane Window (per sf) | Gas Heating & Cooling | 0 | 2024 | 2050 | 156.9934 | per Home | 0 | 1 | 20 | RTF measure workbook ResSFWx_v4_4, for the measure Non-Condensing - Gas Furnace_HZ1_Low-e Storm Window for existing Single Pane Window (per sf) | 94.5546 | 28.33% | RTF measure workbook ResSFWx_v4_4, for the measure Non-Condensing - Gas Furnace_HZ1_Low-e Storm Window for existing Single Pane Window (per sf) | 163.0771 | RTF measure workbook ResSFWx_v4_4, for the measure Non-Condensing - Gas Furnace_HZ1_Low-e Storm Window for existing Single Pane Window (per sf) | 0 | Incremental | 0 | 0 | 0 | 1812.0598 | 0 | 0 | 0 | See 'Measure Equipment Cost Source' | RTF measure workbook ResSFWx_v4_4, for the measure Non-Condensing - Gas Furnace_HZ1_Low-e Storm Window for existing Single Pane Window (per sf) |  | 100% | 16.17% | 44.5% | 1 | 0 | 0 | See source workbook for details. Includes PSE NEI data where applicable. | RTF measure workbook ResSFWx_v4_4, for the measure Non-Condensing - Gas Furnace_HZ1_Low-e Storm Window for existing Single Pane Window (per sf) | System | System
Snohomish County | Manufactured | Heat Room Gas | Existing | Non-Condensing - Gas Furnace_HZ1_Low-e Storm Window for existing Single Pane Window (per sf) | Gas Heating & Cooling | 0 | 2024 | 2050 | 178.2998 | per Home | 0 | 1 | 20 | RTF measure workbook ResSFWx_v4_4, for the measure Non-Condensing - Gas Furnace_HZ1_Low-e Storm Window for existing Single Pane Window (per sf) | 110.1701 | 24.95% | RTF measure workbook ResSFWx_v4_4, for the measure Non-Condensing - Gas Furnace_HZ1_Low-e Storm Window for existing Single Pane Window (per sf) | 185.2091 | RTF measure workbook ResSFWx_v4_4, for the measure Non-Condensing - Gas Furnace_HZ1_Low-e Storm Window for existing Single Pane Window (per sf) | 0 | Incremental | 0 | 0 | 0 | 2057.9835 | 0 | 0 | 0 | See 'Measure Equipment Cost Source' | RTF measure workbook ResSFWx_v4_4, for the measure Non-Condensing - Gas Furnace_HZ1_Low-e Storm Window for existing Single Pane Window (per sf) |  | 100% | 16.17% | 44.5% | 1 | 0 | 0 | See source workbook for details. Includes PSE NEI data where applicable. | RTF measure workbook ResSFWx_v4_4, for the measure Non-Condensing - Gas Furnace_HZ1_Low-e Storm Window for existing Single Pane Window (per sf) | System | System
Snohomish County | Manufactured - Highly Impacted | Heat Room Gas | Existing | Non-Condensing - Gas Furnace_HZ1_Low-e Storm Window for existing Single Pane Window (per sf) | Gas Heating & Cooling | 0 | 2024 | 2050 | 156.9934 | per Home | 0 | 1 | 20 | RTF measure workbook ResSFWx_v4_4, for the measure Non-Condensing - Gas Furnace_HZ1_Low-e Storm Window for existing Single Pane Window (per sf) | 97.0051 | 28.33% | RTF measure workbook ResSFWx_v4_4, for the measure Non-Condensing - Gas Furnace_HZ1_Low-e Storm Window for existing Single Pane Window (per sf) | 163.0771 | RTF measure workbook ResSFWx_v4_4, for the measure Non-Condensing - Gas Furnace_HZ1_Low-e Storm Window for existing Single Pane Window (per sf) | 0 | Incremental | 0 | 0 | 0 | 1812.0598 | 0 | 0 | 0 | See 'Measure Equipment Cost Source' | RTF measure workbook ResSFWx_v4_4, for the measure Non-Condensing - Gas Furnace_HZ1_Low-e Storm Window for existing Single Pane Window (per sf) |  | 100% | 16.17% | 44.5% | 1 | 0 | 0 | See source workbook for details. Includes PSE NEI data where applicable. | RTF measure workbook ResSFWx_v4_4, for the measure Non-Condensing - Gas Furnace_HZ1_Low-e Storm Window for existing Single Pane Window (per sf) | System | System
Snohomish County | Manufactured | Heat Central Gas Boiler | Existing | Non-Condensing - Gas Furnace_HZ1_Low-e Storm Window for existing Double Pane Window (per sf) | Gas Heating & Cooling | 0 | 2024 | 2050 | 178.2998 | per Home | 0 | 1 | 20 | RTF measure workbook ResSFWx_v4_4, for the measure Non-Condensing - Gas Furnace_HZ1_Low-e Storm Window for existing Double Pane Window (per sf) | 67.3113 | 11.53% | RTF measure workbook ResSFWx_v4_4, for the measure Non-Condensing - Gas Furnace_HZ1_Low-e Storm Window for existing Double Pane Window (per sf) | 77.3955 | RTF measure workbook ResSFWx_v4_4, for the measure Non-Condensing - Gas Furnace_HZ1_Low-e Storm Window for existing Double Pane Window (per sf) | 0 | Incremental | 0 | 0 | 0 | 2057.9835 | 0 | 0 | 0 | See 'Measure Equipment Cost Source' | RTF measure workbook ResSFWx_v4_4, for the measure Non-Condensing - Gas Furnace_HZ1_Low-e Storm Window for existing Double Pane Window (per sf) |  | 100% | 3.6% | 55.5% | 1 | 0 | 0 | See source workbook for details. Includes PSE NEI data where applicable. | RTF measure workbook ResSFWx_v4_4, for the measure Non-Condensing - Gas Furnace_HZ1_Low-e Storm Window for existing Double Pane Window (per sf) | System | System
Snohomish County | Manufactured - Highly Impacted | Heat Central Gas Boiler | Existing | Non-Condensing - Gas Furnace_HZ1_Low-e Storm Window for existing Double Pane Window (per sf) | Gas Heating & Cooling | 0 | 2024 | 2050 | 156.9934 | per Home | 0 | 1 | 20 | RTF measure workbook ResSFWx_v4_4, for the measure Non-Condensing - Gas Furnace_HZ1_Low-e Storm Window for existing Double Pane Window (per sf) | 59.2678 | 13.1% | RTF measure workbook ResSFWx_v4_4, for the measure Non-Condensing - Gas Furnace_HZ1_Low-e Storm Window for existing Double Pane Window (per sf) | 68.1469 | RTF measure workbook ResSFWx_v4_4, for the measure Non-Condensing - Gas Furnace_HZ1_Low-e Storm Window for existing Double Pane Window (per sf) | 0 | Incremental | 0 | 0 | 0 | 1812.0598 | 0 | 0 | 0 | See 'Measure Equipment Cost Source' | RTF measure workbook ResSFWx_v4_4, for the measure Non-Condensing - Gas Furnace_HZ1_Low-e Storm Window for existing Double Pane Window (per sf) |  | 100% | 3.6% | 55.5% | 1 | 0 | 0 | See source workbook for details. Includes PSE NEI data where applicable. | RTF measure workbook ResSFWx_v4_4, for the measure Non-Condensing - Gas Furnace_HZ1_Low-e Storm Window for existing Double Pane Window (per sf) | System | System
Snohomish County | Manufactured | Heat Central Gas Furnace | Existing | Non-Condensing - Gas Furnace_HZ1_Low-e Storm Window for existing Double Pane Window (per sf) | Gas Heating & Cooling | 0 | 2024 | 2050 | 178.2998 | per Home | 0 | 1 | 20 | RTF measure workbook ResSFWx_v4_4, for the measure Non-Condensing - Gas Furnace_HZ1_Low-e Storm Window for existing Double Pane Window (per sf) | 49.6396 | 11.53% | RTF measure workbook ResSFWx_v4_4, for the measure Non-Condensing - Gas Furnace_HZ1_Low-e Storm Window for existing Double Pane Window (per sf) | 77.3955 | RTF measure workbook ResSFWx_v4_4, for the measure Non-Condensing - Gas Furnace_HZ1_Low-e Storm Window for existing Double Pane Window (per sf) | 0 | Incremental | 0 | 0 | 0 | 2057.9835 | 0 | 0 | 0 | See 'Measure Equipment Cost Source' | RTF measure workbook ResSFWx_v4_4, for the measure Non-Condensing - Gas Furnace_HZ1_Low-e Storm Window for existing Double Pane Window (per sf) |  | 100% | 3.6% | 55.5% | 1 | 0 | 0 | See source workbook for details. Includes PSE NEI data where applicable. | RTF measure workbook ResSFWx_v4_4, for the measure Non-Condensing - Gas Furnace_HZ1_Low-e Storm Window for existing Double Pane Window (per sf) | System | System
Snohomish County | Manufactured - Highly Impacted | Heat Central Gas Furnace | Existing | Non-Condensing - Gas Furnace_HZ1_Low-e Storm Window for existing Double Pane Window (per sf) | Gas Heating & Cooling | 0 | 2024 | 2050 | 156.9934 | per Home | 0 | 1 | 20 | RTF measure workbook ResSFWx_v4_4, for the measure Non-Condensing - Gas Furnace_HZ1_Low-e Storm Window for existing Double Pane Window (per sf) | 43.7078 | 13.1% | RTF measure workbook ResSFWx_v4_4, for the measure Non-Condensing - Gas Furnace_HZ1_Low-e Storm Window for existing Double Pane Window (per sf) | 68.1469 | RTF measure workbook ResSFWx_v4_4, for the measure Non-Condensing - Gas Furnace_HZ1_Low-e Storm Window for existing Double Pane Window (per sf) | 0 | Incremental | 0 | 0 | 0 | 1812.0598 | 0 | 0 | 0 | See 'Measure Equipment Cost Source' | RTF measure workbook ResSFWx_v4_4, for the measure Non-Condensing - Gas Furnace_HZ1_Low-e Storm Window for existing Double Pane Window (per sf) |  | 100% | 3.6% | 55.5% | 1 | 0 | 0 | See source workbook for details. Includes PSE NEI data where applicable. | RTF measure workbook ResSFWx_v4_4, for the measure Non-Condensing - Gas Furnace_HZ1_Low-e Storm Window for existing Double Pane Window (per sf) | System | System
Snohomish County | Manufactured | Heat Room Gas | Existing | Non-Condensing - Gas Furnace_HZ1_Low-e Storm Window for existing Double Pane Window (per sf) | Gas Heating & Cooling | 0 | 2024 | 2050 | 178.2998 | per Home | 0 | 1 | 20 | RTF measure workbook ResSFWx_v4_4, for the measure Non-Condensing - Gas Furnace_HZ1_Low-e Storm Window for existing Double Pane Window (per sf) | 50.9261 | 11.53% | RTF measure workbook ResSFWx_v4_4, for the measure Non-Condensing - Gas Furnace_HZ1_Low-e Storm Window for existing Double Pane Window (per sf) | 77.3955 | RTF measure workbook ResSFWx_v4_4, for the measure Non-Condensing - Gas Furnace_HZ1_Low-e Storm Window for existing Double Pane Window (per sf) | 0 | Incremental | 0 | 0 | 0 | 2057.9835 | 0 | 0 | 0 | See 'Measure Equipment Cost Source' | RTF measure workbook ResSFWx_v4_4, for the measure Non-Condensing - Gas Furnace_HZ1_Low-e Storm Window for existing Double Pane Window (per sf) |  | 100% | 3.6% | 55.5% | 1 | 0 | 0 | See source workbook for details. Includes PSE NEI data where applicable. | RTF measure workbook ResSFWx_v4_4, for the measure Non-Condensing - Gas Furnace_HZ1_Low-e Storm Window for existing Double Pane Window (per sf) | System | System
Snohomish County | Manufactured - Highly Impacted | Heat Room Gas | Existing | Non-Condensing - Gas Furnace_HZ1_Low-e Storm Window for existing Double Pane Window (per sf) | Gas Heating & Cooling | 0 | 2024 | 2050 | 156.9934 | per Home | 0 | 1 | 20 | RTF measure workbook ResSFWx_v4_4, for the measure Non-Condensing - Gas Furnace_HZ1_Low-e Storm Window for existing Double Pane Window (per sf) | 44.8405 | 13.1% | RTF measure workbook ResSFWx_v4_4, for the measure Non-Condensing - Gas Furnace_HZ1_Low-e Storm Window for existing Double Pane Window (per sf) | 68.1469 | RTF measure workbook ResSFWx_v4_4, for the measure Non-Condensing - Gas Furnace_HZ1_Low-e Storm Window for existing Double Pane Window (per sf) | 0 | Incremental | 0 | 0 | 0 | 1812.0598 | 0 | 0 | 0 | See 'Measure Equipment Cost Source' | RTF measure workbook ResSFWx_v4_4, for the measure Non-Condensing - Gas Furnace_HZ1_Low-e Storm Window for existing Double Pane Window (per sf) |  | 100% | 3.6% | 55.5% | 1 | 0 | 0 | See source workbook for details. Includes PSE NEI data where applicable. | RTF measure workbook ResSFWx_v4_4, for the measure Non-Condensing - Gas Furnace_HZ1_Low-e Storm Window for existing Double Pane Window (per sf) | System | System
Thurston County | Single Family | Water Heat LE 55 Gal | Existing | Thermostatic Restrictor Valve - Gas WH | Site hot water energy | 0 | 2024 | 2050 | 1.844 | per Home | 0 | 0 | 10 | RTF measure workbook ThermostaticShowerRestrictionValve_v4_2, for the measure Thermostatic Restrictor Valve - Gas WH | 2.6383 | 1.458% | RTF measure workbook ThermostaticShowerRestrictionValve_v4_2, for the measure Thermostatic Restrictor Valve - Gas WH | 1.5026 | RTF measure workbook ThermostaticShowerRestrictionValve_v4_2, for the measure Thermostatic Restrictor Valve - Gas WH | 0 | Full | 0 | 0 | 0 | 46.1509 | 0 | 0 | 0 | See 'Measure Equipment Cost Source' | RTF measure workbook ThermostaticShowerRestrictionValve_v4_2, for the measure Thermostatic Restrictor Valve - Gas WH | AA | 100% | 94.05% | 100% | 1 | 0 | 0 | See source workbook for details. Includes PSE NEI data where applicable. | RTF measure workbook ThermostaticShowerRestrictionValve_v4_2, for the measure Thermostatic Restrictor Valve - Gas WH | System | System
Thurston County | Single Family | Water Heat LE 55 Gal | New | Thermostatic Restrictor Valve - Gas WH | Site hot water energy | 0 | 2024 | 2050 | 1.844 | per Home | 0 | 0 | 10 | RTF measure workbook ThermostaticShowerRestrictionValve_v4_2, for the measure Thermostatic Restrictor Valve - Gas WH | 2.5435 | 1.458% | RTF measure workbook ThermostaticShowerRestrictionValve_v4_2, for the measure Thermostatic Restrictor Valve - Gas WH | 1.5026 | RTF measure workbook ThermostaticShowerRestrictionValve_v4_2, for the measure Thermostatic Restrictor Valve - Gas WH | 0 | Full | 0 | 0 | 0 | 46.1509 | 0 | 0 | 0 | See 'Measure Equipment Cost Source' | RTF measure workbook ThermostaticShowerRestrictionValve_v4_2, for the measure Thermostatic Restrictor Valve - Gas WH | AA | 100% | 94.05% | 100% | 1 | 0 | 0 | See source workbook for details. Includes PSE NEI data where applicable. | RTF measure workbook ThermostaticShowerRestrictionValve_v4_2, for the measure Thermostatic Restrictor Valve - Gas WH | System | System
Thurston County | Single Family - Highly Impacted | Water Heat LE 55 Gal | Existing | Thermostatic Restrictor Valve - Gas WH | Site hot water energy | 0 | 2024 | 2050 | 1.3265 | per Home | 0 | 0 | 10 | RTF measure workbook ThermostaticShowerRestrictionValve_v4_2, for the measure Thermostatic Restrictor Valve - Gas WH | 1.8979 | 1.201% | RTF measure workbook ThermostaticShowerRestrictionValve_v4_2, for the measure Thermostatic Restrictor Valve - Gas WH | 1.0809 | RTF measure workbook ThermostaticShowerRestrictionValve_v4_2, for the measure Thermostatic Restrictor Valve - Gas WH | 0 | Full | 0 | 0 | 0 | 33.1979 | 0 | 0 | 0 | See 'Measure Equipment Cost Source' | RTF measure workbook ThermostaticShowerRestrictionValve_v4_2, for the measure Thermostatic Restrictor Valve - Gas WH | AA | 100% | 94.05% | 100% | 1 | 0 | 0 | See source workbook for details. Includes PSE NEI data where applicable. | RTF measure workbook ThermostaticShowerRestrictionValve_v4_2, for the measure Thermostatic Restrictor Valve - Gas WH | System | System
Thurston County | Single Family - Highly Impacted | Water Heat LE 55 Gal | New | Thermostatic Restrictor Valve - Gas WH | Site hot water energy | 0 | 2024 | 2050 | 1.3265 | per Home | 0 | 0 | 10 | RTF measure workbook ThermostaticShowerRestrictionValve_v4_2, for the measure Thermostatic Restrictor Valve - Gas WH | 1.8296 | 1.201% | RTF measure workbook ThermostaticShowerRestrictionValve_v4_2, for the measure Thermostatic Restrictor Valve - Gas WH | 1.0809 | RTF measure workbook ThermostaticShowerRestrictionValve_v4_2, for the measure Thermostatic Restrictor Valve - Gas WH | 0 | Full | 0 | 0 | 0 | 33.1979 | 0 | 0 | 0 | See 'Measure Equipment Cost Source' | RTF measure workbook ThermostaticShowerRestrictionValve_v4_2, for the measure Thermostatic Restrictor Valve - Gas WH | AA | 100% | 94.05% | 100% | 1 | 0 | 0 | See source workbook for details. Includes PSE NEI data where applicable. | RTF measure workbook ThermostaticShowerRestrictionValve_v4_2, for the measure Thermostatic Restrictor Valve - Gas WH | System | System
Thurston County | Multifamily | Water Heat LE 55 Gal | Existing | Thermostatic Restrictor Valve - Gas WH | Site hot water energy | 0 | 2024 | 2050 | 1.2402 | per Home | 0 | 0 | 10 | RTF measure workbook ThermostaticShowerRestrictionValve_v4_2, for the measure Thermostatic Restrictor Valve - Gas WH | 1.7745 | 1.381% | RTF measure workbook ThermostaticShowerRestrictionValve_v4_2, for the measure Thermostatic Restrictor Valve - Gas WH | 1.0106 | RTF measure workbook ThermostaticShowerRestrictionValve_v4_2, for the measure Thermostatic Restrictor Valve - Gas WH | 0 | Full | 0 | 0 | 0 | 31.0397 | 0 | 0 | 0 | See 'Measure Equipment Cost Source' | RTF measure workbook ThermostaticShowerRestrictionValve_v4_2, for the measure Thermostatic Restrictor Valve - Gas WH | AA | 100% | 94.05% | 100% | 1 | 0 | 0 | See source workbook for details. Includes PSE NEI data where applicable. | RTF measure workbook ThermostaticShowerRestrictionValve_v4_2, for the measure Thermostatic Restrictor Valve - Gas WH | System | System
Thurston County | Multifamily | Water Heat LE 55 Gal | New | Thermostatic Restrictor Valve - Gas WH | Site hot water energy | 0 | 2024 | 2050 | 1.2402 | per Home | 0 | 0 | 10 | RTF measure workbook ThermostaticShowerRestrictionValve_v4_2, for the measure Thermostatic Restrictor Valve - Gas WH | 1.7107 | 1.381% | RTF measure workbook ThermostaticShowerRestrictionValve_v4_2, for the measure Thermostatic Restrictor Valve - Gas WH | 1.0106 | RTF measure workbook ThermostaticShowerRestrictionValve_v4_2, for the measure Thermostatic Restrictor Valve - Gas WH | 0 | Full | 0 | 0 | 0 | 31.0397 | 0 | 0 | 0 | See 'Measure Equipment Cost Source' | RTF measure workbook ThermostaticShowerRestrictionValve_v4_2, for the measure Thermostatic Restrictor Valve - Gas WH | AA | 100% | 94.05% | 100% | 1 | 0 | 0 | See source workbook for details. Includes PSE NEI data where applicable. | RTF measure workbook ThermostaticShowerRestrictionValve_v4_2, for the measure Thermostatic Restrictor Valve - Gas WH | System | System
Thurston County | Multifamily - Highly Impacted | Water Heat LE 55 Gal | Existing | Thermostatic Restrictor Valve - Gas WH | Site hot water energy | 0 | 2024 | 2050 | 1.0527 | per Home | 0 | 0 | 10 | RTF measure workbook ThermostaticShowerRestrictionValve_v4_2, for the measure Thermostatic Restrictor Valve - Gas WH | 1.5061 | 1.041% | RTF measure workbook ThermostaticShowerRestrictionValve_v4_2, for the measure Thermostatic Restrictor Valve - Gas WH | 0.85774 | RTF measure workbook ThermostaticShowerRestrictionValve_v4_2, for the measure Thermostatic Restrictor Valve - Gas WH | 0 | Full | 0 | 0 | 0 | 26.3451 | 0 | 0 | 0 | See 'Measure Equipment Cost Source' | RTF measure workbook ThermostaticShowerRestrictionValve_v4_2, for the measure Thermostatic Restrictor Valve - Gas WH | AA | 100% | 94.05% | 100% | 1 | 0 | 0 | See source workbook for details. Includes PSE NEI data where applicable. | RTF measure workbook ThermostaticShowerRestrictionValve_v4_2, for the measure Thermostatic Restrictor Valve - Gas WH | System | System
Thurston County | Multifamily - Highly Impacted | Water Heat LE 55 Gal | New | Thermostatic Restrictor Valve - Gas WH | Site hot water energy | 0 | 2024 | 2050 | 1.0527 | per Home | 0 | 0 | 10 | RTF measure workbook ThermostaticShowerRestrictionValve_v4_2, for the measure Thermostatic Restrictor Valve - Gas WH | 1.4519 | 1.041% | RTF measure workbook ThermostaticShowerRestrictionValve_v4_2, for the measure Thermostatic Restrictor Valve - Gas WH | 0.85774 | RTF measure workbook ThermostaticShowerRestrictionValve_v4_2, for the measure Thermostatic Restrictor Valve - Gas WH | 0 | Full | 0 | 0 | 0 | 26.3451 | 0 | 0 | 0 | See 'Measure Equipment Cost Source' | RTF measure workbook ThermostaticShowerRestrictionValve_v4_2, for the measure Thermostatic Restrictor Valve - Gas WH | AA | 100% | 94.05% | 100% | 1 | 0 | 0 | See source workbook for details. Includes PSE NEI data where applicable. | RTF measure workbook ThermostaticShowerRestrictionValve_v4_2, for the measure Thermostatic Restrictor Valve - Gas WH | System | System
Thurston County | Manufactured | Water Heat LE 55 Gal | Existing | Thermostatic Restrictor Valve - Gas WH | Site hot water energy | 0 | 2024 | 2050 | 1.5344 | per Home | 0 | 0 | 10 | RTF measure workbook ThermostaticShowerRestrictionValve_v4_2, for the measure Thermostatic Restrictor Valve - Gas WH | 2.1953 | 1.369% | RTF measure workbook ThermostaticShowerRestrictionValve_v4_2, for the measure Thermostatic Restrictor Valve - Gas WH | 1.2503 | RTF measure workbook ThermostaticShowerRestrictionValve_v4_2, for the measure Thermostatic Restrictor Valve - Gas WH | 0 | Full | 0 | 0 | 0 | 38.401 | 0 | 0 | 0 | See 'Measure Equipment Cost Source' | RTF measure workbook ThermostaticShowerRestrictionValve_v4_2, for the measure Thermostatic Restrictor Valve - Gas WH | AA | 100% | 94.05% | 100% | 1 | 0 | 0 | See source workbook for details. Includes PSE NEI data where applicable. | RTF measure workbook ThermostaticShowerRestrictionValve_v4_2, for the measure Thermostatic Restrictor Valve - Gas WH | System | System
Thurston County | Manufactured | Water Heat LE 55 Gal | New | Thermostatic Restrictor Valve - Gas WH | Site hot water energy | 0 | 2024 | 2050 | 1.5344 | per Home | 0 | 0 | 10 | RTF measure workbook ThermostaticShowerRestrictionValve_v4_2, for the measure Thermostatic Restrictor Valve - Gas WH | 2.1164 | 1.369% | RTF measure workbook ThermostaticShowerRestrictionValve_v4_2, for the measure Thermostatic Restrictor Valve - Gas WH | 1.2503 | RTF measure workbook ThermostaticShowerRestrictionValve_v4_2, for the measure Thermostatic Restrictor Valve - Gas WH | 0 | Full | 0 | 0 | 0 | 38.401 | 0 | 0 | 0 | See 'Measure Equipment Cost Source' | RTF measure workbook ThermostaticShowerRestrictionValve_v4_2, for the measure Thermostatic Restrictor Valve - Gas WH | AA | 100% | 94.05% | 100% | 1 | 0 | 0 | See source workbook for details. Includes PSE NEI data where applicable. | RTF measure workbook ThermostaticShowerRestrictionValve_v4_2, for the measure Thermostatic Restrictor Valve - Gas WH | System | System
Thurston County | Manufactured - Highly Impacted | Water Heat LE 55 Gal | Existing | Thermostatic Restrictor Valve - Gas WH | Site hot water energy | 0 | 2024 | 2050 | 1.1896 | per Home | 0 | 0 | 10 | RTF measure workbook ThermostaticShowerRestrictionValve_v4_2, for the measure Thermostatic Restrictor Valve - Gas WH | 1.702 | 1.245% | RTF measure workbook ThermostaticShowerRestrictionValve_v4_2, for the measure Thermostatic Restrictor Valve - Gas WH | 0.9693 | RTF measure workbook ThermostaticShowerRestrictionValve_v4_2, for the measure Thermostatic Restrictor Valve - Gas WH | 0 | Full | 0 | 0 | 0 | 29.7717 | 0 | 0 | 0 | See 'Measure Equipment Cost Source' | RTF measure workbook ThermostaticShowerRestrictionValve_v4_2, for the measure Thermostatic Restrictor Valve - Gas WH | AA | 100% | 94.05% | 100% | 1 | 0 | 0 | See source workbook for details. Includes PSE NEI data where applicable. | RTF measure workbook ThermostaticShowerRestrictionValve_v4_2, for the measure Thermostatic Restrictor Valve - Gas WH | System | System
Thurston County | Manufactured - Highly Impacted | Water Heat LE 55 Gal | New | Thermostatic Restrictor Valve - Gas WH | Site hot water energy | 0 | 2024 | 2050 | 1.1896 | per Home | 0 | 0 | 10 | RTF measure workbook ThermostaticShowerRestrictionValve_v4_2, for the measure Thermostatic Restrictor Valve - Gas WH | 1.6408 | 1.245% | RTF measure workbook ThermostaticShowerRestrictionValve_v4_2, for the measure Thermostatic Restrictor Valve - Gas WH | 0.9693 | RTF measure workbook ThermostaticShowerRestrictionValve_v4_2, for the measure Thermostatic Restrictor Valve - Gas WH | 0 | Full | 0 | 0 | 0 | 29.7717 | 0 | 0 | 0 | See 'Measure Equipment Cost Source' | RTF measure workbook ThermostaticShowerRestrictionValve_v4_2, for the measure Thermostatic Restrictor Valve - Gas WH | AA | 100% | 94.05% | 100% | 1 | 0 | 0 | See source workbook for details. Includes PSE NEI data where applicable. | RTF measure workbook ThermostaticShowerRestrictionValve_v4_2, for the measure Thermostatic Restrictor Valve - Gas WH | System | System
Thurston County | Single Family | Water Heat GT 55 Gal | Existing | Thermostatic Restrictor Valve - Gas WH | Site hot water energy | 0 | 2024 | 2050 | 1.844 | per Home | 0 | 0 | 10 | RTF measure workbook ThermostaticShowerRestrictionValve_v4_2, for the measure Thermostatic Restrictor Valve - Gas WH | 2.2403 | 1.458% | RTF measure workbook ThermostaticShowerRestrictionValve_v4_2, for the measure Thermostatic Restrictor Valve - Gas WH | 1.5026 | RTF measure workbook ThermostaticShowerRestrictionValve_v4_2, for the measure Thermostatic Restrictor Valve - Gas WH | 0 | Full | 0 | 0 | 0 | 46.1509 | 0 | 0 | 0 | See 'Measure Equipment Cost Source' | RTF measure workbook ThermostaticShowerRestrictionValve_v4_2, for the measure Thermostatic Restrictor Valve - Gas WH | AA | 100% | 94.05% | 100% | 1 | 0 | 0 | See source workbook for details. Includes PSE NEI data where applicable. | RTF measure workbook ThermostaticShowerRestrictionValve_v4_2, for the measure Thermostatic Restrictor Valve - Gas WH | System | System
Thurston County | Single Family | Water Heat GT 55 Gal | New | Thermostatic Restrictor Valve - Gas WH | Site hot water energy | 0 | 2024 | 2050 | 1.844 | per Home | 0 | 0 | 10 | RTF measure workbook ThermostaticShowerRestrictionValve_v4_2, for the measure Thermostatic Restrictor Valve - Gas WH | 2.2403 | 1.458% | RTF measure workbook ThermostaticShowerRestrictionValve_v4_2, for the measure Thermostatic Restrictor Valve - Gas WH | 1.5026 | RTF measure workbook ThermostaticShowerRestrictionValve_v4_2, for the measure Thermostatic Restrictor Valve - Gas WH | 0 | Full | 0 | 0 | 0 | 46.1509 | 0 | 0 | 0 | See 'Measure Equipment Cost Source' | RTF measure workbook ThermostaticShowerRestrictionValve_v4_2, for the measure Thermostatic Restrictor Valve - Gas WH | AA | 100% | 94.05% | 100% | 1 | 0 | 0 | See source workbook for details. Includes PSE NEI data where applicable. | RTF measure workbook ThermostaticShowerRestrictionValve_v4_2, for the measure Thermostatic Restrictor Valve - Gas WH | System | System
Thurston County | Single Family - Highly Impacted | Water Heat GT 55 Gal | Existing | Thermostatic Restrictor Valve - Gas WH | Site hot water energy | 0 | 2024 | 2050 | 1.3265 | per Home | 0 | 0 | 10 | RTF measure workbook ThermostaticShowerRestrictionValve_v4_2, for the measure Thermostatic Restrictor Valve - Gas WH | 1.6115 | 1.201% | RTF measure workbook ThermostaticShowerRestrictionValve_v4_2, for the measure Thermostatic Restrictor Valve - Gas WH | 1.0809 | RTF measure workbook ThermostaticShowerRestrictionValve_v4_2, for the measure Thermostatic Restrictor Valve - Gas WH | 0 | Full | 0 | 0 | 0 | 33.1979 | 0 | 0 | 0 | See 'Measure Equipment Cost Source' | RTF measure workbook ThermostaticShowerRestrictionValve_v4_2, for the measure Thermostatic Restrictor Valve - Gas WH | AA | 100% | 94.05% | 100% | 1 | 0 | 0 | See source workbook for details. Includes PSE NEI data where applicable. | RTF measure workbook ThermostaticShowerRestrictionValve_v4_2, for the measure Thermostatic Restrictor Valve - Gas WH | System | System
Thurston County | Single Family - Highly Impacted | Water Heat GT 55 Gal | New | Thermostatic Restrictor Valve - Gas WH | Site hot water energy | 0 | 2024 | 2050 | 1.3265 | per Home | 0 | 0 | 10 | RTF measure workbook ThermostaticShowerRestrictionValve_v4_2, for the measure Thermostatic Restrictor Valve - Gas WH | 1.6115 | 1.201% | RTF measure workbook ThermostaticShowerRestrictionValve_v4_2, for the measure Thermostatic Restrictor Valve - Gas WH | 1.0809 | RTF measure workbook ThermostaticShowerRestrictionValve_v4_2, for the measure Thermostatic Restrictor Valve - Gas WH | 0 | Full | 0 | 0 | 0 | 33.1979 | 0 | 0 | 0 | See 'Measure Equipment Cost Source' | RTF measure workbook ThermostaticShowerRestrictionValve_v4_2, for the measure Thermostatic Restrictor Valve - Gas WH | AA | 100% | 94.05% | 100% | 1 | 0 | 0 | See source workbook for details. Includes PSE NEI data where applicable. | RTF measure workbook ThermostaticShowerRestrictionValve_v4_2, for the measure Thermostatic Restrictor Valve - Gas WH | System | System
Thurston County | Multifamily | Water Heat GT 55 Gal | Existing | Thermostatic Restrictor Valve - Gas WH | Site hot water energy | 0 | 2024 | 2050 | 1.2402 | per Home | 0 | 0 | 10 | RTF measure workbook ThermostaticShowerRestrictionValve_v4_2, for the measure Thermostatic Restrictor Valve - Gas WH | 1.5068 | 1.381% | RTF measure workbook ThermostaticShowerRestrictionValve_v4_2, for the measure Thermostatic Restrictor Valve - Gas WH | 1.0106 | RTF measure workbook ThermostaticShowerRestrictionValve_v4_2, for the measure Thermostatic Restrictor Valve - Gas WH | 0 | Full | 0 | 0 | 0 | 31.0397 | 0 | 0 | 0 | See 'Measure Equipment Cost Source' | RTF measure workbook ThermostaticShowerRestrictionValve_v4_2, for the measure Thermostatic Restrictor Valve - Gas WH | AA | 100% | 94.05% | 100% | 1 | 0 | 0 | See source workbook for details. Includes PSE NEI data where applicable. | RTF measure workbook ThermostaticShowerRestrictionValve_v4_2, for the measure Thermostatic Restrictor Valve - Gas WH | System | System
Thurston County | Multifamily | Water Heat GT 55 Gal | New | Thermostatic Restrictor Valve - Gas WH | Site hot water energy | 0 | 2024 | 2050 | 1.2402 | per Home | 0 | 0 | 10 | RTF measure workbook ThermostaticShowerRestrictionValve_v4_2, for the measure Thermostatic Restrictor Valve - Gas WH | 1.5068 | 1.381% | RTF measure workbook ThermostaticShowerRestrictionValve_v4_2, for the measure Thermostatic Restrictor Valve - Gas WH | 1.0106 | RTF measure workbook ThermostaticShowerRestrictionValve_v4_2, for the measure Thermostatic Restrictor Valve - Gas WH | 0 | Full | 0 | 0 | 0 | 31.0397 | 0 | 0 | 0 | See 'Measure Equipment Cost Source' | RTF measure workbook ThermostaticShowerRestrictionValve_v4_2, for the measure Thermostatic Restrictor Valve - Gas WH | AA | 100% | 94.05% | 100% | 1 | 0 | 0 | See source workbook for details. Includes PSE NEI data where applicable. | RTF measure workbook ThermostaticShowerRestrictionValve_v4_2, for the measure Thermostatic Restrictor Valve - Gas WH | System | System
Thurston County | Multifamily - Highly Impacted | Water Heat GT 55 Gal | Existing | Thermostatic Restrictor Valve - Gas WH | Site hot water energy | 0 | 2024 | 2050 | 1.0527 | per Home | 0 | 0 | 10 | RTF measure workbook ThermostaticShowerRestrictionValve_v4_2, for the measure Thermostatic Restrictor Valve - Gas WH | 1.2789 | 1.041% | RTF measure workbook ThermostaticShowerRestrictionValve_v4_2, for the measure Thermostatic Restrictor Valve - Gas WH | 0.85774 | RTF measure workbook ThermostaticShowerRestrictionValve_v4_2, for the measure Thermostatic Restrictor Valve - Gas WH | 0 | Full | 0 | 0 | 0 | 26.3451 | 0 | 0 | 0 | See 'Measure Equipment Cost Source' | RTF measure workbook ThermostaticShowerRestrictionValve_v4_2, for the measure Thermostatic Restrictor Valve - Gas WH | AA | 100% | 94.05% | 100% | 1 | 0 | 0 | See source workbook for details. Includes PSE NEI data where applicable. | RTF measure workbook ThermostaticShowerRestrictionValve_v4_2, for the measure Thermostatic Restrictor Valve - Gas WH | System | System
Thurston County | Multifamily - Highly Impacted | Water Heat GT 55 Gal | New | Thermostatic Restrictor Valve - Gas WH | Site hot water energy | 0 | 2024 | 2050 | 1.0527 | per Home | 0 | 0 | 10 | RTF measure workbook ThermostaticShowerRestrictionValve_v4_2, for the measure Thermostatic Restrictor Valve - Gas WH | 1.2789 | 1.041% | RTF measure workbook ThermostaticShowerRestrictionValve_v4_2, for the measure Thermostatic Restrictor Valve - Gas WH | 0.85774 | RTF measure workbook ThermostaticShowerRestrictionValve_v4_2, for the measure Thermostatic Restrictor Valve - Gas WH | 0 | Full | 0 | 0 | 0 | 26.3451 | 0 | 0 | 0 | See 'Measure Equipment Cost Source' | RTF measure workbook ThermostaticShowerRestrictionValve_v4_2, for the measure Thermostatic Restrictor Valve - Gas WH | AA | 100% | 94.05% | 100% | 1 | 0 | 0 | See source workbook for details. Includes PSE NEI data where applicable. | RTF measure workbook ThermostaticShowerRestrictionValve_v4_2, for the measure Thermostatic Restrictor Valve - Gas WH | System | System
Thurston County | Manufactured | Water Heat GT 55 Gal | Existing | Thermostatic Restrictor Valve - Gas WH | Site hot water energy | 0 | 2024 | 2050 | 1.5344 | per Home | 0 | 0 | 10 | RTF measure workbook ThermostaticShowerRestrictionValve_v4_2, for the measure Thermostatic Restrictor Valve - Gas WH | 1.8641 | 1.369% | RTF measure workbook ThermostaticShowerRestrictionValve_v4_2, for the measure Thermostatic Restrictor Valve - Gas WH | 1.2503 | RTF measure workbook ThermostaticShowerRestrictionValve_v4_2, for the measure Thermostatic Restrictor Valve - Gas WH | 0 | Full | 0 | 0 | 0 | 38.401 | 0 | 0 | 0 | See 'Measure Equipment Cost Source' | RTF measure workbook ThermostaticShowerRestrictionValve_v4_2, for the measure Thermostatic Restrictor Valve - Gas WH | AA | 100% | 94.05% | 100% | 1 | 0 | 0 | See source workbook for details. Includes PSE NEI data where applicable. | RTF measure workbook ThermostaticShowerRestrictionValve_v4_2, for the measure Thermostatic Restrictor Valve - Gas WH | System | System
Thurston County | Manufactured | Water Heat GT 55 Gal | New | Thermostatic Restrictor Valve - Gas WH | Site hot water energy | 0 | 2024 | 2050 | 1.5344 | per Home | 0 | 0 | 10 | RTF measure workbook ThermostaticShowerRestrictionValve_v4_2, for the measure Thermostatic Restrictor Valve - Gas WH | 1.8641 | 1.369% | RTF measure workbook ThermostaticShowerRestrictionValve_v4_2, for the measure Thermostatic Restrictor Valve - Gas WH | 1.2503 | RTF measure workbook ThermostaticShowerRestrictionValve_v4_2, for the measure Thermostatic Restrictor Valve - Gas WH | 0 | Full | 0 | 0 | 0 | 38.401 | 0 | 0 | 0 | See 'Measure Equipment Cost Source' | RTF measure workbook ThermostaticShowerRestrictionValve_v4_2, for the measure Thermostatic Restrictor Valve - Gas WH | AA | 100% | 94.05% | 100% | 1 | 0 | 0 | See source workbook for details. Includes PSE NEI data where applicable. | RTF measure workbook ThermostaticShowerRestrictionValve_v4_2, for the measure Thermostatic Restrictor Valve - Gas WH | System | System
Thurston County | Manufactured - Highly Impacted | Water Heat GT 55 Gal | Existing | Thermostatic Restrictor Valve - Gas WH | Site hot water energy | 0 | 2024 | 2050 | 1.1896 | per Home | 0 | 0 | 10 | RTF measure workbook ThermostaticShowerRestrictionValve_v4_2, for the measure Thermostatic Restrictor Valve - Gas WH | 1.4452 | 1.245% | RTF measure workbook ThermostaticShowerRestrictionValve_v4_2, for the measure Thermostatic Restrictor Valve - Gas WH | 0.9693 | RTF measure workbook ThermostaticShowerRestrictionValve_v4_2, for the measure Thermostatic Restrictor Valve - Gas WH | 0 | Full | 0 | 0 | 0 | 29.7717 | 0 | 0 | 0 | See 'Measure Equipment Cost Source' | RTF measure workbook ThermostaticShowerRestrictionValve_v4_2, for the measure Thermostatic Restrictor Valve - Gas WH | AA | 100% | 94.05% | 100% | 1 | 0 | 0 | See source workbook for details. Includes PSE NEI data where applicable. | RTF measure workbook ThermostaticShowerRestrictionValve_v4_2, for the measure Thermostatic Restrictor Valve - Gas WH | System | System
Thurston County | Manufactured - Highly Impacted | Water Heat GT 55 Gal | New | Thermostatic Restrictor Valve - Gas WH | Site hot water energy | 0 | 2024 | 2050 | 1.1896 | per Home | 0 | 0 | 10 | RTF measure workbook ThermostaticShowerRestrictionValve_v4_2, for the measure Thermostatic Restrictor Valve - Gas WH | 1.4452 | 1.245% | RTF measure workbook ThermostaticShowerRestrictionValve_v4_2, for the measure Thermostatic Restrictor Valve - Gas WH | 0.9693 | RTF measure workbook ThermostaticShowerRestrictionValve_v4_2, for the measure Thermostatic Restrictor Valve - Gas WH | 0 | Full | 0 | 0 | 0 | 29.7717 | 0 | 0 | 0 | See 'Measure Equipment Cost Source' | RTF measure workbook ThermostaticShowerRestrictionValve_v4_2, for the measure Thermostatic Restrictor Valve - Gas WH | AA | 100% | 94.05% | 100% | 1 | 0 | 0 | See source workbook for details. Includes PSE NEI data where applicable. | RTF measure workbook ThermostaticShowerRestrictionValve_v4_2, for the measure Thermostatic Restrictor Valve - Gas WH | System | System
Thurston County | Single Family | Water Heat LE 55 Gal | Existing | Top Load_ENERGY STAR but not CEE+Gas DHW_Electric Dryer | Washer Savings | 0 | 2024 | 2050 | 0.92861 | per Home | 0 | 0 | 14 | NWPPC 2021 Plan measure workbook Res-ClothesWasher-2021P_v2, for the measure Top Load_ENERGY STAR but not CEE+Gas DHW_Electric Dryer | 0.65008 | 0.3593% | NWPPC 2021 Plan measure workbook Res-ClothesWasher-2021P_v2, for the measure Top Load_ENERGY STAR but not CEE+Gas DHW_Electric Dryer | 24.4437 | NWPPC 2021 Plan measure workbook Res-ClothesWasher-2021P_v2, for the measure Top Load_ENERGY STAR but not CEE+Gas DHW_Electric Dryer | 0 | Incremental | 0 | 0 | 0 | 0.010194 | 0 | 0 | 0 | See 'Measure Equipment Cost Source' | NWPPC 2021 Plan measure workbook Res-ClothesWasher-2021P_v2, for the measure Top Load_ENERGY STAR but not CEE+Gas DHW_Electric Dryer |  | 100% | 99% | 23.65% | 1 | 0 | 8.5519 | See source workbook for details. Includes PSE NEI data where applicable. | NWPPC 2021 Plan measure workbook Res-ClothesWasher-2021P_v2, for the measure Top Load_ENERGY STAR but not CEE+Gas DHW_Electric Dryer | System | System
Thurston County | Single Family | Water Heat LE 55 Gal | New | Top Load_ENERGY STAR but not CEE+Gas DHW_Electric Dryer | Washer Savings | 0 | 2024 | 2050 | 0.92861 | per Home | 0 | 0 | 14 | NWPPC 2021 Plan measure workbook Res-ClothesWasher-2021P_v2, for the measure Top Load_ENERGY STAR but not CEE+Gas DHW_Electric Dryer | 0.62671 | 0.3593% | NWPPC 2021 Plan measure workbook Res-ClothesWasher-2021P_v2, for the measure Top Load_ENERGY STAR but not CEE+Gas DHW_Electric Dryer | 24.4437 | NWPPC 2021 Plan measure workbook Res-ClothesWasher-2021P_v2, for the measure Top Load_ENERGY STAR but not CEE+Gas DHW_Electric Dryer | 0 | Incremental | 0 | 0 | 0 | 0.010194 | 0 | 0 | 0 | See 'Measure Equipment Cost Source' | NWPPC 2021 Plan measure workbook Res-ClothesWasher-2021P_v2, for the measure Top Load_ENERGY STAR but not CEE+Gas DHW_Electric Dryer |  | 100% | 99% | 23.65% | 1 | 0 | 8.5519 | See source workbook for details. Includes PSE NEI data where applicable. | NWPPC 2021 Plan measure workbook Res-ClothesWasher-2021P_v2, for the measure Top Load_ENERGY STAR but not CEE+Gas DHW_Electric Dryer | System | System
Thurston County | Single Family - Highly Impacted | Water Heat LE 55 Gal | Existing | Top Load_ENERGY STAR but not CEE+Gas DHW_Electric Dryer | Washer Savings | 0 | 2024 | 2050 | 0.66799 | per Home | 0 | 0 | 14 | NWPPC 2021 Plan measure workbook Res-ClothesWasher-2021P_v2, for the measure Top Load_ENERGY STAR but not CEE+Gas DHW_Electric Dryer | 0.46763 | 0.2958% | NWPPC 2021 Plan measure workbook Res-ClothesWasher-2021P_v2, for the measure Top Load_ENERGY STAR but not CEE+Gas DHW_Electric Dryer | 17.5832 | NWPPC 2021 Plan measure workbook Res-ClothesWasher-2021P_v2, for the measure Top Load_ENERGY STAR but not CEE+Gas DHW_Electric Dryer | 0 | Incremental | 0 | 0 | 0 | 0.0073331 | 0 | 0 | 0 | See 'Measure Equipment Cost Source' | NWPPC 2021 Plan measure workbook Res-ClothesWasher-2021P_v2, for the measure Top Load_ENERGY STAR but not CEE+Gas DHW_Electric Dryer |  | 100% | 99% | 18.14% | 1 | 0 | 6.1517 | See source workbook for details. Includes PSE NEI data where applicable. | NWPPC 2021 Plan measure workbook Res-ClothesWasher-2021P_v2, for the measure Top Load_ENERGY STAR but not CEE+Gas DHW_Electric Dryer | System | System
Thurston County | Single Family - Highly Impacted | Water Heat LE 55 Gal | New | Top Load_ENERGY STAR but not CEE+Gas DHW_Electric Dryer | Washer Savings | 0 | 2024 | 2050 | 0.66799 | per Home | 0 | 0 | 14 | NWPPC 2021 Plan measure workbook Res-ClothesWasher-2021P_v2, for the measure Top Load_ENERGY STAR but not CEE+Gas DHW_Electric Dryer | 0.45081 | 0.2958% | NWPPC 2021 Plan measure workbook Res-ClothesWasher-2021P_v2, for the measure Top Load_ENERGY STAR but not CEE+Gas DHW_Electric Dryer | 17.5832 | NWPPC 2021 Plan measure workbook Res-ClothesWasher-2021P_v2, for the measure Top Load_ENERGY STAR but not CEE+Gas DHW_Electric Dryer | 0 | Incremental | 0 | 0 | 0 | 0.0073331 | 0 | 0 | 0 | See 'Measure Equipment Cost Source' | NWPPC 2021 Plan measure workbook Res-ClothesWasher-2021P_v2, for the measure Top Load_ENERGY STAR but not CEE+Gas DHW_Electric Dryer |  | 100% | 99% | 18.14% | 1 | 0 | 6.1517 | See source workbook for details. Includes PSE NEI data where applicable. | NWPPC 2021 Plan measure workbook Res-ClothesWasher-2021P_v2, for the measure Top Load_ENERGY STAR but not CEE+Gas DHW_Electric Dryer | System | System
Thurston County | Multifamily | Water Heat LE 55 Gal | Existing | Top Load_ENERGY STAR but not CEE+Gas DHW_Electric Dryer | Washer Savings | 0 | 2024 | 2050 | 0.6367 | per Home | 0 | 0 | 14 | NWPPC 2021 Plan measure workbook Res-ClothesWasher-2021P_v2, for the measure Top Load_ENERGY STAR but not CEE+Gas DHW_Electric Dryer | 0.44573 | 0.3468% | NWPPC 2021 Plan measure workbook Res-ClothesWasher-2021P_v2, for the measure Top Load_ENERGY STAR but not CEE+Gas DHW_Electric Dryer | 16.7598 | NWPPC 2021 Plan measure workbook Res-ClothesWasher-2021P_v2, for the measure Top Load_ENERGY STAR but not CEE+Gas DHW_Electric Dryer | 0 | Incremental | 0 | 0 | 0 | 0.0069897 | 0 | 0 | 0 | See 'Measure Equipment Cost Source' | NWPPC 2021 Plan measure workbook Res-ClothesWasher-2021P_v2, for the measure Top Load_ENERGY STAR but not CEE+Gas DHW_Electric Dryer |  | 100% | 99% | 5.408% | 1 | 0 | 5.8636 | See source workbook for details. Includes PSE NEI data where applicable. | NWPPC 2021 Plan measure workbook Res-ClothesWasher-2021P_v2, for the measure Top Load_ENERGY STAR but not CEE+Gas DHW_Electric Dryer | System | System
Thurston County | Multifamily | Water Heat LE 55 Gal | New | Top Load_ENERGY STAR but not CEE+Gas DHW_Electric Dryer | Washer Savings | 0 | 2024 | 2050 | 0.6367 | per Home | 0 | 0 | 14 | NWPPC 2021 Plan measure workbook Res-ClothesWasher-2021P_v2, for the measure Top Load_ENERGY STAR but not CEE+Gas DHW_Electric Dryer | 0.4297 | 0.3468% | NWPPC 2021 Plan measure workbook Res-ClothesWasher-2021P_v2, for the measure Top Load_ENERGY STAR but not CEE+Gas DHW_Electric Dryer | 16.7598 | NWPPC 2021 Plan measure workbook Res-ClothesWasher-2021P_v2, for the measure Top Load_ENERGY STAR but not CEE+Gas DHW_Electric Dryer | 0 | Incremental | 0 | 0 | 0 | 0.0069897 | 0 | 0 | 0 | See 'Measure Equipment Cost Source' | NWPPC 2021 Plan measure workbook Res-ClothesWasher-2021P_v2, for the measure Top Load_ENERGY STAR but not CEE+Gas DHW_Electric Dryer |  | 100% | 99% | 5.408% | 1 | 0 | 5.8636 | See source workbook for details. Includes PSE NEI data where applicable. | NWPPC 2021 Plan measure workbook Res-ClothesWasher-2021P_v2, for the measure Top Load_ENERGY STAR but not CEE+Gas DHW_Electric Dryer | System | System
Thurston County | Multifamily - Highly Impacted | Water Heat LE 55 Gal | Existing | Top Load_ENERGY STAR but not CEE+Gas DHW_Electric Dryer | Washer Savings | 0 | 2024 | 2050 | 0.5404 | per Home | 0 | 0 | 14 | NWPPC 2021 Plan measure workbook Res-ClothesWasher-2021P_v2, for the measure Top Load_ENERGY STAR but not CEE+Gas DHW_Electric Dryer | 0.37831 | 0.2615% | NWPPC 2021 Plan measure workbook Res-ClothesWasher-2021P_v2, for the measure Top Load_ENERGY STAR but not CEE+Gas DHW_Electric Dryer | 14.2249 | NWPPC 2021 Plan measure workbook Res-ClothesWasher-2021P_v2, for the measure Top Load_ENERGY STAR but not CEE+Gas DHW_Electric Dryer | 0 | Incremental | 0 | 0 | 0 | 0.0059325 | 0 | 0 | 0 | See 'Measure Equipment Cost Source' | NWPPC 2021 Plan measure workbook Res-ClothesWasher-2021P_v2, for the measure Top Load_ENERGY STAR but not CEE+Gas DHW_Electric Dryer |  | 100% | 99% | 4.076% | 1 | 0 | 4.9767 | See source workbook for details. Includes PSE NEI data where applicable. | NWPPC 2021 Plan measure workbook Res-ClothesWasher-2021P_v2, for the measure Top Load_ENERGY STAR but not CEE+Gas DHW_Electric Dryer | System | System
Thurston County | Multifamily - Highly Impacted | Water Heat LE 55 Gal | New | Top Load_ENERGY STAR but not CEE+Gas DHW_Electric Dryer | Washer Savings | 0 | 2024 | 2050 | 0.5404 | per Home | 0 | 0 | 14 | NWPPC 2021 Plan measure workbook Res-ClothesWasher-2021P_v2, for the measure Top Load_ENERGY STAR but not CEE+Gas DHW_Electric Dryer | 0.36471 | 0.2615% | NWPPC 2021 Plan measure workbook Res-ClothesWasher-2021P_v2, for the measure Top Load_ENERGY STAR but not CEE+Gas DHW_Electric Dryer | 14.2249 | NWPPC 2021 Plan measure workbook Res-ClothesWasher-2021P_v2, for the measure Top Load_ENERGY STAR but not CEE+Gas DHW_Electric Dryer | 0 | Incremental | 0 | 0 | 0 | 0.0059325 | 0 | 0 | 0 | See 'Measure Equipment Cost Source' | NWPPC 2021 Plan measure workbook Res-ClothesWasher-2021P_v2, for the measure Top Load_ENERGY STAR but not CEE+Gas DHW_Electric Dryer |  | 100% | 99% | 4.076% | 1 | 0 | 4.9767 | See source workbook for details. Includes PSE NEI data where applicable. | NWPPC 2021 Plan measure workbook Res-ClothesWasher-2021P_v2, for the measure Top Load_ENERGY STAR but not CEE+Gas DHW_Electric Dryer | System | System
Thurston County | Manufactured | Water Heat LE 55 Gal | Existing | Top Load_ENERGY STAR but not CEE+Gas DHW_Electric Dryer | Washer Savings | 0 | 2024 | 2050 | 0.87443 | per Home | 0 | 0 | 14 | NWPPC 2021 Plan measure workbook Res-ClothesWasher-2021P_v2, for the measure Top Load_ENERGY STAR but not CEE+Gas DHW_Electric Dryer | 0.61215 | 0.3817% | NWPPC 2021 Plan measure workbook Res-ClothesWasher-2021P_v2, for the measure Top Load_ENERGY STAR but not CEE+Gas DHW_Electric Dryer | 23.0175 | NWPPC 2021 Plan measure workbook Res-ClothesWasher-2021P_v2, for the measure Top Load_ENERGY STAR but not CEE+Gas DHW_Electric Dryer | 0 | Incremental | 0 | 0 | 0 | 0.0095994 | 0 | 0 | 0 | See 'Measure Equipment Cost Source' | NWPPC 2021 Plan measure workbook Res-ClothesWasher-2021P_v2, for the measure Top Load_ENERGY STAR but not CEE+Gas DHW_Electric Dryer |  | 100% | 99% | 6.608% | 1 | 0 | 8.0529 | See source workbook for details. Includes PSE NEI data where applicable. | NWPPC 2021 Plan measure workbook Res-ClothesWasher-2021P_v2, for the measure Top Load_ENERGY STAR but not CEE+Gas DHW_Electric Dryer | System | System
Thurston County | Manufactured | Water Heat LE 55 Gal | New | Top Load_ENERGY STAR but not CEE+Gas DHW_Electric Dryer | Washer Savings | 0 | 2024 | 2050 | 0.87443 | per Home | 0 | 0 | 14 | NWPPC 2021 Plan measure workbook Res-ClothesWasher-2021P_v2, for the measure Top Load_ENERGY STAR but not CEE+Gas DHW_Electric Dryer | 0.59014 | 0.3817% | NWPPC 2021 Plan measure workbook Res-ClothesWasher-2021P_v2, for the measure Top Load_ENERGY STAR but not CEE+Gas DHW_Electric Dryer | 23.0175 | NWPPC 2021 Plan measure workbook Res-ClothesWasher-2021P_v2, for the measure Top Load_ENERGY STAR but not CEE+Gas DHW_Electric Dryer | 0 | Incremental | 0 | 0 | 0 | 0.0095994 | 0 | 0 | 0 | See 'Measure Equipment Cost Source' | NWPPC 2021 Plan measure workbook Res-ClothesWasher-2021P_v2, for the measure Top Load_ENERGY STAR but not CEE+Gas DHW_Electric Dryer |  | 100% | 99% | 6.608% | 1 | 0 | 8.0529 | See source workbook for details. Includes PSE NEI data where applicable. | NWPPC 2021 Plan measure workbook Res-ClothesWasher-2021P_v2, for the measure Top Load_ENERGY STAR but not CEE+Gas DHW_Electric Dryer | System | System
Thurston County | Manufactured - Highly Impacted | Water Heat LE 55 Gal | Existing | Top Load_ENERGY STAR but not CEE+Gas DHW_Electric Dryer | Washer Savings | 0 | 2024 | 2050 | 0.67793 | per Home | 0 | 0 | 14 | NWPPC 2021 Plan measure workbook Res-ClothesWasher-2021P_v2, for the measure Top Load_ENERGY STAR but not CEE+Gas DHW_Electric Dryer | 0.47459 | 0.347% | NWPPC 2021 Plan measure workbook Res-ClothesWasher-2021P_v2, for the measure Top Load_ENERGY STAR but not CEE+Gas DHW_Electric Dryer | 17.8451 | NWPPC 2021 Plan measure workbook Res-ClothesWasher-2021P_v2, for the measure Top Load_ENERGY STAR but not CEE+Gas DHW_Electric Dryer | 0 | Incremental | 0 | 0 | 0 | 0.0074423 | 0 | 0 | 0 | See 'Measure Equipment Cost Source' | NWPPC 2021 Plan measure workbook Res-ClothesWasher-2021P_v2, for the measure Top Load_ENERGY STAR but not CEE+Gas DHW_Electric Dryer |  | 100% | 99% | 2.595% | 1 | 0 | 6.2433 | See source workbook for details. Includes PSE NEI data where applicable. | NWPPC 2021 Plan measure workbook Res-ClothesWasher-2021P_v2, for the measure Top Load_ENERGY STAR but not CEE+Gas DHW_Electric Dryer | System | System
Thurston County | Manufactured - Highly Impacted | Water Heat LE 55 Gal | New | Top Load_ENERGY STAR but not CEE+Gas DHW_Electric Dryer | Washer Savings | 0 | 2024 | 2050 | 0.67793 | per Home | 0 | 0 | 14 | NWPPC 2021 Plan measure workbook Res-ClothesWasher-2021P_v2, for the measure Top Load_ENERGY STAR but not CEE+Gas DHW_Electric Dryer | 0.45753 | 0.347% | NWPPC 2021 Plan measure workbook Res-ClothesWasher-2021P_v2, for the measure Top Load_ENERGY STAR but not CEE+Gas DHW_Electric Dryer | 17.8451 | NWPPC 2021 Plan measure workbook Res-ClothesWasher-2021P_v2, for the measure Top Load_ENERGY STAR but not CEE+Gas DHW_Electric Dryer | 0 | Incremental | 0 | 0 | 0 | 0.0074423 | 0 | 0 | 0 | See 'Measure Equipment Cost Source' | NWPPC 2021 Plan measure workbook Res-ClothesWasher-2021P_v2, for the measure Top Load_ENERGY STAR but not CEE+Gas DHW_Electric Dryer |  | 100% | 99% | 2.595% | 1 | 0 | 6.2433 | See source workbook for details. Includes PSE NEI data where applicable. | NWPPC 2021 Plan measure workbook Res-ClothesWasher-2021P_v2, for the measure Top Load_ENERGY STAR but not CEE+Gas DHW_Electric Dryer | System | System
Thurston County | Single Family | Water Heat GT 55 Gal | Existing | Top Load_ENERGY STAR but not CEE+Gas DHW_Electric Dryer | Washer Savings | 0 | 2024 | 2050 | 0.92861 | per Home | 0 | 0 | 14 | NWPPC 2021 Plan measure workbook Res-ClothesWasher-2021P_v2, for the measure Top Load_ENERGY STAR but not CEE+Gas DHW_Electric Dryer | 0.552 | 0.3593% | NWPPC 2021 Plan measure workbook Res-ClothesWasher-2021P_v2, for the measure Top Load_ENERGY STAR but not CEE+Gas DHW_Electric Dryer | 24.4437 | NWPPC 2021 Plan measure workbook Res-ClothesWasher-2021P_v2, for the measure Top Load_ENERGY STAR but not CEE+Gas DHW_Electric Dryer | 0 | Incremental | 0 | 0 | 0 | 0.010194 | 0 | 0 | 0 | See 'Measure Equipment Cost Source' | NWPPC 2021 Plan measure workbook Res-ClothesWasher-2021P_v2, for the measure Top Load_ENERGY STAR but not CEE+Gas DHW_Electric Dryer |  | 100% | 99% | 23.65% | 1 | 0 | 8.5519 | See source workbook for details. Includes PSE NEI data where applicable. | NWPPC 2021 Plan measure workbook Res-ClothesWasher-2021P_v2, for the measure Top Load_ENERGY STAR but not CEE+Gas DHW_Electric Dryer | System | System
Thurston County | Single Family | Water Heat GT 55 Gal | New | Top Load_ENERGY STAR but not CEE+Gas DHW_Electric Dryer | Washer Savings | 0 | 2024 | 2050 | 0.92861 | per Home | 0 | 0 | 14 | NWPPC 2021 Plan measure workbook Res-ClothesWasher-2021P_v2, for the measure Top Load_ENERGY STAR but not CEE+Gas DHW_Electric Dryer | 0.552 | 0.3593% | NWPPC 2021 Plan measure workbook Res-ClothesWasher-2021P_v2, for the measure Top Load_ENERGY STAR but not CEE+Gas DHW_Electric Dryer | 24.4437 | NWPPC 2021 Plan measure workbook Res-ClothesWasher-2021P_v2, for the measure Top Load_ENERGY STAR but not CEE+Gas DHW_Electric Dryer | 0 | Incremental | 0 | 0 | 0 | 0.010194 | 0 | 0 | 0 | See 'Measure Equipment Cost Source' | NWPPC 2021 Plan measure workbook Res-ClothesWasher-2021P_v2, for the measure Top Load_ENERGY STAR but not CEE+Gas DHW_Electric Dryer |  | 100% | 99% | 23.65% | 1 | 0 | 8.5519 | See source workbook for details. Includes PSE NEI data where applicable. | NWPPC 2021 Plan measure workbook Res-ClothesWasher-2021P_v2, for the measure Top Load_ENERGY STAR but not CEE+Gas DHW_Electric Dryer | System | System
Thurston County | Single Family - Highly Impacted | Water Heat GT 55 Gal | Existing | Top Load_ENERGY STAR but not CEE+Gas DHW_Electric Dryer | Washer Savings | 0 | 2024 | 2050 | 0.66799 | per Home | 0 | 0 | 14 | NWPPC 2021 Plan measure workbook Res-ClothesWasher-2021P_v2, for the measure Top Load_ENERGY STAR but not CEE+Gas DHW_Electric Dryer | 0.39708 | 0.2958% | NWPPC 2021 Plan measure workbook Res-ClothesWasher-2021P_v2, for the measure Top Load_ENERGY STAR but not CEE+Gas DHW_Electric Dryer | 17.5832 | NWPPC 2021 Plan measure workbook Res-ClothesWasher-2021P_v2, for the measure Top Load_ENERGY STAR but not CEE+Gas DHW_Electric Dryer | 0 | Incremental | 0 | 0 | 0 | 0.0073331 | 0 | 0 | 0 | See 'Measure Equipment Cost Source' | NWPPC 2021 Plan measure workbook Res-ClothesWasher-2021P_v2, for the measure Top Load_ENERGY STAR but not CEE+Gas DHW_Electric Dryer |  | 100% | 99% | 18.14% | 1 | 0 | 6.1517 | See source workbook for details. Includes PSE NEI data where applicable. | NWPPC 2021 Plan measure workbook Res-ClothesWasher-2021P_v2, for the measure Top Load_ENERGY STAR but not CEE+Gas DHW_Electric Dryer | System | System
Thurston County | Single Family - Highly Impacted | Water Heat GT 55 Gal | New | Top Load_ENERGY STAR but not CEE+Gas DHW_Electric Dryer | Washer Savings | 0 | 2024 | 2050 | 0.66799 | per Home | 0 | 0 | 14 | NWPPC 2021 Plan measure workbook Res-ClothesWasher-2021P_v2, for the measure Top Load_ENERGY STAR but not CEE+Gas DHW_Electric Dryer | 0.39708 | 0.2958% | NWPPC 2021 Plan measure workbook Res-ClothesWasher-2021P_v2, for the measure Top Load_ENERGY STAR but not CEE+Gas DHW_Electric Dryer | 17.5832 | NWPPC 2021 Plan measure workbook Res-ClothesWasher-2021P_v2, for the measure Top Load_ENERGY STAR but not CEE+Gas DHW_Electric Dryer | 0 | Incremental | 0 | 0 | 0 | 0.0073331 | 0 | 0 | 0 | See 'Measure Equipment Cost Source' | NWPPC 2021 Plan measure workbook Res-ClothesWasher-2021P_v2, for the measure Top Load_ENERGY STAR but not CEE+Gas DHW_Electric Dryer |  | 100% | 99% | 18.14% | 1 | 0 | 6.1517 | See source workbook for details. Includes PSE NEI data where applicable. | NWPPC 2021 Plan measure workbook Res-ClothesWasher-2021P_v2, for the measure Top Load_ENERGY STAR but not CEE+Gas DHW_Electric Dryer | System | System
Thurston County | Multifamily | Water Heat GT 55 Gal | Existing | Top Load_ENERGY STAR but not CEE+Gas DHW_Electric Dryer | Washer Savings | 0 | 2024 | 2050 | 0.6367 | per Home | 0 | 0 | 14 | NWPPC 2021 Plan measure workbook Res-ClothesWasher-2021P_v2, for the measure Top Load_ENERGY STAR but not CEE+Gas DHW_Electric Dryer | 0.37848 | 0.3468% | NWPPC 2021 Plan measure workbook Res-ClothesWasher-2021P_v2, for the measure Top Load_ENERGY STAR but not CEE+Gas DHW_Electric Dryer | 16.7598 | NWPPC 2021 Plan measure workbook Res-ClothesWasher-2021P_v2, for the measure Top Load_ENERGY STAR but not CEE+Gas DHW_Electric Dryer | 0 | Incremental | 0 | 0 | 0 | 0.0069897 | 0 | 0 | 0 | See 'Measure Equipment Cost Source' | NWPPC 2021 Plan measure workbook Res-ClothesWasher-2021P_v2, for the measure Top Load_ENERGY STAR but not CEE+Gas DHW_Electric Dryer |  | 100% | 99% | 5.408% | 1 | 0 | 5.8636 | See source workbook for details. Includes PSE NEI data where applicable. | NWPPC 2021 Plan measure workbook Res-ClothesWasher-2021P_v2, for the measure Top Load_ENERGY STAR but not CEE+Gas DHW_Electric Dryer | System | System
Thurston County | Multifamily | Water Heat GT 55 Gal | New | Top Load_ENERGY STAR but not CEE+Gas DHW_Electric Dryer | Washer Savings | 0 | 2024 | 2050 | 0.6367 | per Home | 0 | 0 | 14 | NWPPC 2021 Plan measure workbook Res-ClothesWasher-2021P_v2, for the measure Top Load_ENERGY STAR but not CEE+Gas DHW_Electric Dryer | 0.37848 | 0.3468% | NWPPC 2021 Plan measure workbook Res-ClothesWasher-2021P_v2, for the measure Top Load_ENERGY STAR but not CEE+Gas DHW_Electric Dryer | 16.7598 | NWPPC 2021 Plan measure workbook Res-ClothesWasher-2021P_v2, for the measure Top Load_ENERGY STAR but not CEE+Gas DHW_Electric Dryer | 0 | Incremental | 0 | 0 | 0 | 0.0069897 | 0 | 0 | 0 | See 'Measure Equipment Cost Source' | NWPPC 2021 Plan measure workbook Res-ClothesWasher-2021P_v2, for the measure Top Load_ENERGY STAR but not CEE+Gas DHW_Electric Dryer |  | 100% | 99% | 5.408% | 1 | 0 | 5.8636 | See source workbook for details. Includes PSE NEI data where applicable. | NWPPC 2021 Plan measure workbook Res-ClothesWasher-2021P_v2, for the measure Top Load_ENERGY STAR but not CEE+Gas DHW_Electric Dryer | System | System
Thurston County | Multifamily - Highly Impacted | Water Heat GT 55 Gal | Existing | Top Load_ENERGY STAR but not CEE+Gas DHW_Electric Dryer | Washer Savings | 0 | 2024 | 2050 | 0.5404 | per Home | 0 | 0 | 14 | NWPPC 2021 Plan measure workbook Res-ClothesWasher-2021P_v2, for the measure Top Load_ENERGY STAR but not CEE+Gas DHW_Electric Dryer | 0.32124 | 0.2615% | NWPPC 2021 Plan measure workbook Res-ClothesWasher-2021P_v2, for the measure Top Load_ENERGY STAR but not CEE+Gas DHW_Electric Dryer | 14.2249 | NWPPC 2021 Plan measure workbook Res-ClothesWasher-2021P_v2, for the measure Top Load_ENERGY STAR but not CEE+Gas DHW_Electric Dryer | 0 | Incremental | 0 | 0 | 0 | 0.0059325 | 0 | 0 | 0 | See 'Measure Equipment Cost Source' | NWPPC 2021 Plan measure workbook Res-ClothesWasher-2021P_v2, for the measure Top Load_ENERGY STAR but not CEE+Gas DHW_Electric Dryer |  | 100% | 99% | 4.076% | 1 | 0 | 4.9767 | See source workbook for details. Includes PSE NEI data where applicable. | NWPPC 2021 Plan measure workbook Res-ClothesWasher-2021P_v2, for the measure Top Load_ENERGY STAR but not CEE+Gas DHW_Electric Dryer | System | System
Thurston County | Multifamily - Highly Impacted | Water Heat GT 55 Gal | New | Top Load_ENERGY STAR but not CEE+Gas DHW_Electric Dryer | Washer Savings | 0 | 2024 | 2050 | 0.5404 | per Home | 0 | 0 | 14 | NWPPC 2021 Plan measure workbook Res-ClothesWasher-2021P_v2, for the measure Top Load_ENERGY STAR but not CEE+Gas DHW_Electric Dryer | 0.32124 | 0.2615% | NWPPC 2021 Plan measure workbook Res-ClothesWasher-2021P_v2, for the measure Top Load_ENERGY STAR but not CEE+Gas DHW_Electric Dryer | 14.2249 | NWPPC 2021 Plan measure workbook Res-ClothesWasher-2021P_v2, for the measure Top Load_ENERGY STAR but not CEE+Gas DHW_Electric Dryer | 0 | Incremental | 0 | 0 | 0 | 0.0059325 | 0 | 0 | 0 | See 'Measure Equipment Cost Source' | NWPPC 2021 Plan measure workbook Res-ClothesWasher-2021P_v2, for the measure Top Load_ENERGY STAR but not CEE+Gas DHW_Electric Dryer |  | 100% | 99% | 4.076% | 1 | 0 | 4.9767 | See source workbook for details. Includes PSE NEI data where applicable. | NWPPC 2021 Plan measure workbook Res-ClothesWasher-2021P_v2, for the measure Top Load_ENERGY STAR but not CEE+Gas DHW_Electric Dryer | System | System
Thurston County | Manufactured | Water Heat GT 55 Gal | Existing | Top Load_ENERGY STAR but not CEE+Gas DHW_Electric Dryer | Washer Savings | 0 | 2024 | 2050 | 0.87443 | per Home | 0 | 0 | 14 | NWPPC 2021 Plan measure workbook Res-ClothesWasher-2021P_v2, for the measure Top Load_ENERGY STAR but not CEE+Gas DHW_Electric Dryer | 0.5198 | 0.3817% | NWPPC 2021 Plan measure workbook Res-ClothesWasher-2021P_v2, for the measure Top Load_ENERGY STAR but not CEE+Gas DHW_Electric Dryer | 23.0175 | NWPPC 2021 Plan measure workbook Res-ClothesWasher-2021P_v2, for the measure Top Load_ENERGY STAR but not CEE+Gas DHW_Electric Dryer | 0 | Incremental | 0 | 0 | 0 | 0.0095994 | 0 | 0 | 0 | See 'Measure Equipment Cost Source' | NWPPC 2021 Plan measure workbook Res-ClothesWasher-2021P_v2, for the measure Top Load_ENERGY STAR but not CEE+Gas DHW_Electric Dryer |  | 100% | 99% | 6.608% | 1 | 0 | 8.0529 | See source workbook for details. Includes PSE NEI data where applicable. | NWPPC 2021 Plan measure workbook Res-ClothesWasher-2021P_v2, for the measure Top Load_ENERGY STAR but not CEE+Gas DHW_Electric Dryer | System | System
Thurston County | Manufactured | Water Heat GT 55 Gal | New | Top Load_ENERGY STAR but not CEE+Gas DHW_Electric Dryer | Washer Savings | 0 | 2024 | 2050 | 0.87443 | per Home | 0 | 0 | 14 | NWPPC 2021 Plan measure workbook Res-ClothesWasher-2021P_v2, for the measure Top Load_ENERGY STAR but not CEE+Gas DHW_Electric Dryer | 0.5198 | 0.3817% | NWPPC 2021 Plan measure workbook Res-ClothesWasher-2021P_v2, for the measure Top Load_ENERGY STAR but not CEE+Gas DHW_Electric Dryer | 23.0175 | NWPPC 2021 Plan measure workbook Res-ClothesWasher-2021P_v2, for the measure Top Load_ENERGY STAR but not CEE+Gas DHW_Electric Dryer | 0 | Incremental | 0 | 0 | 0 | 0.0095994 | 0 | 0 | 0 | See 'Measure Equipment Cost Source' | NWPPC 2021 Plan measure workbook Res-ClothesWasher-2021P_v2, for the measure Top Load_ENERGY STAR but not CEE+Gas DHW_Electric Dryer |  | 100% | 99% | 6.608% | 1 | 0 | 8.0529 | See source workbook for details. Includes PSE NEI data where applicable. | NWPPC 2021 Plan measure workbook Res-ClothesWasher-2021P_v2, for the measure Top Load_ENERGY STAR but not CEE+Gas DHW_Electric Dryer | System | System
Thurston County | Manufactured - Highly Impacted | Water Heat GT 55 Gal | Existing | Top Load_ENERGY STAR but not CEE+Gas DHW_Electric Dryer | Washer Savings | 0 | 2024 | 2050 | 0.67793 | per Home | 0 | 0 | 14 | NWPPC 2021 Plan measure workbook Res-ClothesWasher-2021P_v2, for the measure Top Load_ENERGY STAR but not CEE+Gas DHW_Electric Dryer | 0.40299 | 0.347% | NWPPC 2021 Plan measure workbook Res-ClothesWasher-2021P_v2, for the measure Top Load_ENERGY STAR but not CEE+Gas DHW_Electric Dryer | 17.8451 | NWPPC 2021 Plan measure workbook Res-ClothesWasher-2021P_v2, for the measure Top Load_ENERGY STAR but not CEE+Gas DHW_Electric Dryer | 0 | Incremental | 0 | 0 | 0 | 0.0074423 | 0 | 0 | 0 | See 'Measure Equipment Cost Source' | NWPPC 2021 Plan measure workbook Res-ClothesWasher-2021P_v2, for the measure Top Load_ENERGY STAR but not CEE+Gas DHW_Electric Dryer |  | 100% | 99% | 2.595% | 1 | 0 | 6.2433 | See source workbook for details. Includes PSE NEI data where applicable. | NWPPC 2021 Plan measure workbook Res-ClothesWasher-2021P_v2, for the measure Top Load_ENERGY STAR but not CEE+Gas DHW_Electric Dryer | System | System
Thurston County | Manufactured - Highly Impacted | Water Heat GT 55 Gal | New | Top Load_ENERGY STAR but not CEE+Gas DHW_Electric Dryer | Washer Savings | 0 | 2024 | 2050 | 0.67793 | per Home | 0 | 0 | 14 | NWPPC 2021 Plan measure workbook Res-ClothesWasher-2021P_v2, for the measure Top Load_ENERGY STAR but not CEE+Gas DHW_Electric Dryer | 0.40299 | 0.347% | NWPPC 2021 Plan measure workbook Res-ClothesWasher-2021P_v2, for the measure Top Load_ENERGY STAR but not CEE+Gas DHW_Electric Dryer | 17.8451 | NWPPC 2021 Plan measure workbook Res-ClothesWasher-2021P_v2, for the measure Top Load_ENERGY STAR but not CEE+Gas DHW_Electric Dryer | 0 | Incremental | 0 | 0 | 0 | 0.0074423 | 0 | 0 | 0 | See 'Measure Equipment Cost Source' | NWPPC 2021 Plan measure workbook Res-ClothesWasher-2021P_v2, for the measure Top Load_ENERGY STAR but not CEE+Gas DHW_Electric Dryer |  | 100% | 99% | 2.595% | 1 | 0 | 6.2433 | See source workbook for details. Includes PSE NEI data where applicable. | NWPPC 2021 Plan measure workbook Res-ClothesWasher-2021P_v2, for the measure Top Load_ENERGY STAR but not CEE+Gas DHW_Electric Dryer | System | System
Thurston County | Single Family | Water Heat LE 55 Gal | Existing | Top Load_ENERGY STAR but not CEE+Gas DHW_Gas Dryer | Washer Savings | 0 | 2024 | 2050 | 0.92861 | per Home | 0 | 0 | 14 | NWPPC 2021 Plan measure workbook Res-ClothesWasher-2021P_v2, for the measure Top Load_ENERGY STAR but not CEE+Gas DHW_Gas Dryer | 1.27 | 0.7019% | NWPPC 2021 Plan measure workbook Res-ClothesWasher-2021P_v2, for the measure Top Load_ENERGY STAR but not CEE+Gas DHW_Gas Dryer | 8.2329 | NWPPC 2021 Plan measure workbook Res-ClothesWasher-2021P_v2, for the measure Top Load_ENERGY STAR but not CEE+Gas DHW_Gas Dryer | 0 | Incremental | 0 | 0 | 0 | 0.010194 | 0 | 0 | 0 | See 'Measure Equipment Cost Source' | NWPPC 2021 Plan measure workbook Res-ClothesWasher-2021P_v2, for the measure Top Load_ENERGY STAR but not CEE+Gas DHW_Gas Dryer |  | 100% | 99% | 3.773% | 1 | 0 | 8.5519 | See source workbook for details. Includes PSE NEI data where applicable. | NWPPC 2021 Plan measure workbook Res-ClothesWasher-2021P_v2, for the measure Top Load_ENERGY STAR but not CEE+Gas DHW_Gas Dryer | System | System
Thurston County | Single Family | Water Heat LE 55 Gal | New | Top Load_ENERGY STAR but not CEE+Gas DHW_Gas Dryer | Washer Savings | 0 | 2024 | 2050 | 0.92861 | per Home | 0 | 0 | 14 | NWPPC 2021 Plan measure workbook Res-ClothesWasher-2021P_v2, for the measure Top Load_ENERGY STAR but not CEE+Gas DHW_Gas Dryer | 1.2243 | 0.7019% | NWPPC 2021 Plan measure workbook Res-ClothesWasher-2021P_v2, for the measure Top Load_ENERGY STAR but not CEE+Gas DHW_Gas Dryer | 8.2329 | NWPPC 2021 Plan measure workbook Res-ClothesWasher-2021P_v2, for the measure Top Load_ENERGY STAR but not CEE+Gas DHW_Gas Dryer | 0 | Incremental | 0 | 0 | 0 | 0.010194 | 0 | 0 | 0 | See 'Measure Equipment Cost Source' | NWPPC 2021 Plan measure workbook Res-ClothesWasher-2021P_v2, for the measure Top Load_ENERGY STAR but not CEE+Gas DHW_Gas Dryer |  | 100% | 99% | 3.773% | 1 | 0 | 8.5519 | See source workbook for details. Includes PSE NEI data where applicable. | NWPPC 2021 Plan measure workbook Res-ClothesWasher-2021P_v2, for the measure Top Load_ENERGY STAR but not CEE+Gas DHW_Gas Dryer | System | System
Thurston County | Single Family - Highly Impacted | Water Heat LE 55 Gal | Existing | Top Load_ENERGY STAR but not CEE+Gas DHW_Gas Dryer | Washer Savings | 0 | 2024 | 2050 | 0.66799 | per Home | 0 | 0 | 14 | NWPPC 2021 Plan measure workbook Res-ClothesWasher-2021P_v2, for the measure Top Load_ENERGY STAR but not CEE+Gas DHW_Gas Dryer | 0.91356 | 0.5779% | NWPPC 2021 Plan measure workbook Res-ClothesWasher-2021P_v2, for the measure Top Load_ENERGY STAR but not CEE+Gas DHW_Gas Dryer | 5.9222 | NWPPC 2021 Plan measure workbook Res-ClothesWasher-2021P_v2, for the measure Top Load_ENERGY STAR but not CEE+Gas DHW_Gas Dryer | 0 | Incremental | 0 | 0 | 0 | 0.0073331 | 0 | 0 | 0 | See 'Measure Equipment Cost Source' | NWPPC 2021 Plan measure workbook Res-ClothesWasher-2021P_v2, for the measure Top Load_ENERGY STAR but not CEE+Gas DHW_Gas Dryer |  | 100% | 99% | 2.329% | 1 | 0 | 6.1517 | See source workbook for details. Includes PSE NEI data where applicable. | NWPPC 2021 Plan measure workbook Res-ClothesWasher-2021P_v2, for the measure Top Load_ENERGY STAR but not CEE+Gas DHW_Gas Dryer | System | System
Thurston County | Single Family - Highly Impacted | Water Heat LE 55 Gal | New | Top Load_ENERGY STAR but not CEE+Gas DHW_Gas Dryer | Washer Savings | 0 | 2024 | 2050 | 0.66799 | per Home | 0 | 0 | 14 | NWPPC 2021 Plan measure workbook Res-ClothesWasher-2021P_v2, for the measure Top Load_ENERGY STAR but not CEE+Gas DHW_Gas Dryer | 0.88072 | 0.5779% | NWPPC 2021 Plan measure workbook Res-ClothesWasher-2021P_v2, for the measure Top Load_ENERGY STAR but not CEE+Gas DHW_Gas Dryer | 5.9222 | NWPPC 2021 Plan measure workbook Res-ClothesWasher-2021P_v2, for the measure Top Load_ENERGY STAR but not CEE+Gas DHW_Gas Dryer | 0 | Incremental | 0 | 0 | 0 | 0.0073331 | 0 | 0 | 0 | See 'Measure Equipment Cost Source' | NWPPC 2021 Plan measure workbook Res-ClothesWasher-2021P_v2, for the measure Top Load_ENERGY STAR but not CEE+Gas DHW_Gas Dryer |  | 100% | 99% | 2.329% | 1 | 0 | 6.1517 | See source workbook for details. Includes PSE NEI data where applicable. | NWPPC 2021 Plan measure workbook Res-ClothesWasher-2021P_v2, for the measure Top Load_ENERGY STAR but not CEE+Gas DHW_Gas Dryer | System | System
Thurston County | Multifamily | Water Heat LE 55 Gal | Existing | Top Load_ENERGY STAR but not CEE+Gas DHW_Gas Dryer | Washer Savings | 0 | 2024 | 2050 | 0.6367 | per Home | 0 | 0 | 14 | NWPPC 2021 Plan measure workbook Res-ClothesWasher-2021P_v2, for the measure Top Load_ENERGY STAR but not CEE+Gas DHW_Gas Dryer | 0.87078 | 0.6776% | NWPPC 2021 Plan measure workbook Res-ClothesWasher-2021P_v2, for the measure Top Load_ENERGY STAR but not CEE+Gas DHW_Gas Dryer | 5.6449 | NWPPC 2021 Plan measure workbook Res-ClothesWasher-2021P_v2, for the measure Top Load_ENERGY STAR but not CEE+Gas DHW_Gas Dryer | 0 | Incremental | 0 | 0 | 0 | 0.0069897 | 0 | 0 | 0 | See 'Measure Equipment Cost Source' | NWPPC 2021 Plan measure workbook Res-ClothesWasher-2021P_v2, for the measure Top Load_ENERGY STAR but not CEE+Gas DHW_Gas Dryer |  | 100% | 99% | 0.1057% | 1 | 0 | 5.8636 | See source workbook for details. Includes PSE NEI data where applicable. | NWPPC 2021 Plan measure workbook Res-ClothesWasher-2021P_v2, for the measure Top Load_ENERGY STAR but not CEE+Gas DHW_Gas Dryer | System | System
Thurston County | Multifamily | Water Heat LE 55 Gal | New | Top Load_ENERGY STAR but not CEE+Gas DHW_Gas Dryer | Washer Savings | 0 | 2024 | 2050 | 0.6367 | per Home | 0 | 0 | 14 | NWPPC 2021 Plan measure workbook Res-ClothesWasher-2021P_v2, for the measure Top Load_ENERGY STAR but not CEE+Gas DHW_Gas Dryer | 0.83947 | 0.6776% | NWPPC 2021 Plan measure workbook Res-ClothesWasher-2021P_v2, for the measure Top Load_ENERGY STAR but not CEE+Gas DHW_Gas Dryer | 5.6449 | NWPPC 2021 Plan measure workbook Res-ClothesWasher-2021P_v2, for the measure Top Load_ENERGY STAR but not CEE+Gas DHW_Gas Dryer | 0 | Incremental | 0 | 0 | 0 | 0.0069897 | 0 | 0 | 0 | See 'Measure Equipment Cost Source' | NWPPC 2021 Plan measure workbook Res-ClothesWasher-2021P_v2, for the measure Top Load_ENERGY STAR but not CEE+Gas DHW_Gas Dryer |  | 100% | 99% | 0.1057% | 1 | 0 | 5.8636 | See source workbook for details. Includes PSE NEI data where applicable. | NWPPC 2021 Plan measure workbook Res-ClothesWasher-2021P_v2, for the measure Top Load_ENERGY STAR but not CEE+Gas DHW_Gas Dryer | System | System
Thurston County | Multifamily - Highly Impacted | Water Heat LE 55 Gal | Existing | Top Load_ENERGY STAR but not CEE+Gas DHW_Gas Dryer | Washer Savings | 0 | 2024 | 2050 | 0.5404 | per Home | 0 | 0 | 14 | NWPPC 2021 Plan measure workbook Res-ClothesWasher-2021P_v2, for the measure Top Load_ENERGY STAR but not CEE+Gas DHW_Gas Dryer | 0.73907 | 0.5109% | NWPPC 2021 Plan measure workbook Res-ClothesWasher-2021P_v2, for the measure Top Load_ENERGY STAR but not CEE+Gas DHW_Gas Dryer | 4.7911 | NWPPC 2021 Plan measure workbook Res-ClothesWasher-2021P_v2, for the measure Top Load_ENERGY STAR but not CEE+Gas DHW_Gas Dryer | 0 | Incremental | 0 | 0 | 0 | 0.0059325 | 0 | 0 | 0 | See 'Measure Equipment Cost Source' | NWPPC 2021 Plan measure workbook Res-ClothesWasher-2021P_v2, for the measure Top Load_ENERGY STAR but not CEE+Gas DHW_Gas Dryer |  | 100% | 99% | 0.05979% | 1 | 0 | 4.9767 | See source workbook for details. Includes PSE NEI data where applicable. | NWPPC 2021 Plan measure workbook Res-ClothesWasher-2021P_v2, for the measure Top Load_ENERGY STAR but not CEE+Gas DHW_Gas Dryer | System | System
Thurston County | Multifamily - Highly Impacted | Water Heat LE 55 Gal | New | Top Load_ENERGY STAR but not CEE+Gas DHW_Gas Dryer | Washer Savings | 0 | 2024 | 2050 | 0.5404 | per Home | 0 | 0 | 14 | NWPPC 2021 Plan measure workbook Res-ClothesWasher-2021P_v2, for the measure Top Load_ENERGY STAR but not CEE+Gas DHW_Gas Dryer | 0.7125 | 0.5109% | NWPPC 2021 Plan measure workbook Res-ClothesWasher-2021P_v2, for the measure Top Load_ENERGY STAR but not CEE+Gas DHW_Gas Dryer | 4.7911 | NWPPC 2021 Plan measure workbook Res-ClothesWasher-2021P_v2, for the measure Top Load_ENERGY STAR but not CEE+Gas DHW_Gas Dryer | 0 | Incremental | 0 | 0 | 0 | 0.0059325 | 0 | 0 | 0 | See 'Measure Equipment Cost Source' | NWPPC 2021 Plan measure workbook Res-ClothesWasher-2021P_v2, for the measure Top Load_ENERGY STAR but not CEE+Gas DHW_Gas Dryer |  | 100% | 99% | 0.05979% | 1 | 0 | 4.9767 | See source workbook for details. Includes PSE NEI data where applicable. | NWPPC 2021 Plan measure workbook Res-ClothesWasher-2021P_v2, for the measure Top Load_ENERGY STAR but not CEE+Gas DHW_Gas Dryer | System | System
Thurston County | Manufactured | Water Heat LE 55 Gal | Existing | Top Load_ENERGY STAR but not CEE+Gas DHW_Gas Dryer | Washer Savings | 0 | 2024 | 2050 | 0.87443 | per Home | 0 | 0 | 14 | NWPPC 2021 Plan measure workbook Res-ClothesWasher-2021P_v2, for the measure Top Load_ENERGY STAR but not CEE+Gas DHW_Gas Dryer | 1.1959 | 0.7456% | NWPPC 2021 Plan measure workbook Res-ClothesWasher-2021P_v2, for the measure Top Load_ENERGY STAR but not CEE+Gas DHW_Gas Dryer | 7.7526 | NWPPC 2021 Plan measure workbook Res-ClothesWasher-2021P_v2, for the measure Top Load_ENERGY STAR but not CEE+Gas DHW_Gas Dryer | 0 | Incremental | 0 | 0 | 0 | 0.0095994 | 0 | 0 | 0 | See 'Measure Equipment Cost Source' | NWPPC 2021 Plan measure workbook Res-ClothesWasher-2021P_v2, for the measure Top Load_ENERGY STAR but not CEE+Gas DHW_Gas Dryer |  | 100% | 99% | 0.5436% | 1 | 0 | 8.0529 | See source workbook for details. Includes PSE NEI data where applicable. | NWPPC 2021 Plan measure workbook Res-ClothesWasher-2021P_v2, for the measure Top Load_ENERGY STAR but not CEE+Gas DHW_Gas Dryer | System | System
Thurston County | Manufactured | Water Heat LE 55 Gal | New | Top Load_ENERGY STAR but not CEE+Gas DHW_Gas Dryer | Washer Savings | 0 | 2024 | 2050 | 0.87443 | per Home | 0 | 0 | 14 | NWPPC 2021 Plan measure workbook Res-ClothesWasher-2021P_v2, for the measure Top Load_ENERGY STAR but not CEE+Gas DHW_Gas Dryer | 1.1529 | 0.7456% | NWPPC 2021 Plan measure workbook Res-ClothesWasher-2021P_v2, for the measure Top Load_ENERGY STAR but not CEE+Gas DHW_Gas Dryer | 7.7526 | NWPPC 2021 Plan measure workbook Res-ClothesWasher-2021P_v2, for the measure Top Load_ENERGY STAR but not CEE+Gas DHW_Gas Dryer | 0 | Incremental | 0 | 0 | 0 | 0.0095994 | 0 | 0 | 0 | See 'Measure Equipment Cost Source' | NWPPC 2021 Plan measure workbook Res-ClothesWasher-2021P_v2, for the measure Top Load_ENERGY STAR but not CEE+Gas DHW_Gas Dryer |  | 100% | 99% | 0.5436% | 1 | 0 | 8.0529 | See source workbook for details. Includes PSE NEI data where applicable. | NWPPC 2021 Plan measure workbook Res-ClothesWasher-2021P_v2, for the measure Top Load_ENERGY STAR but not CEE+Gas DHW_Gas Dryer | System | System
Thurston County | Manufactured - Highly Impacted | Water Heat LE 55 Gal | Existing | Top Load_ENERGY STAR but not CEE+Gas DHW_Gas Dryer | Washer Savings | 0 | 2024 | 2050 | 0.67793 | per Home | 0 | 0 | 14 | NWPPC 2021 Plan measure workbook Res-ClothesWasher-2021P_v2, for the measure Top Load_ENERGY STAR but not CEE+Gas DHW_Gas Dryer | 0.92717 | 0.678% | NWPPC 2021 Plan measure workbook Res-ClothesWasher-2021P_v2, for the measure Top Load_ENERGY STAR but not CEE+Gas DHW_Gas Dryer | 6.0104 | NWPPC 2021 Plan measure workbook Res-ClothesWasher-2021P_v2, for the measure Top Load_ENERGY STAR but not CEE+Gas DHW_Gas Dryer | 0 | Incremental | 0 | 0 | 0 | 0.0074423 | 0 | 0 | 0 | See 'Measure Equipment Cost Source' | NWPPC 2021 Plan measure workbook Res-ClothesWasher-2021P_v2, for the measure Top Load_ENERGY STAR but not CEE+Gas DHW_Gas Dryer |  | 100% | 99% | 0.02805% | 1 | 0 | 6.2433 | See source workbook for details. Includes PSE NEI data where applicable. | NWPPC 2021 Plan measure workbook Res-ClothesWasher-2021P_v2, for the measure Top Load_ENERGY STAR but not CEE+Gas DHW_Gas Dryer | System | System
Thurston County | Manufactured - Highly Impacted | Water Heat LE 55 Gal | New | Top Load_ENERGY STAR but not CEE+Gas DHW_Gas Dryer | Washer Savings | 0 | 2024 | 2050 | 0.67793 | per Home | 0 | 0 | 14 | NWPPC 2021 Plan measure workbook Res-ClothesWasher-2021P_v2, for the measure Top Load_ENERGY STAR but not CEE+Gas DHW_Gas Dryer | 0.89384 | 0.678% | NWPPC 2021 Plan measure workbook Res-ClothesWasher-2021P_v2, for the measure Top Load_ENERGY STAR but not CEE+Gas DHW_Gas Dryer | 6.0104 | NWPPC 2021 Plan measure workbook Res-ClothesWasher-2021P_v2, for the measure Top Load_ENERGY STAR but not CEE+Gas DHW_Gas Dryer | 0 | Incremental | 0 | 0 | 0 | 0.0074423 | 0 | 0 | 0 | See 'Measure Equipment Cost Source' | NWPPC 2021 Plan measure workbook Res-ClothesWasher-2021P_v2, for the measure Top Load_ENERGY STAR but not CEE+Gas DHW_Gas Dryer |  | 100% | 99% | 0.02805% | 1 | 0 | 6.2433 | See source workbook for details. Includes PSE NEI data where applicable. | NWPPC 2021 Plan measure workbook Res-ClothesWasher-2021P_v2, for the measure Top Load_ENERGY STAR but not CEE+Gas DHW_Gas Dryer | System | System
Thurston County | Single Family | Water Heat GT 55 Gal | Existing | Top Load_ENERGY STAR but not CEE+Gas DHW_Gas Dryer | Washer Savings | 0 | 2024 | 2050 | 0.92861 | per Home | 0 | 0 | 14 | NWPPC 2021 Plan measure workbook Res-ClothesWasher-2021P_v2, for the measure Top Load_ENERGY STAR but not CEE+Gas DHW_Gas Dryer | 1.0784 | 0.7019% | NWPPC 2021 Plan measure workbook Res-ClothesWasher-2021P_v2, for the measure Top Load_ENERGY STAR but not CEE+Gas DHW_Gas Dryer | 8.2329 | NWPPC 2021 Plan measure workbook Res-ClothesWasher-2021P_v2, for the measure Top Load_ENERGY STAR but not CEE+Gas DHW_Gas Dryer | 0 | Incremental | 0 | 0 | 0 | 0.010194 | 0 | 0 | 0 | See 'Measure Equipment Cost Source' | NWPPC 2021 Plan measure workbook Res-ClothesWasher-2021P_v2, for the measure Top Load_ENERGY STAR but not CEE+Gas DHW_Gas Dryer |  | 100% | 99% | 3.773% | 1 | 0 | 8.5519 | See source workbook for details. Includes PSE NEI data where applicable. | NWPPC 2021 Plan measure workbook Res-ClothesWasher-2021P_v2, for the measure Top Load_ENERGY STAR but not CEE+Gas DHW_Gas Dryer | System | System
Thurston County | Single Family | Water Heat GT 55 Gal | New | Top Load_ENERGY STAR but not CEE+Gas DHW_Gas Dryer | Washer Savings | 0 | 2024 | 2050 | 0.92861 | per Home | 0 | 0 | 14 | NWPPC 2021 Plan measure workbook Res-ClothesWasher-2021P_v2, for the measure Top Load_ENERGY STAR but not CEE+Gas DHW_Gas Dryer | 1.0784 | 0.7019% | NWPPC 2021 Plan measure workbook Res-ClothesWasher-2021P_v2, for the measure Top Load_ENERGY STAR but not CEE+Gas DHW_Gas Dryer | 8.2329 | NWPPC 2021 Plan measure workbook Res-ClothesWasher-2021P_v2, for the measure Top Load_ENERGY STAR but not CEE+Gas DHW_Gas Dryer | 0 | Incremental | 0 | 0 | 0 | 0.010194 | 0 | 0 | 0 | See 'Measure Equipment Cost Source' | NWPPC 2021 Plan measure workbook Res-ClothesWasher-2021P_v2, for the measure Top Load_ENERGY STAR but not CEE+Gas DHW_Gas Dryer |  | 100% | 99% | 3.773% | 1 | 0 | 8.5519 | See source workbook for details. Includes PSE NEI data where applicable. | NWPPC 2021 Plan measure workbook Res-ClothesWasher-2021P_v2, for the measure Top Load_ENERGY STAR but not CEE+Gas DHW_Gas Dryer | System | System
Thurston County | Single Family - Highly Impacted | Water Heat GT 55 Gal | Existing | Top Load_ENERGY STAR but not CEE+Gas DHW_Gas Dryer | Washer Savings | 0 | 2024 | 2050 | 0.66799 | per Home | 0 | 0 | 14 | NWPPC 2021 Plan measure workbook Res-ClothesWasher-2021P_v2, for the measure Top Load_ENERGY STAR but not CEE+Gas DHW_Gas Dryer | 0.77573 | 0.5779% | NWPPC 2021 Plan measure workbook Res-ClothesWasher-2021P_v2, for the measure Top Load_ENERGY STAR but not CEE+Gas DHW_Gas Dryer | 5.9222 | NWPPC 2021 Plan measure workbook Res-ClothesWasher-2021P_v2, for the measure Top Load_ENERGY STAR but not CEE+Gas DHW_Gas Dryer | 0 | Incremental | 0 | 0 | 0 | 0.0073331 | 0 | 0 | 0 | See 'Measure Equipment Cost Source' | NWPPC 2021 Plan measure workbook Res-ClothesWasher-2021P_v2, for the measure Top Load_ENERGY STAR but not CEE+Gas DHW_Gas Dryer |  | 100% | 99% | 2.329% | 1 | 0 | 6.1517 | See source workbook for details. Includes PSE NEI data where applicable. | NWPPC 2021 Plan measure workbook Res-ClothesWasher-2021P_v2, for the measure Top Load_ENERGY STAR but not CEE+Gas DHW_Gas Dryer | System | System
Thurston County | Single Family - Highly Impacted | Water Heat GT 55 Gal | New | Top Load_ENERGY STAR but not CEE+Gas DHW_Gas Dryer | Washer Savings | 0 | 2024 | 2050 | 0.66799 | per Home | 0 | 0 | 14 | NWPPC 2021 Plan measure workbook Res-ClothesWasher-2021P_v2, for the measure Top Load_ENERGY STAR but not CEE+Gas DHW_Gas Dryer | 0.77573 | 0.5779% | NWPPC 2021 Plan measure workbook Res-ClothesWasher-2021P_v2, for the measure Top Load_ENERGY STAR but not CEE+Gas DHW_Gas Dryer | 5.9222 | NWPPC 2021 Plan measure workbook Res-ClothesWasher-2021P_v2, for the measure Top Load_ENERGY STAR but not CEE+Gas DHW_Gas Dryer | 0 | Incremental | 0 | 0 | 0 | 0.0073331 | 0 | 0 | 0 | See 'Measure Equipment Cost Source' | NWPPC 2021 Plan measure workbook Res-ClothesWasher-2021P_v2, for the measure Top Load_ENERGY STAR but not CEE+Gas DHW_Gas Dryer |  | 100% | 99% | 2.329% | 1 | 0 | 6.1517 | See source workbook for details. Includes PSE NEI data where applicable. | NWPPC 2021 Plan measure workbook Res-ClothesWasher-2021P_v2, for the measure Top Load_ENERGY STAR but not CEE+Gas DHW_Gas Dryer | System | System
Thurston County | Multifamily | Water Heat GT 55 Gal | Existing | Top Load_ENERGY STAR but not CEE+Gas DHW_Gas Dryer | Washer Savings | 0 | 2024 | 2050 | 0.6367 | per Home | 0 | 0 | 14 | NWPPC 2021 Plan measure workbook Res-ClothesWasher-2021P_v2, for the measure Top Load_ENERGY STAR but not CEE+Gas DHW_Gas Dryer | 0.7394 | 0.6776% | NWPPC 2021 Plan measure workbook Res-ClothesWasher-2021P_v2, for the measure Top Load_ENERGY STAR but not CEE+Gas DHW_Gas Dryer | 5.6449 | NWPPC 2021 Plan measure workbook Res-ClothesWasher-2021P_v2, for the measure Top Load_ENERGY STAR but not CEE+Gas DHW_Gas Dryer | 0 | Incremental | 0 | 0 | 0 | 0.0069897 | 0 | 0 | 0 | See 'Measure Equipment Cost Source' | NWPPC 2021 Plan measure workbook Res-ClothesWasher-2021P_v2, for the measure Top Load_ENERGY STAR but not CEE+Gas DHW_Gas Dryer |  | 100% | 99% | 0.1057% | 1 | 0 | 5.8636 | See source workbook for details. Includes PSE NEI data where applicable. | NWPPC 2021 Plan measure workbook Res-ClothesWasher-2021P_v2, for the measure Top Load_ENERGY STAR but not CEE+Gas DHW_Gas Dryer | System | System
Thurston County | Multifamily | Water Heat GT 55 Gal | New | Top Load_ENERGY STAR but not CEE+Gas DHW_Gas Dryer | Washer Savings | 0 | 2024 | 2050 | 0.6367 | per Home | 0 | 0 | 14 | NWPPC 2021 Plan measure workbook Res-ClothesWasher-2021P_v2, for the measure Top Load_ENERGY STAR but not CEE+Gas DHW_Gas Dryer | 0.7394 | 0.6776% | NWPPC 2021 Plan measure workbook Res-ClothesWasher-2021P_v2, for the measure Top Load_ENERGY STAR but not CEE+Gas DHW_Gas Dryer | 5.6449 | NWPPC 2021 Plan measure workbook Res-ClothesWasher-2021P_v2, for the measure Top Load_ENERGY STAR but not CEE+Gas DHW_Gas Dryer | 0 | Incremental | 0 | 0 | 0 | 0.0069897 | 0 | 0 | 0 | See 'Measure Equipment Cost Source' | NWPPC 2021 Plan measure workbook Res-ClothesWasher-2021P_v2, for the measure Top Load_ENERGY STAR but not CEE+Gas DHW_Gas Dryer |  | 100% | 99% | 0.1057% | 1 | 0 | 5.8636 | See source workbook for details. Includes PSE NEI data where applicable. | NWPPC 2021 Plan measure workbook Res-ClothesWasher-2021P_v2, for the measure Top Load_ENERGY STAR but not CEE+Gas DHW_Gas Dryer | System | System
Thurston County | Multifamily - Highly Impacted | Water Heat GT 55 Gal | Existing | Top Load_ENERGY STAR but not CEE+Gas DHW_Gas Dryer | Washer Savings | 0 | 2024 | 2050 | 0.5404 | per Home | 0 | 0 | 14 | NWPPC 2021 Plan measure workbook Res-ClothesWasher-2021P_v2, for the measure Top Load_ENERGY STAR but not CEE+Gas DHW_Gas Dryer | 0.62757 | 0.5109% | NWPPC 2021 Plan measure workbook Res-ClothesWasher-2021P_v2, for the measure Top Load_ENERGY STAR but not CEE+Gas DHW_Gas Dryer | 4.7911 | NWPPC 2021 Plan measure workbook Res-ClothesWasher-2021P_v2, for the measure Top Load_ENERGY STAR but not CEE+Gas DHW_Gas Dryer | 0 | Incremental | 0 | 0 | 0 | 0.0059325 | 0 | 0 | 0 | See 'Measure Equipment Cost Source' | NWPPC 2021 Plan measure workbook Res-ClothesWasher-2021P_v2, for the measure Top Load_ENERGY STAR but not CEE+Gas DHW_Gas Dryer |  | 100% | 99% | 0.05979% | 1 | 0 | 4.9767 | See source workbook for details. Includes PSE NEI data where applicable. | NWPPC 2021 Plan measure workbook Res-ClothesWasher-2021P_v2, for the measure Top Load_ENERGY STAR but not CEE+Gas DHW_Gas Dryer | System | System
Thurston County | Multifamily - Highly Impacted | Water Heat GT 55 Gal | New | Top Load_ENERGY STAR but not CEE+Gas DHW_Gas Dryer | Washer Savings | 0 | 2024 | 2050 | 0.5404 | per Home | 0 | 0 | 14 | NWPPC 2021 Plan measure workbook Res-ClothesWasher-2021P_v2, for the measure Top Load_ENERGY STAR but not CEE+Gas DHW_Gas Dryer | 0.62757 | 0.5109% | NWPPC 2021 Plan measure workbook Res-ClothesWasher-2021P_v2, for the measure Top Load_ENERGY STAR but not CEE+Gas DHW_Gas Dryer | 4.7911 | NWPPC 2021 Plan measure workbook Res-ClothesWasher-2021P_v2, for the measure Top Load_ENERGY STAR but not CEE+Gas DHW_Gas Dryer | 0 | Incremental | 0 | 0 | 0 | 0.0059325 | 0 | 0 | 0 | See 'Measure Equipment Cost Source' | NWPPC 2021 Plan measure workbook Res-ClothesWasher-2021P_v2, for the measure Top Load_ENERGY STAR but not CEE+Gas DHW_Gas Dryer |  | 100% | 99% | 0.05979% | 1 | 0 | 4.9767 | See source workbook for details. Includes PSE NEI data where applicable. | NWPPC 2021 Plan measure workbook Res-ClothesWasher-2021P_v2, for the measure Top Load_ENERGY STAR but not CEE+Gas DHW_Gas Dryer | System | System
Thurston County | Manufactured | Water Heat GT 55 Gal | Existing | Top Load_ENERGY STAR but not CEE+Gas DHW_Gas Dryer | Washer Savings | 0 | 2024 | 2050 | 0.87443 | per Home | 0 | 0 | 14 | NWPPC 2021 Plan measure workbook Res-ClothesWasher-2021P_v2, for the measure Top Load_ENERGY STAR but not CEE+Gas DHW_Gas Dryer | 1.0155 | 0.7456% | NWPPC 2021 Plan measure workbook Res-ClothesWasher-2021P_v2, for the measure Top Load_ENERGY STAR but not CEE+Gas DHW_Gas Dryer | 7.7526 | NWPPC 2021 Plan measure workbook Res-ClothesWasher-2021P_v2, for the measure Top Load_ENERGY STAR but not CEE+Gas DHW_Gas Dryer | 0 | Incremental | 0 | 0 | 0 | 0.0095994 | 0 | 0 | 0 | See 'Measure Equipment Cost Source' | NWPPC 2021 Plan measure workbook Res-ClothesWasher-2021P_v2, for the measure Top Load_ENERGY STAR but not CEE+Gas DHW_Gas Dryer |  | 100% | 99% | 0.5436% | 1 | 0 | 8.0529 | See source workbook for details. Includes PSE NEI data where applicable. | NWPPC 2021 Plan measure workbook Res-ClothesWasher-2021P_v2, for the measure Top Load_ENERGY STAR but not CEE+Gas DHW_Gas Dryer | System | System
Thurston County | Manufactured | Water Heat GT 55 Gal | New | Top Load_ENERGY STAR but not CEE+Gas DHW_Gas Dryer | Washer Savings | 0 | 2024 | 2050 | 0.87443 | per Home | 0 | 0 | 14 | NWPPC 2021 Plan measure workbook Res-ClothesWasher-2021P_v2, for the measure Top Load_ENERGY STAR but not CEE+Gas DHW_Gas Dryer | 1.0155 | 0.7456% | NWPPC 2021 Plan measure workbook Res-ClothesWasher-2021P_v2, for the measure Top Load_ENERGY STAR but not CEE+Gas DHW_Gas Dryer | 7.7526 | NWPPC 2021 Plan measure workbook Res-ClothesWasher-2021P_v2, for the measure Top Load_ENERGY STAR but not CEE+Gas DHW_Gas Dryer | 0 | Incremental | 0 | 0 | 0 | 0.0095994 | 0 | 0 | 0 | See 'Measure Equipment Cost Source' | NWPPC 2021 Plan measure workbook Res-ClothesWasher-2021P_v2, for the measure Top Load_ENERGY STAR but not CEE+Gas DHW_Gas Dryer |  | 100% | 99% | 0.5436% | 1 | 0 | 8.0529 | See source workbook for details. Includes PSE NEI data where applicable. | NWPPC 2021 Plan measure workbook Res-ClothesWasher-2021P_v2, for the measure Top Load_ENERGY STAR but not CEE+Gas DHW_Gas Dryer | System | System
Thurston County | Manufactured - Highly Impacted | Water Heat GT 55 Gal | Existing | Top Load_ENERGY STAR but not CEE+Gas DHW_Gas Dryer | Washer Savings | 0 | 2024 | 2050 | 0.67793 | per Home | 0 | 0 | 14 | NWPPC 2021 Plan measure workbook Res-ClothesWasher-2021P_v2, for the measure Top Load_ENERGY STAR but not CEE+Gas DHW_Gas Dryer | 0.78729 | 0.678% | NWPPC 2021 Plan measure workbook Res-ClothesWasher-2021P_v2, for the measure Top Load_ENERGY STAR but not CEE+Gas DHW_Gas Dryer | 6.0104 | NWPPC 2021 Plan measure workbook Res-ClothesWasher-2021P_v2, for the measure Top Load_ENERGY STAR but not CEE+Gas DHW_Gas Dryer | 0 | Incremental | 0 | 0 | 0 | 0.0074423 | 0 | 0 | 0 | See 'Measure Equipment Cost Source' | NWPPC 2021 Plan measure workbook Res-ClothesWasher-2021P_v2, for the measure Top Load_ENERGY STAR but not CEE+Gas DHW_Gas Dryer |  | 100% | 99% | 0.02805% | 1 | 0 | 6.2433 | See source workbook for details. Includes PSE NEI data where applicable. | NWPPC 2021 Plan measure workbook Res-ClothesWasher-2021P_v2, for the measure Top Load_ENERGY STAR but not CEE+Gas DHW_Gas Dryer | System | System
Thurston County | Manufactured - Highly Impacted | Water Heat GT 55 Gal | New | Top Load_ENERGY STAR but not CEE+Gas DHW_Gas Dryer | Washer Savings | 0 | 2024 | 2050 | 0.67793 | per Home | 0 | 0 | 14 | NWPPC 2021 Plan measure workbook Res-ClothesWasher-2021P_v2, for the measure Top Load_ENERGY STAR but not CEE+Gas DHW_Gas Dryer | 0.78729 | 0.678% | NWPPC 2021 Plan measure workbook Res-ClothesWasher-2021P_v2, for the measure Top Load_ENERGY STAR but not CEE+Gas DHW_Gas Dryer | 6.0104 | NWPPC 2021 Plan measure workbook Res-ClothesWasher-2021P_v2, for the measure Top Load_ENERGY STAR but not CEE+Gas DHW_Gas Dryer | 0 | Incremental | 0 | 0 | 0 | 0.0074423 | 0 | 0 | 0 | See 'Measure Equipment Cost Source' | NWPPC 2021 Plan measure workbook Res-ClothesWasher-2021P_v2, for the measure Top Load_ENERGY STAR but not CEE+Gas DHW_Gas Dryer |  | 100% | 99% | 0.02805% | 1 | 0 | 6.2433 | See source workbook for details. Includes PSE NEI data where applicable. | NWPPC 2021 Plan measure workbook Res-ClothesWasher-2021P_v2, for the measure Top Load_ENERGY STAR but not CEE+Gas DHW_Gas Dryer | System | System
Thurston County | Single Family | Water Heat LE 55 Gal | Existing | Front Load_CEE Tier 1+Gas DHW_Electric Dryer | Washer Savings | 0 | 2024 | 2050 | 0.92861 | per Home | 0 | 0 | 14 | NWPPC 2021 Plan measure workbook Res-ClothesWasher-2021P_v2, for the measure Front Load_CEE Tier 1+Gas DHW_Electric Dryer | 2.9878 | 1.651% | NWPPC 2021 Plan measure workbook Res-ClothesWasher-2021P_v2, for the measure Front Load_CEE Tier 1+Gas DHW_Electric Dryer | 117.1317 | NWPPC 2021 Plan measure workbook Res-ClothesWasher-2021P_v2, for the measure Front Load_CEE Tier 1+Gas DHW_Electric Dryer | 0 | Incremental | 0 | 0 | 0 | 56.1652 | 0 | 0.010194 | 0 | See 'Measure Equipment Cost Source' | NWPPC 2021 Plan measure workbook Res-ClothesWasher-2021P_v2, for the measure Front Load_CEE Tier 1+Gas DHW_Electric Dryer | U | 100% | 99% | 30.62% | 1 | 0 | 18.3357 | See source workbook for details. Includes PSE NEI data where applicable. | NWPPC 2021 Plan measure workbook Res-ClothesWasher-2021P_v2, for the measure Front Load_CEE Tier 1+Gas DHW_Electric Dryer | System | System
Thurston County | Single Family | Water Heat LE 55 Gal | New | Front Load_CEE Tier 1+Gas DHW_Electric Dryer | Washer Savings | 0 | 2024 | 2050 | 0.92861 | per Home | 0 | 0 | 14 | NWPPC 2021 Plan measure workbook Res-ClothesWasher-2021P_v2, for the measure Front Load_CEE Tier 1+Gas DHW_Electric Dryer | 2.8803 | 1.651% | NWPPC 2021 Plan measure workbook Res-ClothesWasher-2021P_v2, for the measure Front Load_CEE Tier 1+Gas DHW_Electric Dryer | 117.1317 | NWPPC 2021 Plan measure workbook Res-ClothesWasher-2021P_v2, for the measure Front Load_CEE Tier 1+Gas DHW_Electric Dryer | 0 | Incremental | 0 | 0 | 0 | 56.1652 | 0 | 0.010194 | 0 | See 'Measure Equipment Cost Source' | NWPPC 2021 Plan measure workbook Res-ClothesWasher-2021P_v2, for the measure Front Load_CEE Tier 1+Gas DHW_Electric Dryer | U | 100% | 99% | 30.62% | 1 | 0 | 18.3357 | See source workbook for details. Includes PSE NEI data where applicable. | NWPPC 2021 Plan measure workbook Res-ClothesWasher-2021P_v2, for the measure Front Load_CEE Tier 1+Gas DHW_Electric Dryer | System | System
Thurston County | Single Family - Highly Impacted | Water Heat LE 55 Gal | Existing | Front Load_CEE Tier 1+Gas DHW_Electric Dryer | Washer Savings | 0 | 2024 | 2050 | 0.66799 | per Home | 0 | 0 | 14 | NWPPC 2021 Plan measure workbook Res-ClothesWasher-2021P_v2, for the measure Front Load_CEE Tier 1+Gas DHW_Electric Dryer | 2.1492 | 1.36% | NWPPC 2021 Plan measure workbook Res-ClothesWasher-2021P_v2, for the measure Front Load_CEE Tier 1+Gas DHW_Electric Dryer | 84.257 | NWPPC 2021 Plan measure workbook Res-ClothesWasher-2021P_v2, for the measure Front Load_CEE Tier 1+Gas DHW_Electric Dryer | 0 | Incremental | 0 | 0 | 0 | 40.4016 | 0 | 0.0073331 | 0 | See 'Measure Equipment Cost Source' | NWPPC 2021 Plan measure workbook Res-ClothesWasher-2021P_v2, for the measure Front Load_CEE Tier 1+Gas DHW_Electric Dryer | U | 100% | 99% | 23.49% | 1 | 0 | 13.1895 | See source workbook for details. Includes PSE NEI data where applicable. | NWPPC 2021 Plan measure workbook Res-ClothesWasher-2021P_v2, for the measure Front Load_CEE Tier 1+Gas DHW_Electric Dryer | System | System
Thurston County | Single Family - Highly Impacted | Water Heat LE 55 Gal | New | Front Load_CEE Tier 1+Gas DHW_Electric Dryer | Washer Savings | 0 | 2024 | 2050 | 0.66799 | per Home | 0 | 0 | 14 | NWPPC 2021 Plan measure workbook Res-ClothesWasher-2021P_v2, for the measure Front Load_CEE Tier 1+Gas DHW_Electric Dryer | 2.0719 | 1.36% | NWPPC 2021 Plan measure workbook Res-ClothesWasher-2021P_v2, for the measure Front Load_CEE Tier 1+Gas DHW_Electric Dryer | 84.257 | NWPPC 2021 Plan measure workbook Res-ClothesWasher-2021P_v2, for the measure Front Load_CEE Tier 1+Gas DHW_Electric Dryer | 0 | Incremental | 0 | 0 | 0 | 40.4016 | 0 | 0.0073331 | 0 | See 'Measure Equipment Cost Source' | NWPPC 2021 Plan measure workbook Res-ClothesWasher-2021P_v2, for the measure Front Load_CEE Tier 1+Gas DHW_Electric Dryer | U | 100% | 99% | 23.49% | 1 | 0 | 13.1895 | See source workbook for details. Includes PSE NEI data where applicable. | NWPPC 2021 Plan measure workbook Res-ClothesWasher-2021P_v2, for the measure Front Load_CEE Tier 1+Gas DHW_Electric Dryer | System | System
Thurston County | Multifamily | Water Heat LE 55 Gal | Existing | Front Load_CEE Tier 1+Gas DHW_Electric Dryer | Washer Savings | 0 | 2024 | 2050 | 0.6367 | per Home | 0 | 0 | 14 | NWPPC 2021 Plan measure workbook Res-ClothesWasher-2021P_v2, for the measure Front Load_CEE Tier 1+Gas DHW_Electric Dryer | 2.0485 | 1.594% | NWPPC 2021 Plan measure workbook Res-ClothesWasher-2021P_v2, for the measure Front Load_CEE Tier 1+Gas DHW_Electric Dryer | 80.311 | NWPPC 2021 Plan measure workbook Res-ClothesWasher-2021P_v2, for the measure Front Load_CEE Tier 1+Gas DHW_Electric Dryer | 0 | Incremental | 0 | 0 | 0 | 38.5095 | 0 | 0.0069897 | 0 | See 'Measure Equipment Cost Source' | NWPPC 2021 Plan measure workbook Res-ClothesWasher-2021P_v2, for the measure Front Load_CEE Tier 1+Gas DHW_Electric Dryer | U | 100% | 99% | 7.004% | 1 | 0 | 12.5718 | See source workbook for details. Includes PSE NEI data where applicable. | NWPPC 2021 Plan measure workbook Res-ClothesWasher-2021P_v2, for the measure Front Load_CEE Tier 1+Gas DHW_Electric Dryer | System | System
Thurston County | Multifamily | Water Heat LE 55 Gal | New | Front Load_CEE Tier 1+Gas DHW_Electric Dryer | Washer Savings | 0 | 2024 | 2050 | 0.6367 | per Home | 0 | 0 | 14 | NWPPC 2021 Plan measure workbook Res-ClothesWasher-2021P_v2, for the measure Front Load_CEE Tier 1+Gas DHW_Electric Dryer | 1.9749 | 1.594% | NWPPC 2021 Plan measure workbook Res-ClothesWasher-2021P_v2, for the measure Front Load_CEE Tier 1+Gas DHW_Electric Dryer | 80.311 | NWPPC 2021 Plan measure workbook Res-ClothesWasher-2021P_v2, for the measure Front Load_CEE Tier 1+Gas DHW_Electric Dryer | 0 | Incremental | 0 | 0 | 0 | 38.5095 | 0 | 0.0069897 | 0 | See 'Measure Equipment Cost Source' | NWPPC 2021 Plan measure workbook Res-ClothesWasher-2021P_v2, for the measure Front Load_CEE Tier 1+Gas DHW_Electric Dryer | U | 100% | 99% | 7.004% | 1 | 0 | 12.5718 | See source workbook for details. Includes PSE NEI data where applicable. | NWPPC 2021 Plan measure workbook Res-ClothesWasher-2021P_v2, for the measure Front Load_CEE Tier 1+Gas DHW_Electric Dryer | System | System
Thurston County | Multifamily - Highly Impacted | Water Heat LE 55 Gal | Existing | Front Load_CEE Tier 1+Gas DHW_Electric Dryer | Washer Savings | 0 | 2024 | 2050 | 0.5404 | per Home | 0 | 0 | 14 | NWPPC 2021 Plan measure workbook Res-ClothesWasher-2021P_v2, for the measure Front Load_CEE Tier 1+Gas DHW_Electric Dryer | 1.7387 | 1.202% | NWPPC 2021 Plan measure workbook Res-ClothesWasher-2021P_v2, for the measure Front Load_CEE Tier 1+Gas DHW_Electric Dryer | 68.1641 | NWPPC 2021 Plan measure workbook Res-ClothesWasher-2021P_v2, for the measure Front Load_CEE Tier 1+Gas DHW_Electric Dryer | 0 | Incremental | 0 | 0 | 0 | 32.685 | 0 | 0.0059325 | 0 | See 'Measure Equipment Cost Source' | NWPPC 2021 Plan measure workbook Res-ClothesWasher-2021P_v2, for the measure Front Load_CEE Tier 1+Gas DHW_Electric Dryer | U | 100% | 99% | 5.279% | 1 | 0 | 10.6704 | See source workbook for details. Includes PSE NEI data where applicable. | NWPPC 2021 Plan measure workbook Res-ClothesWasher-2021P_v2, for the measure Front Load_CEE Tier 1+Gas DHW_Electric Dryer | System | System
Thurston County | Multifamily - Highly Impacted | Water Heat LE 55 Gal | New | Front Load_CEE Tier 1+Gas DHW_Electric Dryer | Washer Savings | 0 | 2024 | 2050 | 0.5404 | per Home | 0 | 0 | 14 | NWPPC 2021 Plan measure workbook Res-ClothesWasher-2021P_v2, for the measure Front Load_CEE Tier 1+Gas DHW_Electric Dryer | 1.6762 | 1.202% | NWPPC 2021 Plan measure workbook Res-ClothesWasher-2021P_v2, for the measure Front Load_CEE Tier 1+Gas DHW_Electric Dryer | 68.1641 | NWPPC 2021 Plan measure workbook Res-ClothesWasher-2021P_v2, for the measure Front Load_CEE Tier 1+Gas DHW_Electric Dryer | 0 | Incremental | 0 | 0 | 0 | 32.685 | 0 | 0.0059325 | 0 | See 'Measure Equipment Cost Source' | NWPPC 2021 Plan measure workbook Res-ClothesWasher-2021P_v2, for the measure Front Load_CEE Tier 1+Gas DHW_Electric Dryer | U | 100% | 99% | 5.279% | 1 | 0 | 10.6704 | See source workbook for details. Includes PSE NEI data where applicable. | NWPPC 2021 Plan measure workbook Res-ClothesWasher-2021P_v2, for the measure Front Load_CEE Tier 1+Gas DHW_Electric Dryer | System | System
Thurston County | Manufactured | Water Heat LE 55 Gal | Existing | Front Load_CEE Tier 1+Gas DHW_Electric Dryer | Washer Savings | 0 | 2024 | 2050 | 0.87443 | per Home | 0 | 0 | 14 | NWPPC 2021 Plan measure workbook Res-ClothesWasher-2021P_v2, for the measure Front Load_CEE Tier 1+Gas DHW_Electric Dryer | 2.8134 | 1.754% | NWPPC 2021 Plan measure workbook Res-ClothesWasher-2021P_v2, for the measure Front Load_CEE Tier 1+Gas DHW_Electric Dryer | 110.2974 | NWPPC 2021 Plan measure workbook Res-ClothesWasher-2021P_v2, for the measure Front Load_CEE Tier 1+Gas DHW_Electric Dryer | 0 | Incremental | 0 | 0 | 0 | 52.8881 | 0 | 0.0095994 | 0 | See 'Measure Equipment Cost Source' | NWPPC 2021 Plan measure workbook Res-ClothesWasher-2021P_v2, for the measure Front Load_CEE Tier 1+Gas DHW_Electric Dryer | U | 100% | 99% | 8.558% | 1 | 0 | 17.2659 | See source workbook for details. Includes PSE NEI data where applicable. | NWPPC 2021 Plan measure workbook Res-ClothesWasher-2021P_v2, for the measure Front Load_CEE Tier 1+Gas DHW_Electric Dryer | System | System
Thurston County | Manufactured | Water Heat LE 55 Gal | New | Front Load_CEE Tier 1+Gas DHW_Electric Dryer | Washer Savings | 0 | 2024 | 2050 | 0.87443 | per Home | 0 | 0 | 14 | NWPPC 2021 Plan measure workbook Res-ClothesWasher-2021P_v2, for the measure Front Load_CEE Tier 1+Gas DHW_Electric Dryer | 2.7123 | 1.754% | NWPPC 2021 Plan measure workbook Res-ClothesWasher-2021P_v2, for the measure Front Load_CEE Tier 1+Gas DHW_Electric Dryer | 110.2974 | NWPPC 2021 Plan measure workbook Res-ClothesWasher-2021P_v2, for the measure Front Load_CEE Tier 1+Gas DHW_Electric Dryer | 0 | Incremental | 0 | 0 | 0 | 52.8881 | 0 | 0.0095994 | 0 | See 'Measure Equipment Cost Source' | NWPPC 2021 Plan measure workbook Res-ClothesWasher-2021P_v2, for the measure Front Load_CEE Tier 1+Gas DHW_Electric Dryer | U | 100% | 99% | 8.558% | 1 | 0 | 17.2659 | See source workbook for details. Includes PSE NEI data where applicable. | NWPPC 2021 Plan measure workbook Res-ClothesWasher-2021P_v2, for the measure Front Load_CEE Tier 1+Gas DHW_Electric Dryer | System | System
Thurston County | Manufactured - Highly Impacted | Water Heat LE 55 Gal | Existing | Front Load_CEE Tier 1+Gas DHW_Electric Dryer | Washer Savings | 0 | 2024 | 2050 | 0.67793 | per Home | 0 | 0 | 14 | NWPPC 2021 Plan measure workbook Res-ClothesWasher-2021P_v2, for the measure Front Load_CEE Tier 1+Gas DHW_Electric Dryer | 2.1812 | 1.595% | NWPPC 2021 Plan measure workbook Res-ClothesWasher-2021P_v2, for the measure Front Load_CEE Tier 1+Gas DHW_Electric Dryer | 85.5119 | NWPPC 2021 Plan measure workbook Res-ClothesWasher-2021P_v2, for the measure Front Load_CEE Tier 1+Gas DHW_Electric Dryer | 0 | Incremental | 0 | 0 | 0 | 41.0033 | 0 | 0.0074423 | 0 | See 'Measure Equipment Cost Source' | NWPPC 2021 Plan measure workbook Res-ClothesWasher-2021P_v2, for the measure Front Load_CEE Tier 1+Gas DHW_Electric Dryer | U | 100% | 99% | 3.361% | 1 | 0 | 13.386 | See source workbook for details. Includes PSE NEI data where applicable. | NWPPC 2021 Plan measure workbook Res-ClothesWasher-2021P_v2, for the measure Front Load_CEE Tier 1+Gas DHW_Electric Dryer | System | System
Thurston County | Manufactured - Highly Impacted | Water Heat LE 55 Gal | New | Front Load_CEE Tier 1+Gas DHW_Electric Dryer | Washer Savings | 0 | 2024 | 2050 | 0.67793 | per Home | 0 | 0 | 14 | NWPPC 2021 Plan measure workbook Res-ClothesWasher-2021P_v2, for the measure Front Load_CEE Tier 1+Gas DHW_Electric Dryer | 2.1028 | 1.595% | NWPPC 2021 Plan measure workbook Res-ClothesWasher-2021P_v2, for the measure Front Load_CEE Tier 1+Gas DHW_Electric Dryer | 85.5119 | NWPPC 2021 Plan measure workbook Res-ClothesWasher-2021P_v2, for the measure Front Load_CEE Tier 1+Gas DHW_Electric Dryer | 0 | Incremental | 0 | 0 | 0 | 41.0033 | 0 | 0.0074423 | 0 | See 'Measure Equipment Cost Source' | NWPPC 2021 Plan measure workbook Res-ClothesWasher-2021P_v2, for the measure Front Load_CEE Tier 1+Gas DHW_Electric Dryer | U | 100% | 99% | 3.361% | 1 | 0 | 13.386 | See source workbook for details. Includes PSE NEI data where applicable. | NWPPC 2021 Plan measure workbook Res-ClothesWasher-2021P_v2, for the measure Front Load_CEE Tier 1+Gas DHW_Electric Dryer | System | System
Thurston County | Single Family | Water Heat GT 55 Gal | Existing | Front Load_CEE Tier 1+Gas DHW_Electric Dryer | Washer Savings | 0 | 2024 | 2050 | 0.92861 | per Home | 0 | 0 | 14 | NWPPC 2021 Plan measure workbook Res-ClothesWasher-2021P_v2, for the measure Front Load_CEE Tier 1+Gas DHW_Electric Dryer | 2.537 | 1.651% | NWPPC 2021 Plan measure workbook Res-ClothesWasher-2021P_v2, for the measure Front Load_CEE Tier 1+Gas DHW_Electric Dryer | 117.1317 | NWPPC 2021 Plan measure workbook Res-ClothesWasher-2021P_v2, for the measure Front Load_CEE Tier 1+Gas DHW_Electric Dryer | 0 | Incremental | 0 | 0 | 0 | 56.1652 | 0 | 0.010194 | 0 | See 'Measure Equipment Cost Source' | NWPPC 2021 Plan measure workbook Res-ClothesWasher-2021P_v2, for the measure Front Load_CEE Tier 1+Gas DHW_Electric Dryer | U | 100% | 99% | 30.62% | 1 | 0 | 18.3357 | See source workbook for details. Includes PSE NEI data where applicable. | NWPPC 2021 Plan measure workbook Res-ClothesWasher-2021P_v2, for the measure Front Load_CEE Tier 1+Gas DHW_Electric Dryer | System | System
Thurston County | Single Family | Water Heat GT 55 Gal | New | Front Load_CEE Tier 1+Gas DHW_Electric Dryer | Washer Savings | 0 | 2024 | 2050 | 0.92861 | per Home | 0 | 0 | 14 | NWPPC 2021 Plan measure workbook Res-ClothesWasher-2021P_v2, for the measure Front Load_CEE Tier 1+Gas DHW_Electric Dryer | 2.537 | 1.651% | NWPPC 2021 Plan measure workbook Res-ClothesWasher-2021P_v2, for the measure Front Load_CEE Tier 1+Gas DHW_Electric Dryer | 117.1317 | NWPPC 2021 Plan measure workbook Res-ClothesWasher-2021P_v2, for the measure Front Load_CEE Tier 1+Gas DHW_Electric Dryer | 0 | Incremental | 0 | 0 | 0 | 56.1652 | 0 | 0.010194 | 0 | See 'Measure Equipment Cost Source' | NWPPC 2021 Plan measure workbook Res-ClothesWasher-2021P_v2, for the measure Front Load_CEE Tier 1+Gas DHW_Electric Dryer | U | 100% | 99% | 30.62% | 1 | 0 | 18.3357 | See source workbook for details. Includes PSE NEI data where applicable. | NWPPC 2021 Plan measure workbook Res-ClothesWasher-2021P_v2, for the measure Front Load_CEE Tier 1+Gas DHW_Electric Dryer | System | System
Thurston County | Single Family - Highly Impacted | Water Heat GT 55 Gal | Existing | Front Load_CEE Tier 1+Gas DHW_Electric Dryer | Washer Savings | 0 | 2024 | 2050 | 0.66799 | per Home | 0 | 0 | 14 | NWPPC 2021 Plan measure workbook Res-ClothesWasher-2021P_v2, for the measure Front Load_CEE Tier 1+Gas DHW_Electric Dryer | 1.825 | 1.36% | NWPPC 2021 Plan measure workbook Res-ClothesWasher-2021P_v2, for the measure Front Load_CEE Tier 1+Gas DHW_Electric Dryer | 84.257 | NWPPC 2021 Plan measure workbook Res-ClothesWasher-2021P_v2, for the measure Front Load_CEE Tier 1+Gas DHW_Electric Dryer | 0 | Incremental | 0 | 0 | 0 | 40.4016 | 0 | 0.0073331 | 0 | See 'Measure Equipment Cost Source' | NWPPC 2021 Plan measure workbook Res-ClothesWasher-2021P_v2, for the measure Front Load_CEE Tier 1+Gas DHW_Electric Dryer | U | 100% | 99% | 23.49% | 1 | 0 | 13.1895 | See source workbook for details. Includes PSE NEI data where applicable. | NWPPC 2021 Plan measure workbook Res-ClothesWasher-2021P_v2, for the measure Front Load_CEE Tier 1+Gas DHW_Electric Dryer | System | System
Thurston County | Single Family - Highly Impacted | Water Heat GT 55 Gal | New | Front Load_CEE Tier 1+Gas DHW_Electric Dryer | Washer Savings | 0 | 2024 | 2050 | 0.66799 | per Home | 0 | 0 | 14 | NWPPC 2021 Plan measure workbook Res-ClothesWasher-2021P_v2, for the measure Front Load_CEE Tier 1+Gas DHW_Electric Dryer | 1.825 | 1.36% | NWPPC 2021 Plan measure workbook Res-ClothesWasher-2021P_v2, for the measure Front Load_CEE Tier 1+Gas DHW_Electric Dryer | 84.257 | NWPPC 2021 Plan measure workbook Res-ClothesWasher-2021P_v2, for the measure Front Load_CEE Tier 1+Gas DHW_Electric Dryer | 0 | Incremental | 0 | 0 | 0 | 40.4016 | 0 | 0.0073331 | 0 | See 'Measure Equipment Cost Source' | NWPPC 2021 Plan measure workbook Res-ClothesWasher-2021P_v2, for the measure Front Load_CEE Tier 1+Gas DHW_Electric Dryer | U | 100% | 99% | 23.49% | 1 | 0 | 13.1895 | See source workbook for details. Includes PSE NEI data where applicable. | NWPPC 2021 Plan measure workbook Res-ClothesWasher-2021P_v2, for the measure Front Load_CEE Tier 1+Gas DHW_Electric Dryer | System | System
Thurston County | Multifamily | Water Heat GT 55 Gal | Existing | Front Load_CEE Tier 1+Gas DHW_Electric Dryer | Washer Savings | 0 | 2024 | 2050 | 0.6367 | per Home | 0 | 0 | 14 | NWPPC 2021 Plan measure workbook Res-ClothesWasher-2021P_v2, for the measure Front Load_CEE Tier 1+Gas DHW_Electric Dryer | 1.7395 | 1.594% | NWPPC 2021 Plan measure workbook Res-ClothesWasher-2021P_v2, for the measure Front Load_CEE Tier 1+Gas DHW_Electric Dryer | 80.311 | NWPPC 2021 Plan measure workbook Res-ClothesWasher-2021P_v2, for the measure Front Load_CEE Tier 1+Gas DHW_Electric Dryer | 0 | Incremental | 0 | 0 | 0 | 38.5095 | 0 | 0.0069897 | 0 | See 'Measure Equipment Cost Source' | NWPPC 2021 Plan measure workbook Res-ClothesWasher-2021P_v2, for the measure Front Load_CEE Tier 1+Gas DHW_Electric Dryer | U | 100% | 99% | 7.004% | 1 | 0 | 12.5718 | See source workbook for details. Includes PSE NEI data where applicable. | NWPPC 2021 Plan measure workbook Res-ClothesWasher-2021P_v2, for the measure Front Load_CEE Tier 1+Gas DHW_Electric Dryer | System | System
Thurston County | Multifamily | Water Heat GT 55 Gal | New | Front Load_CEE Tier 1+Gas DHW_Electric Dryer | Washer Savings | 0 | 2024 | 2050 | 0.6367 | per Home | 0 | 0 | 14 | NWPPC 2021 Plan measure workbook Res-ClothesWasher-2021P_v2, for the measure Front Load_CEE Tier 1+Gas DHW_Electric Dryer | 1.7395 | 1.594% | NWPPC 2021 Plan measure workbook Res-ClothesWasher-2021P_v2, for the measure Front Load_CEE Tier 1+Gas DHW_Electric Dryer | 80.311 | NWPPC 2021 Plan measure workbook Res-ClothesWasher-2021P_v2, for the measure Front Load_CEE Tier 1+Gas DHW_Electric Dryer | 0 | Incremental | 0 | 0 | 0 | 38.5095 | 0 | 0.0069897 | 0 | See 'Measure Equipment Cost Source' | NWPPC 2021 Plan measure workbook Res-ClothesWasher-2021P_v2, for the measure Front Load_CEE Tier 1+Gas DHW_Electric Dryer | U | 100% | 99% | 7.004% | 1 | 0 | 12.5718 | See source workbook for details. Includes PSE NEI data where applicable. | NWPPC 2021 Plan measure workbook Res-ClothesWasher-2021P_v2, for the measure Front Load_CEE Tier 1+Gas DHW_Electric Dryer | System | System
Thurston County | Multifamily - Highly Impacted | Water Heat GT 55 Gal | Existing | Front Load_CEE Tier 1+Gas DHW_Electric Dryer | Washer Savings | 0 | 2024 | 2050 | 0.5404 | per Home | 0 | 0 | 14 | NWPPC 2021 Plan measure workbook Res-ClothesWasher-2021P_v2, for the measure Front Load_CEE Tier 1+Gas DHW_Electric Dryer | 1.4764 | 1.202% | NWPPC 2021 Plan measure workbook Res-ClothesWasher-2021P_v2, for the measure Front Load_CEE Tier 1+Gas DHW_Electric Dryer | 68.1641 | NWPPC 2021 Plan measure workbook Res-ClothesWasher-2021P_v2, for the measure Front Load_CEE Tier 1+Gas DHW_Electric Dryer | 0 | Incremental | 0 | 0 | 0 | 32.685 | 0 | 0.0059325 | 0 | See 'Measure Equipment Cost Source' | NWPPC 2021 Plan measure workbook Res-ClothesWasher-2021P_v2, for the measure Front Load_CEE Tier 1+Gas DHW_Electric Dryer | U | 100% | 99% | 5.279% | 1 | 0 | 10.6704 | See source workbook for details. Includes PSE NEI data where applicable. | NWPPC 2021 Plan measure workbook Res-ClothesWasher-2021P_v2, for the measure Front Load_CEE Tier 1+Gas DHW_Electric Dryer | System | System
Thurston County | Multifamily - Highly Impacted | Water Heat GT 55 Gal | New | Front Load_CEE Tier 1+Gas DHW_Electric Dryer | Washer Savings | 0 | 2024 | 2050 | 0.5404 | per Home | 0 | 0 | 14 | NWPPC 2021 Plan measure workbook Res-ClothesWasher-2021P_v2, for the measure Front Load_CEE Tier 1+Gas DHW_Electric Dryer | 1.4764 | 1.202% | NWPPC 2021 Plan measure workbook Res-ClothesWasher-2021P_v2, for the measure Front Load_CEE Tier 1+Gas DHW_Electric Dryer | 68.1641 | NWPPC 2021 Plan measure workbook Res-ClothesWasher-2021P_v2, for the measure Front Load_CEE Tier 1+Gas DHW_Electric Dryer | 0 | Incremental | 0 | 0 | 0 | 32.685 | 0 | 0.0059325 | 0 | See 'Measure Equipment Cost Source' | NWPPC 2021 Plan measure workbook Res-ClothesWasher-2021P_v2, for the measure Front Load_CEE Tier 1+Gas DHW_Electric Dryer | U | 100% | 99% | 5.279% | 1 | 0 | 10.6704 | See source workbook for details. Includes PSE NEI data where applicable. | NWPPC 2021 Plan measure workbook Res-ClothesWasher-2021P_v2, for the measure Front Load_CEE Tier 1+Gas DHW_Electric Dryer | System | System
Thurston County | Manufactured | Water Heat GT 55 Gal | Existing | Front Load_CEE Tier 1+Gas DHW_Electric Dryer | Washer Savings | 0 | 2024 | 2050 | 0.87443 | per Home | 0 | 0 | 14 | NWPPC 2021 Plan measure workbook Res-ClothesWasher-2021P_v2, for the measure Front Load_CEE Tier 1+Gas DHW_Electric Dryer | 2.389 | 1.754% | NWPPC 2021 Plan measure workbook Res-ClothesWasher-2021P_v2, for the measure Front Load_CEE Tier 1+Gas DHW_Electric Dryer | 110.2974 | NWPPC 2021 Plan measure workbook Res-ClothesWasher-2021P_v2, for the measure Front Load_CEE Tier 1+Gas DHW_Electric Dryer | 0 | Incremental | 0 | 0 | 0 | 52.8881 | 0 | 0.0095994 | 0 | See 'Measure Equipment Cost Source' | NWPPC 2021 Plan measure workbook Res-ClothesWasher-2021P_v2, for the measure Front Load_CEE Tier 1+Gas DHW_Electric Dryer | U | 100% | 99% | 8.558% | 1 | 0 | 17.2659 | See source workbook for details. Includes PSE NEI data where applicable. | NWPPC 2021 Plan measure workbook Res-ClothesWasher-2021P_v2, for the measure Front Load_CEE Tier 1+Gas DHW_Electric Dryer | System | System
Thurston County | Manufactured | Water Heat GT 55 Gal | New | Front Load_CEE Tier 1+Gas DHW_Electric Dryer | Washer Savings | 0 | 2024 | 2050 | 0.87443 | per Home | 0 | 0 | 14 | NWPPC 2021 Plan measure workbook Res-ClothesWasher-2021P_v2, for the measure Front Load_CEE Tier 1+Gas DHW_Electric Dryer | 2.389 | 1.754% | NWPPC 2021 Plan measure workbook Res-ClothesWasher-2021P_v2, for the measure Front Load_CEE Tier 1+Gas DHW_Electric Dryer | 110.2974 | NWPPC 2021 Plan measure workbook Res-ClothesWasher-2021P_v2, for the measure Front Load_CEE Tier 1+Gas DHW_Electric Dryer | 0 | Incremental | 0 | 0 | 0 | 52.8881 | 0 | 0.0095994 | 0 | See 'Measure Equipment Cost Source' | NWPPC 2021 Plan measure workbook Res-ClothesWasher-2021P_v2, for the measure Front Load_CEE Tier 1+Gas DHW_Electric Dryer | U | 100% | 99% | 8.558% | 1 | 0 | 17.2659 | See source workbook for details. Includes PSE NEI data where applicable. | NWPPC 2021 Plan measure workbook Res-ClothesWasher-2021P_v2, for the measure Front Load_CEE Tier 1+Gas DHW_Electric Dryer | System | System
Thurston County | Manufactured - Highly Impacted | Water Heat GT 55 Gal | Existing | Front Load_CEE Tier 1+Gas DHW_Electric Dryer | Washer Savings | 0 | 2024 | 2050 | 0.67793 | per Home | 0 | 0 | 14 | NWPPC 2021 Plan measure workbook Res-ClothesWasher-2021P_v2, for the measure Front Load_CEE Tier 1+Gas DHW_Electric Dryer | 1.8521 | 1.595% | NWPPC 2021 Plan measure workbook Res-ClothesWasher-2021P_v2, for the measure Front Load_CEE Tier 1+Gas DHW_Electric Dryer | 85.5119 | NWPPC 2021 Plan measure workbook Res-ClothesWasher-2021P_v2, for the measure Front Load_CEE Tier 1+Gas DHW_Electric Dryer | 0 | Incremental | 0 | 0 | 0 | 41.0033 | 0 | 0.0074423 | 0 | See 'Measure Equipment Cost Source' | NWPPC 2021 Plan measure workbook Res-ClothesWasher-2021P_v2, for the measure Front Load_CEE Tier 1+Gas DHW_Electric Dryer | U | 100% | 99% | 3.361% | 1 | 0 | 13.386 | See source workbook for details. Includes PSE NEI data where applicable. | NWPPC 2021 Plan measure workbook Res-ClothesWasher-2021P_v2, for the measure Front Load_CEE Tier 1+Gas DHW_Electric Dryer | System | System
Thurston County | Manufactured - Highly Impacted | Water Heat GT 55 Gal | New | Front Load_CEE Tier 1+Gas DHW_Electric Dryer | Washer Savings | 0 | 2024 | 2050 | 0.67793 | per Home | 0 | 0 | 14 | NWPPC 2021 Plan measure workbook Res-ClothesWasher-2021P_v2, for the measure Front Load_CEE Tier 1+Gas DHW_Electric Dryer | 1.8521 | 1.595% | NWPPC 2021 Plan measure workbook Res-ClothesWasher-2021P_v2, for the measure Front Load_CEE Tier 1+Gas DHW_Electric Dryer | 85.5119 | NWPPC 2021 Plan measure workbook Res-ClothesWasher-2021P_v2, for the measure Front Load_CEE Tier 1+Gas DHW_Electric Dryer | 0 | Incremental | 0 | 0 | 0 | 41.0033 | 0 | 0.0074423 | 0 | See 'Measure Equipment Cost Source' | NWPPC 2021 Plan measure workbook Res-ClothesWasher-2021P_v2, for the measure Front Load_CEE Tier 1+Gas DHW_Electric Dryer | U | 100% | 99% | 3.361% | 1 | 0 | 13.386 | See source workbook for details. Includes PSE NEI data where applicable. | NWPPC 2021 Plan measure workbook Res-ClothesWasher-2021P_v2, for the measure Front Load_CEE Tier 1+Gas DHW_Electric Dryer | System | System
Thurston County | Single Family | Water Heat LE 55 Gal | Existing | Front Load_CEE Tier 1+Gas DHW_Gas Dryer | Washer Savings | 0 | 2024 | 2050 | 0.92861 | per Home | 0 | 0 | 14 | NWPPC 2021 Plan measure workbook Res-ClothesWasher-2021P_v2, for the measure Front Load_CEE Tier 1+Gas DHW_Gas Dryer | 7.947 | 4.392% | NWPPC 2021 Plan measure workbook Res-ClothesWasher-2021P_v2, for the measure Front Load_CEE Tier 1+Gas DHW_Gas Dryer | -12.5512 | NWPPC 2021 Plan measure workbook Res-ClothesWasher-2021P_v2, for the measure Front Load_CEE Tier 1+Gas DHW_Gas Dryer | 0 | Incremental | 0 | 0 | 0 | 56.1652 | 0 | 0.010194 | 0 | See 'Measure Equipment Cost Source' | NWPPC 2021 Plan measure workbook Res-ClothesWasher-2021P_v2, for the measure Front Load_CEE Tier 1+Gas DHW_Gas Dryer | V | 100% | 99% | 4.886% | 1 | 0 | 18.3357 | See source workbook for details. Includes PSE NEI data where applicable. | NWPPC 2021 Plan measure workbook Res-ClothesWasher-2021P_v2, for the measure Front Load_CEE Tier 1+Gas DHW_Gas Dryer | System | System
Thurston County | Single Family | Water Heat LE 55 Gal | New | Front Load_CEE Tier 1+Gas DHW_Gas Dryer | Washer Savings | 0 | 2024 | 2050 | 0.92861 | per Home | 0 | 0 | 14 | NWPPC 2021 Plan measure workbook Res-ClothesWasher-2021P_v2, for the measure Front Load_CEE Tier 1+Gas DHW_Gas Dryer | 7.6613 | 4.392% | NWPPC 2021 Plan measure workbook Res-ClothesWasher-2021P_v2, for the measure Front Load_CEE Tier 1+Gas DHW_Gas Dryer | -12.5512 | NWPPC 2021 Plan measure workbook Res-ClothesWasher-2021P_v2, for the measure Front Load_CEE Tier 1+Gas DHW_Gas Dryer | 0 | Incremental | 0 | 0 | 0 | 56.1652 | 0 | 0.010194 | 0 | See 'Measure Equipment Cost Source' | NWPPC 2021 Plan measure workbook Res-ClothesWasher-2021P_v2, for the measure Front Load_CEE Tier 1+Gas DHW_Gas Dryer | V | 100% | 99% | 4.886% | 1 | 0 | 18.3357 | See source workbook for details. Includes PSE NEI data where applicable. | NWPPC 2021 Plan measure workbook Res-ClothesWasher-2021P_v2, for the measure Front Load_CEE Tier 1+Gas DHW_Gas Dryer | System | System
Thurston County | Single Family - Highly Impacted | Water Heat LE 55 Gal | Existing | Front Load_CEE Tier 1+Gas DHW_Gas Dryer | Washer Savings | 0 | 2024 | 2050 | 0.66799 | per Home | 0 | 0 | 14 | NWPPC 2021 Plan measure workbook Res-ClothesWasher-2021P_v2, for the measure Front Load_CEE Tier 1+Gas DHW_Gas Dryer | 5.7166 | 3.616% | NWPPC 2021 Plan measure workbook Res-ClothesWasher-2021P_v2, for the measure Front Load_CEE Tier 1+Gas DHW_Gas Dryer | -9.0285 | NWPPC 2021 Plan measure workbook Res-ClothesWasher-2021P_v2, for the measure Front Load_CEE Tier 1+Gas DHW_Gas Dryer | 0 | Incremental | 0 | 0 | 0 | 40.4016 | 0 | 0.0073331 | 0 | See 'Measure Equipment Cost Source' | NWPPC 2021 Plan measure workbook Res-ClothesWasher-2021P_v2, for the measure Front Load_CEE Tier 1+Gas DHW_Gas Dryer | V | 100% | 99% | 3.016% | 1 | 0 | 13.1895 | See source workbook for details. Includes PSE NEI data where applicable. | NWPPC 2021 Plan measure workbook Res-ClothesWasher-2021P_v2, for the measure Front Load_CEE Tier 1+Gas DHW_Gas Dryer | System | System
Thurston County | Single Family - Highly Impacted | Water Heat LE 55 Gal | New | Front Load_CEE Tier 1+Gas DHW_Gas Dryer | Washer Savings | 0 | 2024 | 2050 | 0.66799 | per Home | 0 | 0 | 14 | NWPPC 2021 Plan measure workbook Res-ClothesWasher-2021P_v2, for the measure Front Load_CEE Tier 1+Gas DHW_Gas Dryer | 5.5111 | 3.616% | NWPPC 2021 Plan measure workbook Res-ClothesWasher-2021P_v2, for the measure Front Load_CEE Tier 1+Gas DHW_Gas Dryer | -9.0285 | NWPPC 2021 Plan measure workbook Res-ClothesWasher-2021P_v2, for the measure Front Load_CEE Tier 1+Gas DHW_Gas Dryer | 0 | Incremental | 0 | 0 | 0 | 40.4016 | 0 | 0.0073331 | 0 | See 'Measure Equipment Cost Source' | NWPPC 2021 Plan measure workbook Res-ClothesWasher-2021P_v2, for the measure Front Load_CEE Tier 1+Gas DHW_Gas Dryer | V | 100% | 99% | 3.016% | 1 | 0 | 13.1895 | See source workbook for details. Includes PSE NEI data where applicable. | NWPPC 2021 Plan measure workbook Res-ClothesWasher-2021P_v2, for the measure Front Load_CEE Tier 1+Gas DHW_Gas Dryer | System | System
Thurston County | Multifamily | Water Heat LE 55 Gal | Existing | Front Load_CEE Tier 1+Gas DHW_Gas Dryer | Washer Savings | 0 | 2024 | 2050 | 0.6367 | per Home | 0 | 0 | 14 | NWPPC 2021 Plan measure workbook Res-ClothesWasher-2021P_v2, for the measure Front Load_CEE Tier 1+Gas DHW_Gas Dryer | 5.4489 | 4.24% | NWPPC 2021 Plan measure workbook Res-ClothesWasher-2021P_v2, for the measure Front Load_CEE Tier 1+Gas DHW_Gas Dryer | -8.6057 | NWPPC 2021 Plan measure workbook Res-ClothesWasher-2021P_v2, for the measure Front Load_CEE Tier 1+Gas DHW_Gas Dryer | 0 | Incremental | 0 | 0 | 0 | 38.5095 | 0 | 0.0069897 | 0 | See 'Measure Equipment Cost Source' | NWPPC 2021 Plan measure workbook Res-ClothesWasher-2021P_v2, for the measure Front Load_CEE Tier 1+Gas DHW_Gas Dryer | V | 100% | 99% | 0.1369% | 1 | 0 | 12.5718 | See source workbook for details. Includes PSE NEI data where applicable. | NWPPC 2021 Plan measure workbook Res-ClothesWasher-2021P_v2, for the measure Front Load_CEE Tier 1+Gas DHW_Gas Dryer | System | System
Thurston County | Multifamily | Water Heat LE 55 Gal | New | Front Load_CEE Tier 1+Gas DHW_Gas Dryer | Washer Savings | 0 | 2024 | 2050 | 0.6367 | per Home | 0 | 0 | 14 | NWPPC 2021 Plan measure workbook Res-ClothesWasher-2021P_v2, for the measure Front Load_CEE Tier 1+Gas DHW_Gas Dryer | 5.253 | 4.24% | NWPPC 2021 Plan measure workbook Res-ClothesWasher-2021P_v2, for the measure Front Load_CEE Tier 1+Gas DHW_Gas Dryer | -8.6057 | NWPPC 2021 Plan measure workbook Res-ClothesWasher-2021P_v2, for the measure Front Load_CEE Tier 1+Gas DHW_Gas Dryer | 0 | Incremental | 0 | 0 | 0 | 38.5095 | 0 | 0.0069897 | 0 | See 'Measure Equipment Cost Source' | NWPPC 2021 Plan measure workbook Res-ClothesWasher-2021P_v2, for the measure Front Load_CEE Tier 1+Gas DHW_Gas Dryer | V | 100% | 99% | 0.1369% | 1 | 0 | 12.5718 | See source workbook for details. Includes PSE NEI data where applicable. | NWPPC 2021 Plan measure workbook Res-ClothesWasher-2021P_v2, for the measure Front Load_CEE Tier 1+Gas DHW_Gas Dryer | System | System
Thurston County | Multifamily - Highly Impacted | Water Heat LE 55 Gal | Existing | Front Load_CEE Tier 1+Gas DHW_Gas Dryer | Washer Savings | 0 | 2024 | 2050 | 0.5404 | per Home | 0 | 0 | 14 | NWPPC 2021 Plan measure workbook Res-ClothesWasher-2021P_v2, for the measure Front Load_CEE Tier 1+Gas DHW_Gas Dryer | 4.6247 | 3.197% | NWPPC 2021 Plan measure workbook Res-ClothesWasher-2021P_v2, for the measure Front Load_CEE Tier 1+Gas DHW_Gas Dryer | -7.3041 | NWPPC 2021 Plan measure workbook Res-ClothesWasher-2021P_v2, for the measure Front Load_CEE Tier 1+Gas DHW_Gas Dryer | 0 | Incremental | 0 | 0 | 0 | 32.685 | 0 | 0.0059325 | 0 | See 'Measure Equipment Cost Source' | NWPPC 2021 Plan measure workbook Res-ClothesWasher-2021P_v2, for the measure Front Load_CEE Tier 1+Gas DHW_Gas Dryer | V | 100% | 99% | 0.07744% | 1 | 0 | 10.6704 | See source workbook for details. Includes PSE NEI data where applicable. | NWPPC 2021 Plan measure workbook Res-ClothesWasher-2021P_v2, for the measure Front Load_CEE Tier 1+Gas DHW_Gas Dryer | System | System
Thurston County | Multifamily - Highly Impacted | Water Heat LE 55 Gal | New | Front Load_CEE Tier 1+Gas DHW_Gas Dryer | Washer Savings | 0 | 2024 | 2050 | 0.5404 | per Home | 0 | 0 | 14 | NWPPC 2021 Plan measure workbook Res-ClothesWasher-2021P_v2, for the measure Front Load_CEE Tier 1+Gas DHW_Gas Dryer | 4.4585 | 3.197% | NWPPC 2021 Plan measure workbook Res-ClothesWasher-2021P_v2, for the measure Front Load_CEE Tier 1+Gas DHW_Gas Dryer | -7.3041 | NWPPC 2021 Plan measure workbook Res-ClothesWasher-2021P_v2, for the measure Front Load_CEE Tier 1+Gas DHW_Gas Dryer | 0 | Incremental | 0 | 0 | 0 | 32.685 | 0 | 0.0059325 | 0 | See 'Measure Equipment Cost Source' | NWPPC 2021 Plan measure workbook Res-ClothesWasher-2021P_v2, for the measure Front Load_CEE Tier 1+Gas DHW_Gas Dryer | V | 100% | 99% | 0.07744% | 1 | 0 | 10.6704 | See source workbook for details. Includes PSE NEI data where applicable. | NWPPC 2021 Plan measure workbook Res-ClothesWasher-2021P_v2, for the measure Front Load_CEE Tier 1+Gas DHW_Gas Dryer | System | System
Thurston County | Manufactured | Water Heat LE 55 Gal | Existing | Front Load_CEE Tier 1+Gas DHW_Gas Dryer | Washer Savings | 0 | 2024 | 2050 | 0.87443 | per Home | 0 | 0 | 14 | NWPPC 2021 Plan measure workbook Res-ClothesWasher-2021P_v2, for the measure Front Load_CEE Tier 1+Gas DHW_Gas Dryer | 7.4833 | 4.666% | NWPPC 2021 Plan measure workbook Res-ClothesWasher-2021P_v2, for the measure Front Load_CEE Tier 1+Gas DHW_Gas Dryer | -11.8189 | NWPPC 2021 Plan measure workbook Res-ClothesWasher-2021P_v2, for the measure Front Load_CEE Tier 1+Gas DHW_Gas Dryer | 0 | Incremental | 0 | 0 | 0 | 52.8881 | 0 | 0.0095994 | 0 | See 'Measure Equipment Cost Source' | NWPPC 2021 Plan measure workbook Res-ClothesWasher-2021P_v2, for the measure Front Load_CEE Tier 1+Gas DHW_Gas Dryer | V | 100% | 99% | 0.7039% | 1 | 0 | 17.2659 | See source workbook for details. Includes PSE NEI data where applicable. | NWPPC 2021 Plan measure workbook Res-ClothesWasher-2021P_v2, for the measure Front Load_CEE Tier 1+Gas DHW_Gas Dryer | System | System
Thurston County | Manufactured | Water Heat LE 55 Gal | New | Front Load_CEE Tier 1+Gas DHW_Gas Dryer | Washer Savings | 0 | 2024 | 2050 | 0.87443 | per Home | 0 | 0 | 14 | NWPPC 2021 Plan measure workbook Res-ClothesWasher-2021P_v2, for the measure Front Load_CEE Tier 1+Gas DHW_Gas Dryer | 7.2143 | 4.666% | NWPPC 2021 Plan measure workbook Res-ClothesWasher-2021P_v2, for the measure Front Load_CEE Tier 1+Gas DHW_Gas Dryer | -11.8189 | NWPPC 2021 Plan measure workbook Res-ClothesWasher-2021P_v2, for the measure Front Load_CEE Tier 1+Gas DHW_Gas Dryer | 0 | Incremental | 0 | 0 | 0 | 52.8881 | 0 | 0.0095994 | 0 | See 'Measure Equipment Cost Source' | NWPPC 2021 Plan measure workbook Res-ClothesWasher-2021P_v2, for the measure Front Load_CEE Tier 1+Gas DHW_Gas Dryer | V | 100% | 99% | 0.7039% | 1 | 0 | 17.2659 | See source workbook for details. Includes PSE NEI data where applicable. | NWPPC 2021 Plan measure workbook Res-ClothesWasher-2021P_v2, for the measure Front Load_CEE Tier 1+Gas DHW_Gas Dryer | System | System
Thurston County | Manufactured - Highly Impacted | Water Heat LE 55 Gal | Existing | Front Load_CEE Tier 1+Gas DHW_Gas Dryer | Washer Savings | 0 | 2024 | 2050 | 0.67793 | per Home | 0 | 0 | 14 | NWPPC 2021 Plan measure workbook Res-ClothesWasher-2021P_v2, for the measure Front Load_CEE Tier 1+Gas DHW_Gas Dryer | 5.8017 | 4.242% | NWPPC 2021 Plan measure workbook Res-ClothesWasher-2021P_v2, for the measure Front Load_CEE Tier 1+Gas DHW_Gas Dryer | -9.163 | NWPPC 2021 Plan measure workbook Res-ClothesWasher-2021P_v2, for the measure Front Load_CEE Tier 1+Gas DHW_Gas Dryer | 0 | Incremental | 0 | 0 | 0 | 41.0033 | 0 | 0.0074423 | 0 | See 'Measure Equipment Cost Source' | NWPPC 2021 Plan measure workbook Res-ClothesWasher-2021P_v2, for the measure Front Load_CEE Tier 1+Gas DHW_Gas Dryer | V | 100% | 99% | 0.03633% | 1 | 0 | 13.386 | See source workbook for details. Includes PSE NEI data where applicable. | NWPPC 2021 Plan measure workbook Res-ClothesWasher-2021P_v2, for the measure Front Load_CEE Tier 1+Gas DHW_Gas Dryer | System | System
Thurston County | Manufactured - Highly Impacted | Water Heat LE 55 Gal | New | Front Load_CEE Tier 1+Gas DHW_Gas Dryer | Washer Savings | 0 | 2024 | 2050 | 0.67793 | per Home | 0 | 0 | 14 | NWPPC 2021 Plan measure workbook Res-ClothesWasher-2021P_v2, for the measure Front Load_CEE Tier 1+Gas DHW_Gas Dryer | 5.5931 | 4.242% | NWPPC 2021 Plan measure workbook Res-ClothesWasher-2021P_v2, for the measure Front Load_CEE Tier 1+Gas DHW_Gas Dryer | -9.163 | NWPPC 2021 Plan measure workbook Res-ClothesWasher-2021P_v2, for the measure Front Load_CEE Tier 1+Gas DHW_Gas Dryer | 0 | Incremental | 0 | 0 | 0 | 41.0033 | 0 | 0.0074423 | 0 | See 'Measure Equipment Cost Source' | NWPPC 2021 Plan measure workbook Res-ClothesWasher-2021P_v2, for the measure Front Load_CEE Tier 1+Gas DHW_Gas Dryer | V | 100% | 99% | 0.03633% | 1 | 0 | 13.386 | See source workbook for details. Includes PSE NEI data where applicable. | NWPPC 2021 Plan measure workbook Res-ClothesWasher-2021P_v2, for the measure Front Load_CEE Tier 1+Gas DHW_Gas Dryer | System | System
Thurston County | Single Family | Water Heat GT 55 Gal | Existing | Front Load_CEE Tier 1+Gas DHW_Gas Dryer | Washer Savings | 0 | 2024 | 2050 | 0.92861 | per Home | 0 | 0 | 14 | NWPPC 2021 Plan measure workbook Res-ClothesWasher-2021P_v2, for the measure Front Load_CEE Tier 1+Gas DHW_Gas Dryer | 6.7481 | 4.392% | NWPPC 2021 Plan measure workbook Res-ClothesWasher-2021P_v2, for the measure Front Load_CEE Tier 1+Gas DHW_Gas Dryer | -12.5512 | NWPPC 2021 Plan measure workbook Res-ClothesWasher-2021P_v2, for the measure Front Load_CEE Tier 1+Gas DHW_Gas Dryer | 0 | Incremental | 0 | 0 | 0 | 56.1652 | 0 | 0.010194 | 0 | See 'Measure Equipment Cost Source' | NWPPC 2021 Plan measure workbook Res-ClothesWasher-2021P_v2, for the measure Front Load_CEE Tier 1+Gas DHW_Gas Dryer | V | 100% | 99% | 4.886% | 1 | 0 | 18.3357 | See source workbook for details. Includes PSE NEI data where applicable. | NWPPC 2021 Plan measure workbook Res-ClothesWasher-2021P_v2, for the measure Front Load_CEE Tier 1+Gas DHW_Gas Dryer | System | System
Thurston County | Single Family | Water Heat GT 55 Gal | New | Front Load_CEE Tier 1+Gas DHW_Gas Dryer | Washer Savings | 0 | 2024 | 2050 | 0.92861 | per Home | 0 | 0 | 14 | NWPPC 2021 Plan measure workbook Res-ClothesWasher-2021P_v2, for the measure Front Load_CEE Tier 1+Gas DHW_Gas Dryer | 6.7481 | 4.392% | NWPPC 2021 Plan measure workbook Res-ClothesWasher-2021P_v2, for the measure Front Load_CEE Tier 1+Gas DHW_Gas Dryer | -12.5512 | NWPPC 2021 Plan measure workbook Res-ClothesWasher-2021P_v2, for the measure Front Load_CEE Tier 1+Gas DHW_Gas Dryer | 0 | Incremental | 0 | 0 | 0 | 56.1652 | 0 | 0.010194 | 0 | See 'Measure Equipment Cost Source' | NWPPC 2021 Plan measure workbook Res-ClothesWasher-2021P_v2, for the measure Front Load_CEE Tier 1+Gas DHW_Gas Dryer | V | 100% | 99% | 4.886% | 1 | 0 | 18.3357 | See source workbook for details. Includes PSE NEI data where applicable. | NWPPC 2021 Plan measure workbook Res-ClothesWasher-2021P_v2, for the measure Front Load_CEE Tier 1+Gas DHW_Gas Dryer | System | System
Thurston County | Single Family - Highly Impacted | Water Heat GT 55 Gal | Existing | Front Load_CEE Tier 1+Gas DHW_Gas Dryer | Washer Savings | 0 | 2024 | 2050 | 0.66799 | per Home | 0 | 0 | 14 | NWPPC 2021 Plan measure workbook Res-ClothesWasher-2021P_v2, for the measure Front Load_CEE Tier 1+Gas DHW_Gas Dryer | 4.8541 | 3.616% | NWPPC 2021 Plan measure workbook Res-ClothesWasher-2021P_v2, for the measure Front Load_CEE Tier 1+Gas DHW_Gas Dryer | -9.0285 | NWPPC 2021 Plan measure workbook Res-ClothesWasher-2021P_v2, for the measure Front Load_CEE Tier 1+Gas DHW_Gas Dryer | 0 | Incremental | 0 | 0 | 0 | 40.4016 | 0 | 0.0073331 | 0 | See 'Measure Equipment Cost Source' | NWPPC 2021 Plan measure workbook Res-ClothesWasher-2021P_v2, for the measure Front Load_CEE Tier 1+Gas DHW_Gas Dryer | V | 100% | 99% | 3.016% | 1 | 0 | 13.1895 | See source workbook for details. Includes PSE NEI data where applicable. | NWPPC 2021 Plan measure workbook Res-ClothesWasher-2021P_v2, for the measure Front Load_CEE Tier 1+Gas DHW_Gas Dryer | System | System
Thurston County | Single Family - Highly Impacted | Water Heat GT 55 Gal | New | Front Load_CEE Tier 1+Gas DHW_Gas Dryer | Washer Savings | 0 | 2024 | 2050 | 0.66799 | per Home | 0 | 0 | 14 | NWPPC 2021 Plan measure workbook Res-ClothesWasher-2021P_v2, for the measure Front Load_CEE Tier 1+Gas DHW_Gas Dryer | 4.8541 | 3.616% | NWPPC 2021 Plan measure workbook Res-ClothesWasher-2021P_v2, for the measure Front Load_CEE Tier 1+Gas DHW_Gas Dryer | -9.0285 | NWPPC 2021 Plan measure workbook Res-ClothesWasher-2021P_v2, for the measure Front Load_CEE Tier 1+Gas DHW_Gas Dryer | 0 | Incremental | 0 | 0 | 0 | 40.4016 | 0 | 0.0073331 | 0 | See 'Measure Equipment Cost Source' | NWPPC 2021 Plan measure workbook Res-ClothesWasher-2021P_v2, for the measure Front Load_CEE Tier 1+Gas DHW_Gas Dryer | V | 100% | 99% | 3.016% | 1 | 0 | 13.1895 | See source workbook for details. Includes PSE NEI data where applicable. | NWPPC 2021 Plan measure workbook Res-ClothesWasher-2021P_v2, for the measure Front Load_CEE Tier 1+Gas DHW_Gas Dryer | System | System
Thurston County | Multifamily | Water Heat GT 55 Gal | Existing | Front Load_CEE Tier 1+Gas DHW_Gas Dryer | Washer Savings | 0 | 2024 | 2050 | 0.6367 | per Home | 0 | 0 | 14 | NWPPC 2021 Plan measure workbook Res-ClothesWasher-2021P_v2, for the measure Front Load_CEE Tier 1+Gas DHW_Gas Dryer | 4.6268 | 4.24% | NWPPC 2021 Plan measure workbook Res-ClothesWasher-2021P_v2, for the measure Front Load_CEE Tier 1+Gas DHW_Gas Dryer | -8.6057 | NWPPC 2021 Plan measure workbook Res-ClothesWasher-2021P_v2, for the measure Front Load_CEE Tier 1+Gas DHW_Gas Dryer | 0 | Incremental | 0 | 0 | 0 | 38.5095 | 0 | 0.0069897 | 0 | See 'Measure Equipment Cost Source' | NWPPC 2021 Plan measure workbook Res-ClothesWasher-2021P_v2, for the measure Front Load_CEE Tier 1+Gas DHW_Gas Dryer | V | 100% | 99% | 0.1369% | 1 | 0 | 12.5718 | See source workbook for details. Includes PSE NEI data where applicable. | NWPPC 2021 Plan measure workbook Res-ClothesWasher-2021P_v2, for the measure Front Load_CEE Tier 1+Gas DHW_Gas Dryer | System | System
Thurston County | Multifamily | Water Heat GT 55 Gal | New | Front Load_CEE Tier 1+Gas DHW_Gas Dryer | Washer Savings | 0 | 2024 | 2050 | 0.6367 | per Home | 0 | 0 | 14 | NWPPC 2021 Plan measure workbook Res-ClothesWasher-2021P_v2, for the measure Front Load_CEE Tier 1+Gas DHW_Gas Dryer | 4.6268 | 4.24% | NWPPC 2021 Plan measure workbook Res-ClothesWasher-2021P_v2, for the measure Front Load_CEE Tier 1+Gas DHW_Gas Dryer | -8.6057 | NWPPC 2021 Plan measure workbook Res-ClothesWasher-2021P_v2, for the measure Front Load_CEE Tier 1+Gas DHW_Gas Dryer | 0 | Incremental | 0 | 0 | 0 | 38.5095 | 0 | 0.0069897 | 0 | See 'Measure Equipment Cost Source' | NWPPC 2021 Plan measure workbook Res-ClothesWasher-2021P_v2, for the measure Front Load_CEE Tier 1+Gas DHW_Gas Dryer | V | 100% | 99% | 0.1369% | 1 | 0 | 12.5718 | See source workbook for details. Includes PSE NEI data where applicable. | NWPPC 2021 Plan measure workbook Res-ClothesWasher-2021P_v2, for the measure Front Load_CEE Tier 1+Gas DHW_Gas Dryer | System | System
Thurston County | Multifamily - Highly Impacted | Water Heat GT 55 Gal | Existing | Front Load_CEE Tier 1+Gas DHW_Gas Dryer | Washer Savings | 0 | 2024 | 2050 | 0.5404 | per Home | 0 | 0 | 14 | NWPPC 2021 Plan measure workbook Res-ClothesWasher-2021P_v2, for the measure Front Load_CEE Tier 1+Gas DHW_Gas Dryer | 3.927 | 3.197% | NWPPC 2021 Plan measure workbook Res-ClothesWasher-2021P_v2, for the measure Front Load_CEE Tier 1+Gas DHW_Gas Dryer | -7.3041 | NWPPC 2021 Plan measure workbook Res-ClothesWasher-2021P_v2, for the measure Front Load_CEE Tier 1+Gas DHW_Gas Dryer | 0 | Incremental | 0 | 0 | 0 | 32.685 | 0 | 0.0059325 | 0 | See 'Measure Equipment Cost Source' | NWPPC 2021 Plan measure workbook Res-ClothesWasher-2021P_v2, for the measure Front Load_CEE Tier 1+Gas DHW_Gas Dryer | V | 100% | 99% | 0.07744% | 1 | 0 | 10.6704 | See source workbook for details. Includes PSE NEI data where applicable. | NWPPC 2021 Plan measure workbook Res-ClothesWasher-2021P_v2, for the measure Front Load_CEE Tier 1+Gas DHW_Gas Dryer | System | System
Thurston County | Multifamily - Highly Impacted | Water Heat GT 55 Gal | New | Front Load_CEE Tier 1+Gas DHW_Gas Dryer | Washer Savings | 0 | 2024 | 2050 | 0.5404 | per Home | 0 | 0 | 14 | NWPPC 2021 Plan measure workbook Res-ClothesWasher-2021P_v2, for the measure Front Load_CEE Tier 1+Gas DHW_Gas Dryer | 3.927 | 3.197% | NWPPC 2021 Plan measure workbook Res-ClothesWasher-2021P_v2, for the measure Front Load_CEE Tier 1+Gas DHW_Gas Dryer | -7.3041 | NWPPC 2021 Plan measure workbook Res-ClothesWasher-2021P_v2, for the measure Front Load_CEE Tier 1+Gas DHW_Gas Dryer | 0 | Incremental | 0 | 0 | 0 | 32.685 | 0 | 0.0059325 | 0 | See 'Measure Equipment Cost Source' | NWPPC 2021 Plan measure workbook Res-ClothesWasher-2021P_v2, for the measure Front Load_CEE Tier 1+Gas DHW_Gas Dryer | V | 100% | 99% | 0.07744% | 1 | 0 | 10.6704 | See source workbook for details. Includes PSE NEI data where applicable. | NWPPC 2021 Plan measure workbook Res-ClothesWasher-2021P_v2, for the measure Front Load_CEE Tier 1+Gas DHW_Gas Dryer | System | System
Thurston County | Manufactured | Water Heat GT 55 Gal | Existing | Front Load_CEE Tier 1+Gas DHW_Gas Dryer | Washer Savings | 0 | 2024 | 2050 | 0.87443 | per Home | 0 | 0 | 14 | NWPPC 2021 Plan measure workbook Res-ClothesWasher-2021P_v2, for the measure Front Load_CEE Tier 1+Gas DHW_Gas Dryer | 6.3543 | 4.666% | NWPPC 2021 Plan measure workbook Res-ClothesWasher-2021P_v2, for the measure Front Load_CEE Tier 1+Gas DHW_Gas Dryer | -11.8189 | NWPPC 2021 Plan measure workbook Res-ClothesWasher-2021P_v2, for the measure Front Load_CEE Tier 1+Gas DHW_Gas Dryer | 0 | Incremental | 0 | 0 | 0 | 52.8881 | 0 | 0.0095994 | 0 | See 'Measure Equipment Cost Source' | NWPPC 2021 Plan measure workbook Res-ClothesWasher-2021P_v2, for the measure Front Load_CEE Tier 1+Gas DHW_Gas Dryer | V | 100% | 99% | 0.7039% | 1 | 0 | 17.2659 | See source workbook for details. Includes PSE NEI data where applicable. | NWPPC 2021 Plan measure workbook Res-ClothesWasher-2021P_v2, for the measure Front Load_CEE Tier 1+Gas DHW_Gas Dryer | System | System
Thurston County | Manufactured | Water Heat GT 55 Gal | New | Front Load_CEE Tier 1+Gas DHW_Gas Dryer | Washer Savings | 0 | 2024 | 2050 | 0.87443 | per Home | 0 | 0 | 14 | NWPPC 2021 Plan measure workbook Res-ClothesWasher-2021P_v2, for the measure Front Load_CEE Tier 1+Gas DHW_Gas Dryer | 6.3543 | 4.666% | NWPPC 2021 Plan measure workbook Res-ClothesWasher-2021P_v2, for the measure Front Load_CEE Tier 1+Gas DHW_Gas Dryer | -11.8189 | NWPPC 2021 Plan measure workbook Res-ClothesWasher-2021P_v2, for the measure Front Load_CEE Tier 1+Gas DHW_Gas Dryer | 0 | Incremental | 0 | 0 | 0 | 52.8881 | 0 | 0.0095994 | 0 | See 'Measure Equipment Cost Source' | NWPPC 2021 Plan measure workbook Res-ClothesWasher-2021P_v2, for the measure Front Load_CEE Tier 1+Gas DHW_Gas Dryer | V | 100% | 99% | 0.7039% | 1 | 0 | 17.2659 | See source workbook for details. Includes PSE NEI data where applicable. | NWPPC 2021 Plan measure workbook Res-ClothesWasher-2021P_v2, for the measure Front Load_CEE Tier 1+Gas DHW_Gas Dryer | System | System
Thurston County | Manufactured - Highly Impacted | Water Heat GT 55 Gal | Existing | Front Load_CEE Tier 1+Gas DHW_Gas Dryer | Washer Savings | 0 | 2024 | 2050 | 0.67793 | per Home | 0 | 0 | 14 | NWPPC 2021 Plan measure workbook Res-ClothesWasher-2021P_v2, for the measure Front Load_CEE Tier 1+Gas DHW_Gas Dryer | 4.9264 | 4.242% | NWPPC 2021 Plan measure workbook Res-ClothesWasher-2021P_v2, for the measure Front Load_CEE Tier 1+Gas DHW_Gas Dryer | -9.163 | NWPPC 2021 Plan measure workbook Res-ClothesWasher-2021P_v2, for the measure Front Load_CEE Tier 1+Gas DHW_Gas Dryer | 0 | Incremental | 0 | 0 | 0 | 41.0033 | 0 | 0.0074423 | 0 | See 'Measure Equipment Cost Source' | NWPPC 2021 Plan measure workbook Res-ClothesWasher-2021P_v2, for the measure Front Load_CEE Tier 1+Gas DHW_Gas Dryer | V | 100% | 99% | 0.03633% | 1 | 0 | 13.386 | See source workbook for details. Includes PSE NEI data where applicable. | NWPPC 2021 Plan measure workbook Res-ClothesWasher-2021P_v2, for the measure Front Load_CEE Tier 1+Gas DHW_Gas Dryer | System | System
Thurston County | Manufactured - Highly Impacted | Water Heat GT 55 Gal | New | Front Load_CEE Tier 1+Gas DHW_Gas Dryer | Washer Savings | 0 | 2024 | 2050 | 0.67793 | per Home | 0 | 0 | 14 | NWPPC 2021 Plan measure workbook Res-ClothesWasher-2021P_v2, for the measure Front Load_CEE Tier 1+Gas DHW_Gas Dryer | 4.9264 | 4.242% | NWPPC 2021 Plan measure workbook Res-ClothesWasher-2021P_v2, for the measure Front Load_CEE Tier 1+Gas DHW_Gas Dryer | -9.163 | NWPPC 2021 Plan measure workbook Res-ClothesWasher-2021P_v2, for the measure Front Load_CEE Tier 1+Gas DHW_Gas Dryer | 0 | Incremental | 0 | 0 | 0 | 41.0033 | 0 | 0.0074423 | 0 | See 'Measure Equipment Cost Source' | NWPPC 2021 Plan measure workbook Res-ClothesWasher-2021P_v2, for the measure Front Load_CEE Tier 1+Gas DHW_Gas Dryer | V | 100% | 99% | 0.03633% | 1 | 0 | 13.386 | See source workbook for details. Includes PSE NEI data where applicable. | NWPPC 2021 Plan measure workbook Res-ClothesWasher-2021P_v2, for the measure Front Load_CEE Tier 1+Gas DHW_Gas Dryer | System | System
Thurston County | Single Family | Water Heat LE 55 Gal | Existing | Front Load_CEE Tier 2+Gas DHW_Electric Dryer | Washer Savings | 0 | 2024 | 2050 | 0.92861 | per Home | 0 | 0 | 14 | NWPPC 2021 Plan measure workbook Res-ClothesWasher-2021P_v2, for the measure Front Load_CEE Tier 2+Gas DHW_Electric Dryer | 3.6191 | 2% | NWPPC 2021 Plan measure workbook Res-ClothesWasher-2021P_v2, for the measure Front Load_CEE Tier 2+Gas DHW_Electric Dryer | 145.7239 | NWPPC 2021 Plan measure workbook Res-ClothesWasher-2021P_v2, for the measure Front Load_CEE Tier 2+Gas DHW_Electric Dryer | 0 | Incremental | 0 | 0 | 0 | 81.1955 | 0 | 0.010194 | 0 | See 'Measure Equipment Cost Source' | NWPPC 2021 Plan measure workbook Res-ClothesWasher-2021P_v2, for the measure Front Load_CEE Tier 2+Gas DHW_Electric Dryer | U | 100% | 99% | 30.62% | 1 | 0 | 20.9505 | See source workbook for details. Includes PSE NEI data where applicable. | NWPPC 2021 Plan measure workbook Res-ClothesWasher-2021P_v2, for the measure Front Load_CEE Tier 2+Gas DHW_Electric Dryer | System | System
Thurston County | Single Family | Water Heat LE 55 Gal | New | Front Load_CEE Tier 2+Gas DHW_Electric Dryer | Washer Savings | 0 | 2024 | 2050 | 0.92861 | per Home | 0 | 0 | 14 | NWPPC 2021 Plan measure workbook Res-ClothesWasher-2021P_v2, for the measure Front Load_CEE Tier 2+Gas DHW_Electric Dryer | 3.489 | 2% | NWPPC 2021 Plan measure workbook Res-ClothesWasher-2021P_v2, for the measure Front Load_CEE Tier 2+Gas DHW_Electric Dryer | 145.7239 | NWPPC 2021 Plan measure workbook Res-ClothesWasher-2021P_v2, for the measure Front Load_CEE Tier 2+Gas DHW_Electric Dryer | 0 | Incremental | 0 | 0 | 0 | 81.1955 | 0 | 0.010194 | 0 | See 'Measure Equipment Cost Source' | NWPPC 2021 Plan measure workbook Res-ClothesWasher-2021P_v2, for the measure Front Load_CEE Tier 2+Gas DHW_Electric Dryer | U | 100% | 99% | 30.62% | 1 | 0 | 20.9505 | See source workbook for details. Includes PSE NEI data where applicable. | NWPPC 2021 Plan measure workbook Res-ClothesWasher-2021P_v2, for the measure Front Load_CEE Tier 2+Gas DHW_Electric Dryer | System | System
Thurston County | Single Family - Highly Impacted | Water Heat LE 55 Gal | Existing | Front Load_CEE Tier 2+Gas DHW_Electric Dryer | Washer Savings | 0 | 2024 | 2050 | 0.66799 | per Home | 0 | 0 | 14 | NWPPC 2021 Plan measure workbook Res-ClothesWasher-2021P_v2, for the measure Front Load_CEE Tier 2+Gas DHW_Electric Dryer | 2.6033 | 1.647% | NWPPC 2021 Plan measure workbook Res-ClothesWasher-2021P_v2, for the measure Front Load_CEE Tier 2+Gas DHW_Electric Dryer | 104.8244 | NWPPC 2021 Plan measure workbook Res-ClothesWasher-2021P_v2, for the measure Front Load_CEE Tier 2+Gas DHW_Electric Dryer | 0 | Incremental | 0 | 0 | 0 | 58.4068 | 0 | 0.0073331 | 0 | See 'Measure Equipment Cost Source' | NWPPC 2021 Plan measure workbook Res-ClothesWasher-2021P_v2, for the measure Front Load_CEE Tier 2+Gas DHW_Electric Dryer | U | 100% | 99% | 23.49% | 1 | 0 | 15.0704 | See source workbook for details. Includes PSE NEI data where applicable. | NWPPC 2021 Plan measure workbook Res-ClothesWasher-2021P_v2, for the measure Front Load_CEE Tier 2+Gas DHW_Electric Dryer | System | System
Thurston County | Single Family - Highly Impacted | Water Heat LE 55 Gal | New | Front Load_CEE Tier 2+Gas DHW_Electric Dryer | Washer Savings | 0 | 2024 | 2050 | 0.66799 | per Home | 0 | 0 | 14 | NWPPC 2021 Plan measure workbook Res-ClothesWasher-2021P_v2, for the measure Front Load_CEE Tier 2+Gas DHW_Electric Dryer | 2.5097 | 1.647% | NWPPC 2021 Plan measure workbook Res-ClothesWasher-2021P_v2, for the measure Front Load_CEE Tier 2+Gas DHW_Electric Dryer | 104.8244 | NWPPC 2021 Plan measure workbook Res-ClothesWasher-2021P_v2, for the measure Front Load_CEE Tier 2+Gas DHW_Electric Dryer | 0 | Incremental | 0 | 0 | 0 | 58.4068 | 0 | 0.0073331 | 0 | See 'Measure Equipment Cost Source' | NWPPC 2021 Plan measure workbook Res-ClothesWasher-2021P_v2, for the measure Front Load_CEE Tier 2+Gas DHW_Electric Dryer | U | 100% | 99% | 23.49% | 1 | 0 | 15.0704 | See source workbook for details. Includes PSE NEI data where applicable. | NWPPC 2021 Plan measure workbook Res-ClothesWasher-2021P_v2, for the measure Front Load_CEE Tier 2+Gas DHW_Electric Dryer | System | System
Thurston County | Multifamily | Water Heat LE 55 Gal | Existing | Front Load_CEE Tier 2+Gas DHW_Electric Dryer | Washer Savings | 0 | 2024 | 2050 | 0.6367 | per Home | 0 | 0 | 14 | NWPPC 2021 Plan measure workbook Res-ClothesWasher-2021P_v2, for the measure Front Load_CEE Tier 2+Gas DHW_Electric Dryer | 2.4814 | 1.931% | NWPPC 2021 Plan measure workbook Res-ClothesWasher-2021P_v2, for the measure Front Load_CEE Tier 2+Gas DHW_Electric Dryer | 99.9151 | NWPPC 2021 Plan measure workbook Res-ClothesWasher-2021P_v2, for the measure Front Load_CEE Tier 2+Gas DHW_Electric Dryer | 0 | Incremental | 0 | 0 | 0 | 55.6714 | 0 | 0.0069897 | 0 | See 'Measure Equipment Cost Source' | NWPPC 2021 Plan measure workbook Res-ClothesWasher-2021P_v2, for the measure Front Load_CEE Tier 2+Gas DHW_Electric Dryer | U | 100% | 99% | 7.004% | 1 | 0 | 14.3646 | See source workbook for details. Includes PSE NEI data where applicable. | NWPPC 2021 Plan measure workbook Res-ClothesWasher-2021P_v2, for the measure Front Load_CEE Tier 2+Gas DHW_Electric Dryer | System | System
Thurston County | Multifamily | Water Heat LE 55 Gal | New | Front Load_CEE Tier 2+Gas DHW_Electric Dryer | Washer Savings | 0 | 2024 | 2050 | 0.6367 | per Home | 0 | 0 | 14 | NWPPC 2021 Plan measure workbook Res-ClothesWasher-2021P_v2, for the measure Front Load_CEE Tier 2+Gas DHW_Electric Dryer | 2.3922 | 1.931% | NWPPC 2021 Plan measure workbook Res-ClothesWasher-2021P_v2, for the measure Front Load_CEE Tier 2+Gas DHW_Electric Dryer | 99.9151 | NWPPC 2021 Plan measure workbook Res-ClothesWasher-2021P_v2, for the measure Front Load_CEE Tier 2+Gas DHW_Electric Dryer | 0 | Incremental | 0 | 0 | 0 | 55.6714 | 0 | 0.0069897 | 0 | See 'Measure Equipment Cost Source' | NWPPC 2021 Plan measure workbook Res-ClothesWasher-2021P_v2, for the measure Front Load_CEE Tier 2+Gas DHW_Electric Dryer | U | 100% | 99% | 7.004% | 1 | 0 | 14.3646 | See source workbook for details. Includes PSE NEI data where applicable. | NWPPC 2021 Plan measure workbook Res-ClothesWasher-2021P_v2, for the measure Front Load_CEE Tier 2+Gas DHW_Electric Dryer | System | System
Thurston County | Multifamily - Highly Impacted | Water Heat LE 55 Gal | Existing | Front Load_CEE Tier 2+Gas DHW_Electric Dryer | Washer Savings | 0 | 2024 | 2050 | 0.5404 | per Home | 0 | 0 | 14 | NWPPC 2021 Plan measure workbook Res-ClothesWasher-2021P_v2, for the measure Front Load_CEE Tier 2+Gas DHW_Electric Dryer | 2.1061 | 1.456% | NWPPC 2021 Plan measure workbook Res-ClothesWasher-2021P_v2, for the measure Front Load_CEE Tier 2+Gas DHW_Electric Dryer | 84.8033 | NWPPC 2021 Plan measure workbook Res-ClothesWasher-2021P_v2, for the measure Front Load_CEE Tier 2+Gas DHW_Electric Dryer | 0 | Incremental | 0 | 0 | 0 | 47.2513 | 0 | 0.0059325 | 0 | See 'Measure Equipment Cost Source' | NWPPC 2021 Plan measure workbook Res-ClothesWasher-2021P_v2, for the measure Front Load_CEE Tier 2+Gas DHW_Electric Dryer | U | 100% | 99% | 5.279% | 1 | 0 | 12.192 | See source workbook for details. Includes PSE NEI data where applicable. | NWPPC 2021 Plan measure workbook Res-ClothesWasher-2021P_v2, for the measure Front Load_CEE Tier 2+Gas DHW_Electric Dryer | System | System
Thurston County | Multifamily - Highly Impacted | Water Heat LE 55 Gal | New | Front Load_CEE Tier 2+Gas DHW_Electric Dryer | Washer Savings | 0 | 2024 | 2050 | 0.5404 | per Home | 0 | 0 | 14 | NWPPC 2021 Plan measure workbook Res-ClothesWasher-2021P_v2, for the measure Front Load_CEE Tier 2+Gas DHW_Electric Dryer | 2.0304 | 1.456% | NWPPC 2021 Plan measure workbook Res-ClothesWasher-2021P_v2, for the measure Front Load_CEE Tier 2+Gas DHW_Electric Dryer | 84.8033 | NWPPC 2021 Plan measure workbook Res-ClothesWasher-2021P_v2, for the measure Front Load_CEE Tier 2+Gas DHW_Electric Dryer | 0 | Incremental | 0 | 0 | 0 | 47.2513 | 0 | 0.0059325 | 0 | See 'Measure Equipment Cost Source' | NWPPC 2021 Plan measure workbook Res-ClothesWasher-2021P_v2, for the measure Front Load_CEE Tier 2+Gas DHW_Electric Dryer | U | 100% | 99% | 5.279% | 1 | 0 | 12.192 | See source workbook for details. Includes PSE NEI data where applicable. | NWPPC 2021 Plan measure workbook Res-ClothesWasher-2021P_v2, for the measure Front Load_CEE Tier 2+Gas DHW_Electric Dryer | System | System
Thurston County | Manufactured | Water Heat LE 55 Gal | Existing | Front Load_CEE Tier 2+Gas DHW_Electric Dryer | Washer Savings | 0 | 2024 | 2050 | 0.87443 | per Home | 0 | 0 | 14 | NWPPC 2021 Plan measure workbook Res-ClothesWasher-2021P_v2, for the measure Front Load_CEE Tier 2+Gas DHW_Electric Dryer | 3.4079 | 2.125% | NWPPC 2021 Plan measure workbook Res-ClothesWasher-2021P_v2, for the measure Front Load_CEE Tier 2+Gas DHW_Electric Dryer | 137.2214 | NWPPC 2021 Plan measure workbook Res-ClothesWasher-2021P_v2, for the measure Front Load_CEE Tier 2+Gas DHW_Electric Dryer | 0 | Incremental | 0 | 0 | 0 | 76.458 | 0 | 0.0095994 | 0 | See 'Measure Equipment Cost Source' | NWPPC 2021 Plan measure workbook Res-ClothesWasher-2021P_v2, for the measure Front Load_CEE Tier 2+Gas DHW_Electric Dryer | U | 100% | 99% | 8.558% | 1 | 0 | 19.7281 | See source workbook for details. Includes PSE NEI data where applicable. | NWPPC 2021 Plan measure workbook Res-ClothesWasher-2021P_v2, for the measure Front Load_CEE Tier 2+Gas DHW_Electric Dryer | System | System
Thurston County | Manufactured | Water Heat LE 55 Gal | New | Front Load_CEE Tier 2+Gas DHW_Electric Dryer | Washer Savings | 0 | 2024 | 2050 | 0.87443 | per Home | 0 | 0 | 14 | NWPPC 2021 Plan measure workbook Res-ClothesWasher-2021P_v2, for the measure Front Load_CEE Tier 2+Gas DHW_Electric Dryer | 3.2854 | 2.125% | NWPPC 2021 Plan measure workbook Res-ClothesWasher-2021P_v2, for the measure Front Load_CEE Tier 2+Gas DHW_Electric Dryer | 137.2214 | NWPPC 2021 Plan measure workbook Res-ClothesWasher-2021P_v2, for the measure Front Load_CEE Tier 2+Gas DHW_Electric Dryer | 0 | Incremental | 0 | 0 | 0 | 76.458 | 0 | 0.0095994 | 0 | See 'Measure Equipment Cost Source' | NWPPC 2021 Plan measure workbook Res-ClothesWasher-2021P_v2, for the measure Front Load_CEE Tier 2+Gas DHW_Electric Dryer | U | 100% | 99% | 8.558% | 1 | 0 | 19.7281 | See source workbook for details. Includes PSE NEI data where applicable. | NWPPC 2021 Plan measure workbook Res-ClothesWasher-2021P_v2, for the measure Front Load_CEE Tier 2+Gas DHW_Electric Dryer | System | System
Thurston County | Manufactured - Highly Impacted | Water Heat LE 55 Gal | Existing | Front Load_CEE Tier 2+Gas DHW_Electric Dryer | Washer Savings | 0 | 2024 | 2050 | 0.67793 | per Home | 0 | 0 | 14 | NWPPC 2021 Plan measure workbook Res-ClothesWasher-2021P_v2, for the measure Front Load_CEE Tier 2+Gas DHW_Electric Dryer | 2.6421 | 1.932% | NWPPC 2021 Plan measure workbook Res-ClothesWasher-2021P_v2, for the measure Front Load_CEE Tier 2+Gas DHW_Electric Dryer | 106.3857 | NWPPC 2021 Plan measure workbook Res-ClothesWasher-2021P_v2, for the measure Front Load_CEE Tier 2+Gas DHW_Electric Dryer | 0 | Incremental | 0 | 0 | 0 | 59.2767 | 0 | 0.0074423 | 0 | See 'Measure Equipment Cost Source' | NWPPC 2021 Plan measure workbook Res-ClothesWasher-2021P_v2, for the measure Front Load_CEE Tier 2+Gas DHW_Electric Dryer | U | 100% | 99% | 3.361% | 1 | 0 | 15.2949 | See source workbook for details. Includes PSE NEI data where applicable. | NWPPC 2021 Plan measure workbook Res-ClothesWasher-2021P_v2, for the measure Front Load_CEE Tier 2+Gas DHW_Electric Dryer | System | System
Thurston County | Manufactured - Highly Impacted | Water Heat LE 55 Gal | New | Front Load_CEE Tier 2+Gas DHW_Electric Dryer | Washer Savings | 0 | 2024 | 2050 | 0.67793 | per Home | 0 | 0 | 14 | NWPPC 2021 Plan measure workbook Res-ClothesWasher-2021P_v2, for the measure Front Load_CEE Tier 2+Gas DHW_Electric Dryer | 2.5471 | 1.932% | NWPPC 2021 Plan measure workbook Res-ClothesWasher-2021P_v2, for the measure Front Load_CEE Tier 2+Gas DHW_Electric Dryer | 106.3857 | NWPPC 2021 Plan measure workbook Res-ClothesWasher-2021P_v2, for the measure Front Load_CEE Tier 2+Gas DHW_Electric Dryer | 0 | Incremental | 0 | 0 | 0 | 59.2767 | 0 | 0.0074423 | 0 | See 'Measure Equipment Cost Source' | NWPPC 2021 Plan measure workbook Res-ClothesWasher-2021P_v2, for the measure Front Load_CEE Tier 2+Gas DHW_Electric Dryer | U | 100% | 99% | 3.361% | 1 | 0 | 15.2949 | See source workbook for details. Includes PSE NEI data where applicable. | NWPPC 2021 Plan measure workbook Res-ClothesWasher-2021P_v2, for the measure Front Load_CEE Tier 2+Gas DHW_Electric Dryer | System | System
Thurston County | Single Family | Water Heat GT 55 Gal | Existing | Front Load_CEE Tier 2+Gas DHW_Electric Dryer | Washer Savings | 0 | 2024 | 2050 | 0.92861 | per Home | 0 | 0 | 14 | NWPPC 2021 Plan measure workbook Res-ClothesWasher-2021P_v2, for the measure Front Load_CEE Tier 2+Gas DHW_Electric Dryer | 3.0731 | 2% | NWPPC 2021 Plan measure workbook Res-ClothesWasher-2021P_v2, for the measure Front Load_CEE Tier 2+Gas DHW_Electric Dryer | 145.7239 | NWPPC 2021 Plan measure workbook Res-ClothesWasher-2021P_v2, for the measure Front Load_CEE Tier 2+Gas DHW_Electric Dryer | 0 | Incremental | 0 | 0 | 0 | 81.1955 | 0 | 0.010194 | 0 | See 'Measure Equipment Cost Source' | NWPPC 2021 Plan measure workbook Res-ClothesWasher-2021P_v2, for the measure Front Load_CEE Tier 2+Gas DHW_Electric Dryer | U | 100% | 99% | 30.62% | 1 | 0 | 20.9505 | See source workbook for details. Includes PSE NEI data where applicable. | NWPPC 2021 Plan measure workbook Res-ClothesWasher-2021P_v2, for the measure Front Load_CEE Tier 2+Gas DHW_Electric Dryer | System | System
Thurston County | Single Family | Water Heat GT 55 Gal | New | Front Load_CEE Tier 2+Gas DHW_Electric Dryer | Washer Savings | 0 | 2024 | 2050 | 0.92861 | per Home | 0 | 0 | 14 | NWPPC 2021 Plan measure workbook Res-ClothesWasher-2021P_v2, for the measure Front Load_CEE Tier 2+Gas DHW_Electric Dryer | 3.0731 | 2% | NWPPC 2021 Plan measure workbook Res-ClothesWasher-2021P_v2, for the measure Front Load_CEE Tier 2+Gas DHW_Electric Dryer | 145.7239 | NWPPC 2021 Plan measure workbook Res-ClothesWasher-2021P_v2, for the measure Front Load_CEE Tier 2+Gas DHW_Electric Dryer | 0 | Incremental | 0 | 0 | 0 | 81.1955 | 0 | 0.010194 | 0 | See 'Measure Equipment Cost Source' | NWPPC 2021 Plan measure workbook Res-ClothesWasher-2021P_v2, for the measure Front Load_CEE Tier 2+Gas DHW_Electric Dryer | U | 100% | 99% | 30.62% | 1 | 0 | 20.9505 | See source workbook for details. Includes PSE NEI data where applicable. | NWPPC 2021 Plan measure workbook Res-ClothesWasher-2021P_v2, for the measure Front Load_CEE Tier 2+Gas DHW_Electric Dryer | System | System
Thurston County | Single Family - Highly Impacted | Water Heat GT 55 Gal | Existing | Front Load_CEE Tier 2+Gas DHW_Electric Dryer | Washer Savings | 0 | 2024 | 2050 | 0.66799 | per Home | 0 | 0 | 14 | NWPPC 2021 Plan measure workbook Res-ClothesWasher-2021P_v2, for the measure Front Load_CEE Tier 2+Gas DHW_Electric Dryer | 2.2106 | 1.647% | NWPPC 2021 Plan measure workbook Res-ClothesWasher-2021P_v2, for the measure Front Load_CEE Tier 2+Gas DHW_Electric Dryer | 104.8244 | NWPPC 2021 Plan measure workbook Res-ClothesWasher-2021P_v2, for the measure Front Load_CEE Tier 2+Gas DHW_Electric Dryer | 0 | Incremental | 0 | 0 | 0 | 58.4068 | 0 | 0.0073331 | 0 | See 'Measure Equipment Cost Source' | NWPPC 2021 Plan measure workbook Res-ClothesWasher-2021P_v2, for the measure Front Load_CEE Tier 2+Gas DHW_Electric Dryer | U | 100% | 99% | 23.49% | 1 | 0 | 15.0704 | See source workbook for details. Includes PSE NEI data where applicable. | NWPPC 2021 Plan measure workbook Res-ClothesWasher-2021P_v2, for the measure Front Load_CEE Tier 2+Gas DHW_Electric Dryer | System | System
Thurston County | Single Family - Highly Impacted | Water Heat GT 55 Gal | New | Front Load_CEE Tier 2+Gas DHW_Electric Dryer | Washer Savings | 0 | 2024 | 2050 | 0.66799 | per Home | 0 | 0 | 14 | NWPPC 2021 Plan measure workbook Res-ClothesWasher-2021P_v2, for the measure Front Load_CEE Tier 2+Gas DHW_Electric Dryer | 2.2106 | 1.647% | NWPPC 2021 Plan measure workbook Res-ClothesWasher-2021P_v2, for the measure Front Load_CEE Tier 2+Gas DHW_Electric Dryer | 104.8244 | NWPPC 2021 Plan measure workbook Res-ClothesWasher-2021P_v2, for the measure Front Load_CEE Tier 2+Gas DHW_Electric Dryer | 0 | Incremental | 0 | 0 | 0 | 58.4068 | 0 | 0.0073331 | 0 | See 'Measure Equipment Cost Source' | NWPPC 2021 Plan measure workbook Res-ClothesWasher-2021P_v2, for the measure Front Load_CEE Tier 2+Gas DHW_Electric Dryer | U | 100% | 99% | 23.49% | 1 | 0 | 15.0704 | See source workbook for details. Includes PSE NEI data where applicable. | NWPPC 2021 Plan measure workbook Res-ClothesWasher-2021P_v2, for the measure Front Load_CEE Tier 2+Gas DHW_Electric Dryer | System | System
Thurston County | Multifamily | Water Heat GT 55 Gal | Existing | Front Load_CEE Tier 2+Gas DHW_Electric Dryer | Washer Savings | 0 | 2024 | 2050 | 0.6367 | per Home | 0 | 0 | 14 | NWPPC 2021 Plan measure workbook Res-ClothesWasher-2021P_v2, for the measure Front Load_CEE Tier 2+Gas DHW_Electric Dryer | 2.1071 | 1.931% | NWPPC 2021 Plan measure workbook Res-ClothesWasher-2021P_v2, for the measure Front Load_CEE Tier 2+Gas DHW_Electric Dryer | 99.9151 | NWPPC 2021 Plan measure workbook Res-ClothesWasher-2021P_v2, for the measure Front Load_CEE Tier 2+Gas DHW_Electric Dryer | 0 | Incremental | 0 | 0 | 0 | 55.6714 | 0 | 0.0069897 | 0 | See 'Measure Equipment Cost Source' | NWPPC 2021 Plan measure workbook Res-ClothesWasher-2021P_v2, for the measure Front Load_CEE Tier 2+Gas DHW_Electric Dryer | U | 100% | 99% | 7.004% | 1 | 0 | 14.3646 | See source workbook for details. Includes PSE NEI data where applicable. | NWPPC 2021 Plan measure workbook Res-ClothesWasher-2021P_v2, for the measure Front Load_CEE Tier 2+Gas DHW_Electric Dryer | System | System
Thurston County | Multifamily | Water Heat GT 55 Gal | New | Front Load_CEE Tier 2+Gas DHW_Electric Dryer | Washer Savings | 0 | 2024 | 2050 | 0.6367 | per Home | 0 | 0 | 14 | NWPPC 2021 Plan measure workbook Res-ClothesWasher-2021P_v2, for the measure Front Load_CEE Tier 2+Gas DHW_Electric Dryer | 2.1071 | 1.931% | NWPPC 2021 Plan measure workbook Res-ClothesWasher-2021P_v2, for the measure Front Load_CEE Tier 2+Gas DHW_Electric Dryer | 99.9151 | NWPPC 2021 Plan measure workbook Res-ClothesWasher-2021P_v2, for the measure Front Load_CEE Tier 2+Gas DHW_Electric Dryer | 0 | Incremental | 0 | 0 | 0 | 55.6714 | 0 | 0.0069897 | 0 | See 'Measure Equipment Cost Source' | NWPPC 2021 Plan measure workbook Res-ClothesWasher-2021P_v2, for the measure Front Load_CEE Tier 2+Gas DHW_Electric Dryer | U | 100% | 99% | 7.004% | 1 | 0 | 14.3646 | See source workbook for details. Includes PSE NEI data where applicable. | NWPPC 2021 Plan measure workbook Res-ClothesWasher-2021P_v2, for the measure Front Load_CEE Tier 2+Gas DHW_Electric Dryer | System | System
Thurston County | Multifamily - Highly Impacted | Water Heat GT 55 Gal | Existing | Front Load_CEE Tier 2+Gas DHW_Electric Dryer | Washer Savings | 0 | 2024 | 2050 | 0.5404 | per Home | 0 | 0 | 14 | NWPPC 2021 Plan measure workbook Res-ClothesWasher-2021P_v2, for the measure Front Load_CEE Tier 2+Gas DHW_Electric Dryer | 1.7884 | 1.456% | NWPPC 2021 Plan measure workbook Res-ClothesWasher-2021P_v2, for the measure Front Load_CEE Tier 2+Gas DHW_Electric Dryer | 84.8033 | NWPPC 2021 Plan measure workbook Res-ClothesWasher-2021P_v2, for the measure Front Load_CEE Tier 2+Gas DHW_Electric Dryer | 0 | Incremental | 0 | 0 | 0 | 47.2513 | 0 | 0.0059325 | 0 | See 'Measure Equipment Cost Source' | NWPPC 2021 Plan measure workbook Res-ClothesWasher-2021P_v2, for the measure Front Load_CEE Tier 2+Gas DHW_Electric Dryer | U | 100% | 99% | 5.279% | 1 | 0 | 12.192 | See source workbook for details. Includes PSE NEI data where applicable. | NWPPC 2021 Plan measure workbook Res-ClothesWasher-2021P_v2, for the measure Front Load_CEE Tier 2+Gas DHW_Electric Dryer | System | System
Thurston County | Multifamily - Highly Impacted | Water Heat GT 55 Gal | New | Front Load_CEE Tier 2+Gas DHW_Electric Dryer | Washer Savings | 0 | 2024 | 2050 | 0.5404 | per Home | 0 | 0 | 14 | NWPPC 2021 Plan measure workbook Res-ClothesWasher-2021P_v2, for the measure Front Load_CEE Tier 2+Gas DHW_Electric Dryer | 1.7884 | 1.456% | NWPPC 2021 Plan measure workbook Res-ClothesWasher-2021P_v2, for the measure Front Load_CEE Tier 2+Gas DHW_Electric Dryer | 84.8033 | NWPPC 2021 Plan measure workbook Res-ClothesWasher-2021P_v2, for the measure Front Load_CEE Tier 2+Gas DHW_Electric Dryer | 0 | Incremental | 0 | 0 | 0 | 47.2513 | 0 | 0.0059325 | 0 | See 'Measure Equipment Cost Source' | NWPPC 2021 Plan measure workbook Res-ClothesWasher-2021P_v2, for the measure Front Load_CEE Tier 2+Gas DHW_Electric Dryer | U | 100% | 99% | 5.279% | 1 | 0 | 12.192 | See source workbook for details. Includes PSE NEI data where applicable. | NWPPC 2021 Plan measure workbook Res-ClothesWasher-2021P_v2, for the measure Front Load_CEE Tier 2+Gas DHW_Electric Dryer | System | System
Thurston County | Manufactured | Water Heat GT 55 Gal | Existing | Front Load_CEE Tier 2+Gas DHW_Electric Dryer | Washer Savings | 0 | 2024 | 2050 | 0.87443 | per Home | 0 | 0 | 14 | NWPPC 2021 Plan measure workbook Res-ClothesWasher-2021P_v2, for the measure Front Load_CEE Tier 2+Gas DHW_Electric Dryer | 2.8938 | 2.125% | NWPPC 2021 Plan measure workbook Res-ClothesWasher-2021P_v2, for the measure Front Load_CEE Tier 2+Gas DHW_Electric Dryer | 137.2214 | NWPPC 2021 Plan measure workbook Res-ClothesWasher-2021P_v2, for the measure Front Load_CEE Tier 2+Gas DHW_Electric Dryer | 0 | Incremental | 0 | 0 | 0 | 76.458 | 0 | 0.0095994 | 0 | See 'Measure Equipment Cost Source' | NWPPC 2021 Plan measure workbook Res-ClothesWasher-2021P_v2, for the measure Front Load_CEE Tier 2+Gas DHW_Electric Dryer | U | 100% | 99% | 8.558% | 1 | 0 | 19.7281 | See source workbook for details. Includes PSE NEI data where applicable. | NWPPC 2021 Plan measure workbook Res-ClothesWasher-2021P_v2, for the measure Front Load_CEE Tier 2+Gas DHW_Electric Dryer | System | System
Thurston County | Manufactured | Water Heat GT 55 Gal | New | Front Load_CEE Tier 2+Gas DHW_Electric Dryer | Washer Savings | 0 | 2024 | 2050 | 0.87443 | per Home | 0 | 0 | 14 | NWPPC 2021 Plan measure workbook Res-ClothesWasher-2021P_v2, for the measure Front Load_CEE Tier 2+Gas DHW_Electric Dryer | 2.8938 | 2.125% | NWPPC 2021 Plan measure workbook Res-ClothesWasher-2021P_v2, for the measure Front Load_CEE Tier 2+Gas DHW_Electric Dryer | 137.2214 | NWPPC 2021 Plan measure workbook Res-ClothesWasher-2021P_v2, for the measure Front Load_CEE Tier 2+Gas DHW_Electric Dryer | 0 | Incremental | 0 | 0 | 0 | 76.458 | 0 | 0.0095994 | 0 | See 'Measure Equipment Cost Source' | NWPPC 2021 Plan measure workbook Res-ClothesWasher-2021P_v2, for the measure Front Load_CEE Tier 2+Gas DHW_Electric Dryer | U | 100% | 99% | 8.558% | 1 | 0 | 19.7281 | See source workbook for details. Includes PSE NEI data where applicable. | NWPPC 2021 Plan measure workbook Res-ClothesWasher-2021P_v2, for the measure Front Load_CEE Tier 2+Gas DHW_Electric Dryer | System | System
Thurston County | Manufactured - Highly Impacted | Water Heat GT 55 Gal | Existing | Front Load_CEE Tier 2+Gas DHW_Electric Dryer | Washer Savings | 0 | 2024 | 2050 | 0.67793 | per Home | 0 | 0 | 14 | NWPPC 2021 Plan measure workbook Res-ClothesWasher-2021P_v2, for the measure Front Load_CEE Tier 2+Gas DHW_Electric Dryer | 2.2435 | 1.932% | NWPPC 2021 Plan measure workbook Res-ClothesWasher-2021P_v2, for the measure Front Load_CEE Tier 2+Gas DHW_Electric Dryer | 106.3857 | NWPPC 2021 Plan measure workbook Res-ClothesWasher-2021P_v2, for the measure Front Load_CEE Tier 2+Gas DHW_Electric Dryer | 0 | Incremental | 0 | 0 | 0 | 59.2767 | 0 | 0.0074423 | 0 | See 'Measure Equipment Cost Source' | NWPPC 2021 Plan measure workbook Res-ClothesWasher-2021P_v2, for the measure Front Load_CEE Tier 2+Gas DHW_Electric Dryer | U | 100% | 99% | 3.361% | 1 | 0 | 15.2949 | See source workbook for details. Includes PSE NEI data where applicable. | NWPPC 2021 Plan measure workbook Res-ClothesWasher-2021P_v2, for the measure Front Load_CEE Tier 2+Gas DHW_Electric Dryer | System | System
Thurston County | Manufactured - Highly Impacted | Water Heat GT 55 Gal | New | Front Load_CEE Tier 2+Gas DHW_Electric Dryer | Washer Savings | 0 | 2024 | 2050 | 0.67793 | per Home | 0 | 0 | 14 | NWPPC 2021 Plan measure workbook Res-ClothesWasher-2021P_v2, for the measure Front Load_CEE Tier 2+Gas DHW_Electric Dryer | 2.2435 | 1.932% | NWPPC 2021 Plan measure workbook Res-ClothesWasher-2021P_v2, for the measure Front Load_CEE Tier 2+Gas DHW_Electric Dryer | 106.3857 | NWPPC 2021 Plan measure workbook Res-ClothesWasher-2021P_v2, for the measure Front Load_CEE Tier 2+Gas DHW_Electric Dryer | 0 | Incremental | 0 | 0 | 0 | 59.2767 | 0 | 0.0074423 | 0 | See 'Measure Equipment Cost Source' | NWPPC 2021 Plan measure workbook Res-ClothesWasher-2021P_v2, for the measure Front Load_CEE Tier 2+Gas DHW_Electric Dryer | U | 100% | 99% | 3.361% | 1 | 0 | 15.2949 | See source workbook for details. Includes PSE NEI data where applicable. | NWPPC 2021 Plan measure workbook Res-ClothesWasher-2021P_v2, for the measure Front Load_CEE Tier 2+Gas DHW_Electric Dryer | System | System
Thurston County | Single Family | Water Heat LE 55 Gal | Existing | Front Load_CEE Tier 2+Gas DHW_Gas Dryer | Washer Savings | 0 | 2024 | 2050 | 0.92861 | per Home | 0 | 0 | 14 | NWPPC 2021 Plan measure workbook Res-ClothesWasher-2021P_v2, for the measure Front Load_CEE Tier 2+Gas DHW_Gas Dryer | 9.6497 | 5.333% | NWPPC 2021 Plan measure workbook Res-ClothesWasher-2021P_v2, for the measure Front Load_CEE Tier 2+Gas DHW_Gas Dryer | -11.9744 | NWPPC 2021 Plan measure workbook Res-ClothesWasher-2021P_v2, for the measure Front Load_CEE Tier 2+Gas DHW_Gas Dryer | 0 | Incremental | 0 | 0 | 0 | 81.1955 | 0 | 0.010194 | 0 | See 'Measure Equipment Cost Source' | NWPPC 2021 Plan measure workbook Res-ClothesWasher-2021P_v2, for the measure Front Load_CEE Tier 2+Gas DHW_Gas Dryer | V | 100% | 99% | 4.886% | 1 | 0 | 20.9505 | See source workbook for details. Includes PSE NEI data where applicable. | NWPPC 2021 Plan measure workbook Res-ClothesWasher-2021P_v2, for the measure Front Load_CEE Tier 2+Gas DHW_Gas Dryer | System | System
Thurston County | Single Family | Water Heat LE 55 Gal | New | Front Load_CEE Tier 2+Gas DHW_Gas Dryer | Washer Savings | 0 | 2024 | 2050 | 0.92861 | per Home | 0 | 0 | 14 | NWPPC 2021 Plan measure workbook Res-ClothesWasher-2021P_v2, for the measure Front Load_CEE Tier 2+Gas DHW_Gas Dryer | 9.3028 | 5.333% | NWPPC 2021 Plan measure workbook Res-ClothesWasher-2021P_v2, for the measure Front Load_CEE Tier 2+Gas DHW_Gas Dryer | -11.9744 | NWPPC 2021 Plan measure workbook Res-ClothesWasher-2021P_v2, for the measure Front Load_CEE Tier 2+Gas DHW_Gas Dryer | 0 | Incremental | 0 | 0 | 0 | 81.1955 | 0 | 0.010194 | 0 | See 'Measure Equipment Cost Source' | NWPPC 2021 Plan measure workbook Res-ClothesWasher-2021P_v2, for the measure Front Load_CEE Tier 2+Gas DHW_Gas Dryer | V | 100% | 99% | 4.886% | 1 | 0 | 20.9505 | See source workbook for details. Includes PSE NEI data where applicable. | NWPPC 2021 Plan measure workbook Res-ClothesWasher-2021P_v2, for the measure Front Load_CEE Tier 2+Gas DHW_Gas Dryer | System | System
Thurston County | Single Family - Highly Impacted | Water Heat LE 55 Gal | Existing | Front Load_CEE Tier 2+Gas DHW_Gas Dryer | Washer Savings | 0 | 2024 | 2050 | 0.66799 | per Home | 0 | 0 | 14 | NWPPC 2021 Plan measure workbook Res-ClothesWasher-2021P_v2, for the measure Front Load_CEE Tier 2+Gas DHW_Gas Dryer | 6.9414 | 4.391% | NWPPC 2021 Plan measure workbook Res-ClothesWasher-2021P_v2, for the measure Front Load_CEE Tier 2+Gas DHW_Gas Dryer | -8.6136 | NWPPC 2021 Plan measure workbook Res-ClothesWasher-2021P_v2, for the measure Front Load_CEE Tier 2+Gas DHW_Gas Dryer | 0 | Incremental | 0 | 0 | 0 | 58.4068 | 0 | 0.0073331 | 0 | See 'Measure Equipment Cost Source' | NWPPC 2021 Plan measure workbook Res-ClothesWasher-2021P_v2, for the measure Front Load_CEE Tier 2+Gas DHW_Gas Dryer | V | 100% | 99% | 3.016% | 1 | 0 | 15.0704 | See source workbook for details. Includes PSE NEI data where applicable. | NWPPC 2021 Plan measure workbook Res-ClothesWasher-2021P_v2, for the measure Front Load_CEE Tier 2+Gas DHW_Gas Dryer | System | System
Thurston County | Single Family - Highly Impacted | Water Heat LE 55 Gal | New | Front Load_CEE Tier 2+Gas DHW_Gas Dryer | Washer Savings | 0 | 2024 | 2050 | 0.66799 | per Home | 0 | 0 | 14 | NWPPC 2021 Plan measure workbook Res-ClothesWasher-2021P_v2, for the measure Front Load_CEE Tier 2+Gas DHW_Gas Dryer | 6.6918 | 4.391% | NWPPC 2021 Plan measure workbook Res-ClothesWasher-2021P_v2, for the measure Front Load_CEE Tier 2+Gas DHW_Gas Dryer | -8.6136 | NWPPC 2021 Plan measure workbook Res-ClothesWasher-2021P_v2, for the measure Front Load_CEE Tier 2+Gas DHW_Gas Dryer | 0 | Incremental | 0 | 0 | 0 | 58.4068 | 0 | 0.0073331 | 0 | See 'Measure Equipment Cost Source' | NWPPC 2021 Plan measure workbook Res-ClothesWasher-2021P_v2, for the measure Front Load_CEE Tier 2+Gas DHW_Gas Dryer | V | 100% | 99% | 3.016% | 1 | 0 | 15.0704 | See source workbook for details. Includes PSE NEI data where applicable. | NWPPC 2021 Plan measure workbook Res-ClothesWasher-2021P_v2, for the measure Front Load_CEE Tier 2+Gas DHW_Gas Dryer | System | System
Thurston County | Multifamily | Water Heat LE 55 Gal | Existing | Front Load_CEE Tier 2+Gas DHW_Gas Dryer | Washer Savings | 0 | 2024 | 2050 | 0.6367 | per Home | 0 | 0 | 14 | NWPPC 2021 Plan measure workbook Res-ClothesWasher-2021P_v2, for the measure Front Load_CEE Tier 2+Gas DHW_Gas Dryer | 6.6163 | 5.149% | NWPPC 2021 Plan measure workbook Res-ClothesWasher-2021P_v2, for the measure Front Load_CEE Tier 2+Gas DHW_Gas Dryer | -8.2102 | NWPPC 2021 Plan measure workbook Res-ClothesWasher-2021P_v2, for the measure Front Load_CEE Tier 2+Gas DHW_Gas Dryer | 0 | Incremental | 0 | 0 | 0 | 55.6714 | 0 | 0.0069897 | 0 | See 'Measure Equipment Cost Source' | NWPPC 2021 Plan measure workbook Res-ClothesWasher-2021P_v2, for the measure Front Load_CEE Tier 2+Gas DHW_Gas Dryer | V | 100% | 99% | 0.1369% | 1 | 0 | 14.3646 | See source workbook for details. Includes PSE NEI data where applicable. | NWPPC 2021 Plan measure workbook Res-ClothesWasher-2021P_v2, for the measure Front Load_CEE Tier 2+Gas DHW_Gas Dryer | System | System
Thurston County | Multifamily | Water Heat LE 55 Gal | New | Front Load_CEE Tier 2+Gas DHW_Gas Dryer | Washer Savings | 0 | 2024 | 2050 | 0.6367 | per Home | 0 | 0 | 14 | NWPPC 2021 Plan measure workbook Res-ClothesWasher-2021P_v2, for the measure Front Load_CEE Tier 2+Gas DHW_Gas Dryer | 6.3784 | 5.149% | NWPPC 2021 Plan measure workbook Res-ClothesWasher-2021P_v2, for the measure Front Load_CEE Tier 2+Gas DHW_Gas Dryer | -8.2102 | NWPPC 2021 Plan measure workbook Res-ClothesWasher-2021P_v2, for the measure Front Load_CEE Tier 2+Gas DHW_Gas Dryer | 0 | Incremental | 0 | 0 | 0 | 55.6714 | 0 | 0.0069897 | 0 | See 'Measure Equipment Cost Source' | NWPPC 2021 Plan measure workbook Res-ClothesWasher-2021P_v2, for the measure Front Load_CEE Tier 2+Gas DHW_Gas Dryer | V | 100% | 99% | 0.1369% | 1 | 0 | 14.3646 | See source workbook for details. Includes PSE NEI data where applicable. | NWPPC 2021 Plan measure workbook Res-ClothesWasher-2021P_v2, for the measure Front Load_CEE Tier 2+Gas DHW_Gas Dryer | System | System
Thurston County | Multifamily - Highly Impacted | Water Heat LE 55 Gal | Existing | Front Load_CEE Tier 2+Gas DHW_Gas Dryer | Washer Savings | 0 | 2024 | 2050 | 0.5404 | per Home | 0 | 0 | 14 | NWPPC 2021 Plan measure workbook Res-ClothesWasher-2021P_v2, for the measure Front Load_CEE Tier 2+Gas DHW_Gas Dryer | 5.6156 | 3.882% | NWPPC 2021 Plan measure workbook Res-ClothesWasher-2021P_v2, for the measure Front Load_CEE Tier 2+Gas DHW_Gas Dryer | -6.9684 | NWPPC 2021 Plan measure workbook Res-ClothesWasher-2021P_v2, for the measure Front Load_CEE Tier 2+Gas DHW_Gas Dryer | 0 | Incremental | 0 | 0 | 0 | 47.2513 | 0 | 0.0059325 | 0 | See 'Measure Equipment Cost Source' | NWPPC 2021 Plan measure workbook Res-ClothesWasher-2021P_v2, for the measure Front Load_CEE Tier 2+Gas DHW_Gas Dryer | V | 100% | 99% | 0.07744% | 1 | 0 | 12.192 | See source workbook for details. Includes PSE NEI data where applicable. | NWPPC 2021 Plan measure workbook Res-ClothesWasher-2021P_v2, for the measure Front Load_CEE Tier 2+Gas DHW_Gas Dryer | System | System
Thurston County | Multifamily - Highly Impacted | Water Heat LE 55 Gal | New | Front Load_CEE Tier 2+Gas DHW_Gas Dryer | Washer Savings | 0 | 2024 | 2050 | 0.5404 | per Home | 0 | 0 | 14 | NWPPC 2021 Plan measure workbook Res-ClothesWasher-2021P_v2, for the measure Front Load_CEE Tier 2+Gas DHW_Gas Dryer | 5.4137 | 3.882% | NWPPC 2021 Plan measure workbook Res-ClothesWasher-2021P_v2, for the measure Front Load_CEE Tier 2+Gas DHW_Gas Dryer | -6.9684 | NWPPC 2021 Plan measure workbook Res-ClothesWasher-2021P_v2, for the measure Front Load_CEE Tier 2+Gas DHW_Gas Dryer | 0 | Incremental | 0 | 0 | 0 | 47.2513 | 0 | 0.0059325 | 0 | See 'Measure Equipment Cost Source' | NWPPC 2021 Plan measure workbook Res-ClothesWasher-2021P_v2, for the measure Front Load_CEE Tier 2+Gas DHW_Gas Dryer | V | 100% | 99% | 0.07744% | 1 | 0 | 12.192 | See source workbook for details. Includes PSE NEI data where applicable. | NWPPC 2021 Plan measure workbook Res-ClothesWasher-2021P_v2, for the measure Front Load_CEE Tier 2+Gas DHW_Gas Dryer | System | System
Thurston County | Manufactured | Water Heat LE 55 Gal | Existing | Front Load_CEE Tier 2+Gas DHW_Gas Dryer | Washer Savings | 0 | 2024 | 2050 | 0.87443 | per Home | 0 | 0 | 14 | NWPPC 2021 Plan measure workbook Res-ClothesWasher-2021P_v2, for the measure Front Load_CEE Tier 2+Gas DHW_Gas Dryer | 9.0867 | 5.665% | NWPPC 2021 Plan measure workbook Res-ClothesWasher-2021P_v2, for the measure Front Load_CEE Tier 2+Gas DHW_Gas Dryer | -11.2757 | NWPPC 2021 Plan measure workbook Res-ClothesWasher-2021P_v2, for the measure Front Load_CEE Tier 2+Gas DHW_Gas Dryer | 0 | Incremental | 0 | 0 | 0 | 76.458 | 0 | 0.0095994 | 0 | See 'Measure Equipment Cost Source' | NWPPC 2021 Plan measure workbook Res-ClothesWasher-2021P_v2, for the measure Front Load_CEE Tier 2+Gas DHW_Gas Dryer | V | 100% | 99% | 0.7039% | 1 | 0 | 19.7281 | See source workbook for details. Includes PSE NEI data where applicable. | NWPPC 2021 Plan measure workbook Res-ClothesWasher-2021P_v2, for the measure Front Load_CEE Tier 2+Gas DHW_Gas Dryer | System | System
Thurston County | Manufactured | Water Heat LE 55 Gal | New | Front Load_CEE Tier 2+Gas DHW_Gas Dryer | Washer Savings | 0 | 2024 | 2050 | 0.87443 | per Home | 0 | 0 | 14 | NWPPC 2021 Plan measure workbook Res-ClothesWasher-2021P_v2, for the measure Front Load_CEE Tier 2+Gas DHW_Gas Dryer | 8.76 | 5.665% | NWPPC 2021 Plan measure workbook Res-ClothesWasher-2021P_v2, for the measure Front Load_CEE Tier 2+Gas DHW_Gas Dryer | -11.2757 | NWPPC 2021 Plan measure workbook Res-ClothesWasher-2021P_v2, for the measure Front Load_CEE Tier 2+Gas DHW_Gas Dryer | 0 | Incremental | 0 | 0 | 0 | 76.458 | 0 | 0.0095994 | 0 | See 'Measure Equipment Cost Source' | NWPPC 2021 Plan measure workbook Res-ClothesWasher-2021P_v2, for the measure Front Load_CEE Tier 2+Gas DHW_Gas Dryer | V | 100% | 99% | 0.7039% | 1 | 0 | 19.7281 | See source workbook for details. Includes PSE NEI data where applicable. | NWPPC 2021 Plan measure workbook Res-ClothesWasher-2021P_v2, for the measure Front Load_CEE Tier 2+Gas DHW_Gas Dryer | System | System
Thurston County | Manufactured - Highly Impacted | Water Heat LE 55 Gal | Existing | Front Load_CEE Tier 2+Gas DHW_Gas Dryer | Washer Savings | 0 | 2024 | 2050 | 0.67793 | per Home | 0 | 0 | 14 | NWPPC 2021 Plan measure workbook Res-ClothesWasher-2021P_v2, for the measure Front Load_CEE Tier 2+Gas DHW_Gas Dryer | 7.0448 | 5.151% | NWPPC 2021 Plan measure workbook Res-ClothesWasher-2021P_v2, for the measure Front Load_CEE Tier 2+Gas DHW_Gas Dryer | -8.7419 | NWPPC 2021 Plan measure workbook Res-ClothesWasher-2021P_v2, for the measure Front Load_CEE Tier 2+Gas DHW_Gas Dryer | 0 | Incremental | 0 | 0 | 0 | 59.2767 | 0 | 0.0074423 | 0 | See 'Measure Equipment Cost Source' | NWPPC 2021 Plan measure workbook Res-ClothesWasher-2021P_v2, for the measure Front Load_CEE Tier 2+Gas DHW_Gas Dryer | V | 100% | 99% | 0.03633% | 1 | 0 | 15.2949 | See source workbook for details. Includes PSE NEI data where applicable. | NWPPC 2021 Plan measure workbook Res-ClothesWasher-2021P_v2, for the measure Front Load_CEE Tier 2+Gas DHW_Gas Dryer | System | System
Thurston County | Manufactured - Highly Impacted | Water Heat LE 55 Gal | New | Front Load_CEE Tier 2+Gas DHW_Gas Dryer | Washer Savings | 0 | 2024 | 2050 | 0.67793 | per Home | 0 | 0 | 14 | NWPPC 2021 Plan measure workbook Res-ClothesWasher-2021P_v2, for the measure Front Load_CEE Tier 2+Gas DHW_Gas Dryer | 6.7915 | 5.151% | NWPPC 2021 Plan measure workbook Res-ClothesWasher-2021P_v2, for the measure Front Load_CEE Tier 2+Gas DHW_Gas Dryer | -8.7419 | NWPPC 2021 Plan measure workbook Res-ClothesWasher-2021P_v2, for the measure Front Load_CEE Tier 2+Gas DHW_Gas Dryer | 0 | Incremental | 0 | 0 | 0 | 59.2767 | 0 | 0.0074423 | 0 | See 'Measure Equipment Cost Source' | NWPPC 2021 Plan measure workbook Res-ClothesWasher-2021P_v2, for the measure Front Load_CEE Tier 2+Gas DHW_Gas Dryer | V | 100% | 99% | 0.03633% | 1 | 0 | 15.2949 | See source workbook for details. Includes PSE NEI data where applicable. | NWPPC 2021 Plan measure workbook Res-ClothesWasher-2021P_v2, for the measure Front Load_CEE Tier 2+Gas DHW_Gas Dryer | System | System
Thurston County | Single Family | Water Heat GT 55 Gal | Existing | Front Load_CEE Tier 2+Gas DHW_Gas Dryer | Washer Savings | 0 | 2024 | 2050 | 0.92861 | per Home | 0 | 0 | 14 | NWPPC 2021 Plan measure workbook Res-ClothesWasher-2021P_v2, for the measure Front Load_CEE Tier 2+Gas DHW_Gas Dryer | 8.1939 | 5.333% | NWPPC 2021 Plan measure workbook Res-ClothesWasher-2021P_v2, for the measure Front Load_CEE Tier 2+Gas DHW_Gas Dryer | -11.9744 | NWPPC 2021 Plan measure workbook Res-ClothesWasher-2021P_v2, for the measure Front Load_CEE Tier 2+Gas DHW_Gas Dryer | 0 | Incremental | 0 | 0 | 0 | 81.1955 | 0 | 0.010194 | 0 | See 'Measure Equipment Cost Source' | NWPPC 2021 Plan measure workbook Res-ClothesWasher-2021P_v2, for the measure Front Load_CEE Tier 2+Gas DHW_Gas Dryer | V | 100% | 99% | 4.886% | 1 | 0 | 20.9505 | See source workbook for details. Includes PSE NEI data where applicable. | NWPPC 2021 Plan measure workbook Res-ClothesWasher-2021P_v2, for the measure Front Load_CEE Tier 2+Gas DHW_Gas Dryer | System | System
Thurston County | Single Family | Water Heat GT 55 Gal | New | Front Load_CEE Tier 2+Gas DHW_Gas Dryer | Washer Savings | 0 | 2024 | 2050 | 0.92861 | per Home | 0 | 0 | 14 | NWPPC 2021 Plan measure workbook Res-ClothesWasher-2021P_v2, for the measure Front Load_CEE Tier 2+Gas DHW_Gas Dryer | 8.1939 | 5.333% | NWPPC 2021 Plan measure workbook Res-ClothesWasher-2021P_v2, for the measure Front Load_CEE Tier 2+Gas DHW_Gas Dryer | -11.9744 | NWPPC 2021 Plan measure workbook Res-ClothesWasher-2021P_v2, for the measure Front Load_CEE Tier 2+Gas DHW_Gas Dryer | 0 | Incremental | 0 | 0 | 0 | 81.1955 | 0 | 0.010194 | 0 | See 'Measure Equipment Cost Source' | NWPPC 2021 Plan measure workbook Res-ClothesWasher-2021P_v2, for the measure Front Load_CEE Tier 2+Gas DHW_Gas Dryer | V | 100% | 99% | 4.886% | 1 | 0 | 20.9505 | See source workbook for details. Includes PSE NEI data where applicable. | NWPPC 2021 Plan measure workbook Res-ClothesWasher-2021P_v2, for the measure Front Load_CEE Tier 2+Gas DHW_Gas Dryer | System | System
Thurston County | Single Family - Highly Impacted | Water Heat GT 55 Gal | Existing | Front Load_CEE Tier 2+Gas DHW_Gas Dryer | Washer Savings | 0 | 2024 | 2050 | 0.66799 | per Home | 0 | 0 | 14 | NWPPC 2021 Plan measure workbook Res-ClothesWasher-2021P_v2, for the measure Front Load_CEE Tier 2+Gas DHW_Gas Dryer | 5.8942 | 4.391% | NWPPC 2021 Plan measure workbook Res-ClothesWasher-2021P_v2, for the measure Front Load_CEE Tier 2+Gas DHW_Gas Dryer | -8.6136 | NWPPC 2021 Plan measure workbook Res-ClothesWasher-2021P_v2, for the measure Front Load_CEE Tier 2+Gas DHW_Gas Dryer | 0 | Incremental | 0 | 0 | 0 | 58.4068 | 0 | 0.0073331 | 0 | See 'Measure Equipment Cost Source' | NWPPC 2021 Plan measure workbook Res-ClothesWasher-2021P_v2, for the measure Front Load_CEE Tier 2+Gas DHW_Gas Dryer | V | 100% | 99% | 3.016% | 1 | 0 | 15.0704 | See source workbook for details. Includes PSE NEI data where applicable. | NWPPC 2021 Plan measure workbook Res-ClothesWasher-2021P_v2, for the measure Front Load_CEE Tier 2+Gas DHW_Gas Dryer | System | System
Thurston County | Single Family - Highly Impacted | Water Heat GT 55 Gal | New | Front Load_CEE Tier 2+Gas DHW_Gas Dryer | Washer Savings | 0 | 2024 | 2050 | 0.66799 | per Home | 0 | 0 | 14 | NWPPC 2021 Plan measure workbook Res-ClothesWasher-2021P_v2, for the measure Front Load_CEE Tier 2+Gas DHW_Gas Dryer | 5.8942 | 4.391% | NWPPC 2021 Plan measure workbook Res-ClothesWasher-2021P_v2, for the measure Front Load_CEE Tier 2+Gas DHW_Gas Dryer | -8.6136 | NWPPC 2021 Plan measure workbook Res-ClothesWasher-2021P_v2, for the measure Front Load_CEE Tier 2+Gas DHW_Gas Dryer | 0 | Incremental | 0 | 0 | 0 | 58.4068 | 0 | 0.0073331 | 0 | See 'Measure Equipment Cost Source' | NWPPC 2021 Plan measure workbook Res-ClothesWasher-2021P_v2, for the measure Front Load_CEE Tier 2+Gas DHW_Gas Dryer | V | 100% | 99% | 3.016% | 1 | 0 | 15.0704 | See source workbook for details. Includes PSE NEI data where applicable. | NWPPC 2021 Plan measure workbook Res-ClothesWasher-2021P_v2, for the measure Front Load_CEE Tier 2+Gas DHW_Gas Dryer | System | System
Thurston County | Multifamily | Water Heat GT 55 Gal | Existing | Front Load_CEE Tier 2+Gas DHW_Gas Dryer | Washer Savings | 0 | 2024 | 2050 | 0.6367 | per Home | 0 | 0 | 14 | NWPPC 2021 Plan measure workbook Res-ClothesWasher-2021P_v2, for the measure Front Load_CEE Tier 2+Gas DHW_Gas Dryer | 5.6181 | 5.149% | NWPPC 2021 Plan measure workbook Res-ClothesWasher-2021P_v2, for the measure Front Load_CEE Tier 2+Gas DHW_Gas Dryer | -8.2102 | NWPPC 2021 Plan measure workbook Res-ClothesWasher-2021P_v2, for the measure Front Load_CEE Tier 2+Gas DHW_Gas Dryer | 0 | Incremental | 0 | 0 | 0 | 55.6714 | 0 | 0.0069897 | 0 | See 'Measure Equipment Cost Source' | NWPPC 2021 Plan measure workbook Res-ClothesWasher-2021P_v2, for the measure Front Load_CEE Tier 2+Gas DHW_Gas Dryer | V | 100% | 99% | 0.1369% | 1 | 0 | 14.3646 | See source workbook for details. Includes PSE NEI data where applicable. | NWPPC 2021 Plan measure workbook Res-ClothesWasher-2021P_v2, for the measure Front Load_CEE Tier 2+Gas DHW_Gas Dryer | System | System
Thurston County | Multifamily | Water Heat GT 55 Gal | New | Front Load_CEE Tier 2+Gas DHW_Gas Dryer | Washer Savings | 0 | 2024 | 2050 | 0.6367 | per Home | 0 | 0 | 14 | NWPPC 2021 Plan measure workbook Res-ClothesWasher-2021P_v2, for the measure Front Load_CEE Tier 2+Gas DHW_Gas Dryer | 5.6181 | 5.149% | NWPPC 2021 Plan measure workbook Res-ClothesWasher-2021P_v2, for the measure Front Load_CEE Tier 2+Gas DHW_Gas Dryer | -8.2102 | NWPPC 2021 Plan measure workbook Res-ClothesWasher-2021P_v2, for the measure Front Load_CEE Tier 2+Gas DHW_Gas Dryer | 0 | Incremental | 0 | 0 | 0 | 55.6714 | 0 | 0.0069897 | 0 | See 'Measure Equipment Cost Source' | NWPPC 2021 Plan measure workbook Res-ClothesWasher-2021P_v2, for the measure Front Load_CEE Tier 2+Gas DHW_Gas Dryer | V | 100% | 99% | 0.1369% | 1 | 0 | 14.3646 | See source workbook for details. Includes PSE NEI data where applicable. | NWPPC 2021 Plan measure workbook Res-ClothesWasher-2021P_v2, for the measure Front Load_CEE Tier 2+Gas DHW_Gas Dryer | System | System
Thurston County | Multifamily - Highly Impacted | Water Heat GT 55 Gal | Existing | Front Load_CEE Tier 2+Gas DHW_Gas Dryer | Washer Savings | 0 | 2024 | 2050 | 0.5404 | per Home | 0 | 0 | 14 | NWPPC 2021 Plan measure workbook Res-ClothesWasher-2021P_v2, for the measure Front Load_CEE Tier 2+Gas DHW_Gas Dryer | 4.7684 | 3.882% | NWPPC 2021 Plan measure workbook Res-ClothesWasher-2021P_v2, for the measure Front Load_CEE Tier 2+Gas DHW_Gas Dryer | -6.9684 | NWPPC 2021 Plan measure workbook Res-ClothesWasher-2021P_v2, for the measure Front Load_CEE Tier 2+Gas DHW_Gas Dryer | 0 | Incremental | 0 | 0 | 0 | 47.2513 | 0 | 0.0059325 | 0 | See 'Measure Equipment Cost Source' | NWPPC 2021 Plan measure workbook Res-ClothesWasher-2021P_v2, for the measure Front Load_CEE Tier 2+Gas DHW_Gas Dryer | V | 100% | 99% | 0.07744% | 1 | 0 | 12.192 | See source workbook for details. Includes PSE NEI data where applicable. | NWPPC 2021 Plan measure workbook Res-ClothesWasher-2021P_v2, for the measure Front Load_CEE Tier 2+Gas DHW_Gas Dryer | System | System
Thurston County | Multifamily - Highly Impacted | Water Heat GT 55 Gal | New | Front Load_CEE Tier 2+Gas DHW_Gas Dryer | Washer Savings | 0 | 2024 | 2050 | 0.5404 | per Home | 0 | 0 | 14 | NWPPC 2021 Plan measure workbook Res-ClothesWasher-2021P_v2, for the measure Front Load_CEE Tier 2+Gas DHW_Gas Dryer | 4.7684 | 3.882% | NWPPC 2021 Plan measure workbook Res-ClothesWasher-2021P_v2, for the measure Front Load_CEE Tier 2+Gas DHW_Gas Dryer | -6.9684 | NWPPC 2021 Plan measure workbook Res-ClothesWasher-2021P_v2, for the measure Front Load_CEE Tier 2+Gas DHW_Gas Dryer | 0 | Incremental | 0 | 0 | 0 | 47.2513 | 0 | 0.0059325 | 0 | See 'Measure Equipment Cost Source' | NWPPC 2021 Plan measure workbook Res-ClothesWasher-2021P_v2, for the measure Front Load_CEE Tier 2+Gas DHW_Gas Dryer | V | 100% | 99% | 0.07744% | 1 | 0 | 12.192 | See source workbook for details. Includes PSE NEI data where applicable. | NWPPC 2021 Plan measure workbook Res-ClothesWasher-2021P_v2, for the measure Front Load_CEE Tier 2+Gas DHW_Gas Dryer | System | System
Thurston County | Manufactured | Water Heat GT 55 Gal | Existing | Front Load_CEE Tier 2+Gas DHW_Gas Dryer | Washer Savings | 0 | 2024 | 2050 | 0.87443 | per Home | 0 | 0 | 14 | NWPPC 2021 Plan measure workbook Res-ClothesWasher-2021P_v2, for the measure Front Load_CEE Tier 2+Gas DHW_Gas Dryer | 7.7158 | 5.665% | NWPPC 2021 Plan measure workbook Res-ClothesWasher-2021P_v2, for the measure Front Load_CEE Tier 2+Gas DHW_Gas Dryer | -11.2757 | NWPPC 2021 Plan measure workbook Res-ClothesWasher-2021P_v2, for the measure Front Load_CEE Tier 2+Gas DHW_Gas Dryer | 0 | Incremental | 0 | 0 | 0 | 76.458 | 0 | 0.0095994 | 0 | See 'Measure Equipment Cost Source' | NWPPC 2021 Plan measure workbook Res-ClothesWasher-2021P_v2, for the measure Front Load_CEE Tier 2+Gas DHW_Gas Dryer | V | 100% | 99% | 0.7039% | 1 | 0 | 19.7281 | See source workbook for details. Includes PSE NEI data where applicable. | NWPPC 2021 Plan measure workbook Res-ClothesWasher-2021P_v2, for the measure Front Load_CEE Tier 2+Gas DHW_Gas Dryer | System | System
Thurston County | Manufactured | Water Heat GT 55 Gal | New | Front Load_CEE Tier 2+Gas DHW_Gas Dryer | Washer Savings | 0 | 2024 | 2050 | 0.87443 | per Home | 0 | 0 | 14 | NWPPC 2021 Plan measure workbook Res-ClothesWasher-2021P_v2, for the measure Front Load_CEE Tier 2+Gas DHW_Gas Dryer | 7.7158 | 5.665% | NWPPC 2021 Plan measure workbook Res-ClothesWasher-2021P_v2, for the measure Front Load_CEE Tier 2+Gas DHW_Gas Dryer | -11.2757 | NWPPC 2021 Plan measure workbook Res-ClothesWasher-2021P_v2, for the measure Front Load_CEE Tier 2+Gas DHW_Gas Dryer | 0 | Incremental | 0 | 0 | 0 | 76.458 | 0 | 0.0095994 | 0 | See 'Measure Equipment Cost Source' | NWPPC 2021 Plan measure workbook Res-ClothesWasher-2021P_v2, for the measure Front Load_CEE Tier 2+Gas DHW_Gas Dryer | V | 100% | 99% | 0.7039% | 1 | 0 | 19.7281 | See source workbook for details. Includes PSE NEI data where applicable. | NWPPC 2021 Plan measure workbook Res-ClothesWasher-2021P_v2, for the measure Front Load_CEE Tier 2+Gas DHW_Gas Dryer | System | System
Thurston County | Manufactured - Highly Impacted | Water Heat GT 55 Gal | Existing | Front Load_CEE Tier 2+Gas DHW_Gas Dryer | Washer Savings | 0 | 2024 | 2050 | 0.67793 | per Home | 0 | 0 | 14 | NWPPC 2021 Plan measure workbook Res-ClothesWasher-2021P_v2, for the measure Front Load_CEE Tier 2+Gas DHW_Gas Dryer | 5.9819 | 5.151% | NWPPC 2021 Plan measure workbook Res-ClothesWasher-2021P_v2, for the measure Front Load_CEE Tier 2+Gas DHW_Gas Dryer | -8.7419 | NWPPC 2021 Plan measure workbook Res-ClothesWasher-2021P_v2, for the measure Front Load_CEE Tier 2+Gas DHW_Gas Dryer | 0 | Incremental | 0 | 0 | 0 | 59.2767 | 0 | 0.0074423 | 0 | See 'Measure Equipment Cost Source' | NWPPC 2021 Plan measure workbook Res-ClothesWasher-2021P_v2, for the measure Front Load_CEE Tier 2+Gas DHW_Gas Dryer | V | 100% | 99% | 0.03633% | 1 | 0 | 15.2949 | See source workbook for details. Includes PSE NEI data where applicable. | NWPPC 2021 Plan measure workbook Res-ClothesWasher-2021P_v2, for the measure Front Load_CEE Tier 2+Gas DHW_Gas Dryer | System | System
Thurston County | Manufactured - Highly Impacted | Water Heat GT 55 Gal | New | Front Load_CEE Tier 2+Gas DHW_Gas Dryer | Washer Savings | 0 | 2024 | 2050 | 0.67793 | per Home | 0 | 0 | 14 | NWPPC 2021 Plan measure workbook Res-ClothesWasher-2021P_v2, for the measure Front Load_CEE Tier 2+Gas DHW_Gas Dryer | 5.9819 | 5.151% | NWPPC 2021 Plan measure workbook Res-ClothesWasher-2021P_v2, for the measure Front Load_CEE Tier 2+Gas DHW_Gas Dryer | -8.7419 | NWPPC 2021 Plan measure workbook Res-ClothesWasher-2021P_v2, for the measure Front Load_CEE Tier 2+Gas DHW_Gas Dryer | 0 | Incremental | 0 | 0 | 0 | 59.2767 | 0 | 0.0074423 | 0 | See 'Measure Equipment Cost Source' | NWPPC 2021 Plan measure workbook Res-ClothesWasher-2021P_v2, for the measure Front Load_CEE Tier 2+Gas DHW_Gas Dryer | V | 100% | 99% | 0.03633% | 1 | 0 | 15.2949 | See source workbook for details. Includes PSE NEI data where applicable. | NWPPC 2021 Plan measure workbook Res-ClothesWasher-2021P_v2, for the measure Front Load_CEE Tier 2+Gas DHW_Gas Dryer | System | System
Thurston County | Multifamily | Heat Central Gas Boiler | Existing | Insulated Door_R2.5 - R5_HZ1_Gas | Heating Energy | 0 | 2024 | 2050 | 19.0004 | per Home | 0 | 1 | 45 | RTF measure workbook ResMFWeatherization_v4_3, for the measure Insulated Door_R2.5 - R5_HZ1_Gas | 2.6417 | 0.6197% | RTF measure workbook ResMFWeatherization_v4_3, for the measure Insulated Door_R2.5 - R5_HZ1_Gas | 0 | RTF measure workbook ResMFWeatherization_v4_3, for the measure Insulated Door_R2.5 - R5_HZ1_Gas | 0 | Incremental | 0 | 0 | 0 | 392.1706 | 0 | 0 | 0 | See 'Measure Equipment Cost Source' | RTF measure workbook ResMFWeatherization_v4_3, for the measure Insulated Door_R2.5 - R5_HZ1_Gas | E | 100% | 9.337% | 100% | 1 | 0 | 0 | See source workbook for details. Includes PSE NEI data where applicable. | RTF measure workbook ResMFWeatherization_v4_3, for the measure Insulated Door_R2.5 - R5_HZ1_Gas | System | System
Thurston County | Multifamily - Highly Impacted | Heat Central Gas Boiler | Existing | Insulated Door_R2.5 - R5_HZ1_Gas | Heating Energy | 0 | 2024 | 2050 | 16.1266 | per Home | 0 | 1 | 45 | RTF measure workbook ResMFWeatherization_v4_3, for the measure Insulated Door_R2.5 - R5_HZ1_Gas | 2.2421 | 0.6197% | RTF measure workbook ResMFWeatherization_v4_3, for the measure Insulated Door_R2.5 - R5_HZ1_Gas | 0 | RTF measure workbook ResMFWeatherization_v4_3, for the measure Insulated Door_R2.5 - R5_HZ1_Gas | 0 | Incremental | 0 | 0 | 0 | 332.8559 | 0 | 0 | 0 | See 'Measure Equipment Cost Source' | RTF measure workbook ResMFWeatherization_v4_3, for the measure Insulated Door_R2.5 - R5_HZ1_Gas | E | 100% | 9.337% | 100% | 1 | 0 | 0 | See source workbook for details. Includes PSE NEI data where applicable. | RTF measure workbook ResMFWeatherization_v4_3, for the measure Insulated Door_R2.5 - R5_HZ1_Gas | System | System
Thurston County | Multifamily | Heat Central Gas Furnace | Existing | Insulated Door_R2.5 - R5_HZ1_Gas | Heating Energy | 0 | 2024 | 2050 | 19.0004 | per Home | 0 | 1 | 45 | RTF measure workbook ResMFWeatherization_v4_3, for the measure Insulated Door_R2.5 - R5_HZ1_Gas | 1.9482 | 0.6197% | RTF measure workbook ResMFWeatherization_v4_3, for the measure Insulated Door_R2.5 - R5_HZ1_Gas | 0 | RTF measure workbook ResMFWeatherization_v4_3, for the measure Insulated Door_R2.5 - R5_HZ1_Gas | 0 | Incremental | 0 | 0 | 0 | 392.1706 | 0 | 0 | 0 | See 'Measure Equipment Cost Source' | RTF measure workbook ResMFWeatherization_v4_3, for the measure Insulated Door_R2.5 - R5_HZ1_Gas | E | 100% | 9.337% | 100% | 1 | 0 | 0 | See source workbook for details. Includes PSE NEI data where applicable. | RTF measure workbook ResMFWeatherization_v4_3, for the measure Insulated Door_R2.5 - R5_HZ1_Gas | System | System
Thurston County | Multifamily - Highly Impacted | Heat Central Gas Furnace | Existing | Insulated Door_R2.5 - R5_HZ1_Gas | Heating Energy | 0 | 2024 | 2050 | 16.1266 | per Home | 0 | 1 | 45 | RTF measure workbook ResMFWeatherization_v4_3, for the measure Insulated Door_R2.5 - R5_HZ1_Gas | 1.6535 | 0.6197% | RTF measure workbook ResMFWeatherization_v4_3, for the measure Insulated Door_R2.5 - R5_HZ1_Gas | 0 | RTF measure workbook ResMFWeatherization_v4_3, for the measure Insulated Door_R2.5 - R5_HZ1_Gas | 0 | Incremental | 0 | 0 | 0 | 332.8559 | 0 | 0 | 0 | See 'Measure Equipment Cost Source' | RTF measure workbook ResMFWeatherization_v4_3, for the measure Insulated Door_R2.5 - R5_HZ1_Gas | E | 100% | 9.337% | 100% | 1 | 0 | 0 | See source workbook for details. Includes PSE NEI data where applicable. | RTF measure workbook ResMFWeatherization_v4_3, for the measure Insulated Door_R2.5 - R5_HZ1_Gas | System | System
Thurston County | Multifamily | Heat Room Gas | Existing | Insulated Door_R2.5 - R5_HZ1_Gas | Heating Energy | 0 | 2024 | 2050 | 19.0004 | per Home | 0 | 1 | 45 | RTF measure workbook ResMFWeatherization_v4_3, for the measure Insulated Door_R2.5 - R5_HZ1_Gas | 1.9986 | 0.6197% | RTF measure workbook ResMFWeatherization_v4_3, for the measure Insulated Door_R2.5 - R5_HZ1_Gas | 0 | RTF measure workbook ResMFWeatherization_v4_3, for the measure Insulated Door_R2.5 - R5_HZ1_Gas | 0 | Incremental | 0 | 0 | 0 | 392.1706 | 0 | 0 | 0 | See 'Measure Equipment Cost Source' | RTF measure workbook ResMFWeatherization_v4_3, for the measure Insulated Door_R2.5 - R5_HZ1_Gas | E | 100% | 9.337% | 100% | 1 | 0 | 0 | See source workbook for details. Includes PSE NEI data where applicable. | RTF measure workbook ResMFWeatherization_v4_3, for the measure Insulated Door_R2.5 - R5_HZ1_Gas | System | System
Thurston County | Multifamily - Highly Impacted | Heat Room Gas | Existing | Insulated Door_R2.5 - R5_HZ1_Gas | Heating Energy | 0 | 2024 | 2050 | 16.1266 | per Home | 0 | 1 | 45 | RTF measure workbook ResMFWeatherization_v4_3, for the measure Insulated Door_R2.5 - R5_HZ1_Gas | 1.6964 | 0.6197% | RTF measure workbook ResMFWeatherization_v4_3, for the measure Insulated Door_R2.5 - R5_HZ1_Gas | 0 | RTF measure workbook ResMFWeatherization_v4_3, for the measure Insulated Door_R2.5 - R5_HZ1_Gas | 0 | Incremental | 0 | 0 | 0 | 332.8559 | 0 | 0 | 0 | See 'Measure Equipment Cost Source' | RTF measure workbook ResMFWeatherization_v4_3, for the measure Insulated Door_R2.5 - R5_HZ1_Gas | E | 100% | 9.337% | 100% | 1 | 0 | 0 | See source workbook for details. Includes PSE NEI data where applicable. | RTF measure workbook ResMFWeatherization_v4_3, for the measure Insulated Door_R2.5 - R5_HZ1_Gas | System | System
Thurston County | Single Family | Water Heat LE 55 Gal | Existing | ENERGY STAR Dishwasher | Dishwasher | 0 | 2024 | 2050 | 0.81824 | per Home | 0 | 0 | 15 | NWPPC 2021 Plan measure workbook Res-Dishwasher-2021P_v2_gas, for the measure ENERGY STAR Dishwasher | 1.6492 | 0.9115% | NWPPC 2021 Plan measure workbook Res-Dishwasher-2021P_v2_gas, for the measure ENERGY STAR Dishwasher | 0.61133 | NWPPC 2021 Plan measure workbook Res-Dishwasher-2021P_v2_gas, for the measure ENERGY STAR Dishwasher | 0 | Incremental | 0 | 0 | 0 | 49.9748 | 0 | 0 | 0 | See 'Measure Equipment Cost Source' | NWPPC 2021 Plan measure workbook Res-Dishwasher-2021P_v2_gas, for the measure ENERGY STAR Dishwasher |  | 100% | 9.9% | 100% | 1 | 0 | 2.1741 | See source workbook for details. Includes PSE NEI data where applicable. | NWPPC 2021 Plan measure workbook Res-Dishwasher-2021P_v2_gas, for the measure ENERGY STAR Dishwasher | System | System
Thurston County | Single Family | Water Heat LE 55 Gal | New | ENERGY STAR Dishwasher | Dishwasher | 0 | 2024 | 2050 | 0.81824 | per Home | 0 | 0 | 15 | NWPPC 2021 Plan measure workbook Res-Dishwasher-2021P_v2_gas, for the measure ENERGY STAR Dishwasher | 1.5899 | 0.9115% | NWPPC 2021 Plan measure workbook Res-Dishwasher-2021P_v2_gas, for the measure ENERGY STAR Dishwasher | 0.61133 | NWPPC 2021 Plan measure workbook Res-Dishwasher-2021P_v2_gas, for the measure ENERGY STAR Dishwasher | 0 | Incremental | 0 | 0 | 0 | 49.9748 | 0 | 0 | 0 | See 'Measure Equipment Cost Source' | NWPPC 2021 Plan measure workbook Res-Dishwasher-2021P_v2_gas, for the measure ENERGY STAR Dishwasher |  | 100% | 9.9% | 100% | 1 | 0 | 2.1741 | See source workbook for details. Includes PSE NEI data where applicable. | NWPPC 2021 Plan measure workbook Res-Dishwasher-2021P_v2_gas, for the measure ENERGY STAR Dishwasher | System | System
Thurston County | Single Family | Water Heat GT 55 Gal | Existing | ENERGY STAR Dishwasher | Dishwasher | 0 | 2024 | 2050 | 0.81824 | per Home | 0 | 0 | 15 | NWPPC 2021 Plan measure workbook Res-Dishwasher-2021P_v2_gas, for the measure ENERGY STAR Dishwasher | 1.4004 | 0.9115% | NWPPC 2021 Plan measure workbook Res-Dishwasher-2021P_v2_gas, for the measure ENERGY STAR Dishwasher | 0.61133 | NWPPC 2021 Plan measure workbook Res-Dishwasher-2021P_v2_gas, for the measure ENERGY STAR Dishwasher | 0 | Incremental | 0 | 0 | 0 | 49.9748 | 0 | 0 | 0 | See 'Measure Equipment Cost Source' | NWPPC 2021 Plan measure workbook Res-Dishwasher-2021P_v2_gas, for the measure ENERGY STAR Dishwasher |  | 100% | 9.9% | 100% | 1 | 0 | 2.1741 | See source workbook for details. Includes PSE NEI data where applicable. | NWPPC 2021 Plan measure workbook Res-Dishwasher-2021P_v2_gas, for the measure ENERGY STAR Dishwasher | System | System
Thurston County | Single Family | Water Heat GT 55 Gal | New | ENERGY STAR Dishwasher | Dishwasher | 0 | 2024 | 2050 | 0.81824 | per Home | 0 | 0 | 15 | NWPPC 2021 Plan measure workbook Res-Dishwasher-2021P_v2_gas, for the measure ENERGY STAR Dishwasher | 1.4004 | 0.9115% | NWPPC 2021 Plan measure workbook Res-Dishwasher-2021P_v2_gas, for the measure ENERGY STAR Dishwasher | 0.61133 | NWPPC 2021 Plan measure workbook Res-Dishwasher-2021P_v2_gas, for the measure ENERGY STAR Dishwasher | 0 | Incremental | 0 | 0 | 0 | 49.9748 | 0 | 0 | 0 | See 'Measure Equipment Cost Source' | NWPPC 2021 Plan measure workbook Res-Dishwasher-2021P_v2_gas, for the measure ENERGY STAR Dishwasher |  | 100% | 9.9% | 100% | 1 | 0 | 2.1741 | See source workbook for details. Includes PSE NEI data where applicable. | NWPPC 2021 Plan measure workbook Res-Dishwasher-2021P_v2_gas, for the measure ENERGY STAR Dishwasher | System | System
Thurston County | Single Family - Highly Impacted | Water Heat LE 55 Gal | Existing | ENERGY STAR Dishwasher | Dishwasher | 0 | 2024 | 2050 | 0.81824 | per Home | 0 | 0 | 15 | NWPPC 2021 Plan measure workbook Res-Dishwasher-2021P_v2_gas, for the measure ENERGY STAR Dishwasher | 1.4408 | 0.9115% | NWPPC 2021 Plan measure workbook Res-Dishwasher-2021P_v2_gas, for the measure ENERGY STAR Dishwasher | 0.61133 | NWPPC 2021 Plan measure workbook Res-Dishwasher-2021P_v2_gas, for the measure ENERGY STAR Dishwasher | 0 | Incremental | 0 | 0 | 0 | 49.9748 | 0 | 0 | 0 | See 'Measure Equipment Cost Source' | NWPPC 2021 Plan measure workbook Res-Dishwasher-2021P_v2_gas, for the measure ENERGY STAR Dishwasher |  | 100% | 9.9% | 100% | 1 | 0 | 2.1741 | See source workbook for details. Includes PSE NEI data where applicable. | NWPPC 2021 Plan measure workbook Res-Dishwasher-2021P_v2_gas, for the measure ENERGY STAR Dishwasher | System | System
Thurston County | Single Family - Highly Impacted | Water Heat LE 55 Gal | New | ENERGY STAR Dishwasher | Dishwasher | 0 | 2024 | 2050 | 0.81824 | per Home | 0 | 0 | 15 | NWPPC 2021 Plan measure workbook Res-Dishwasher-2021P_v2_gas, for the measure ENERGY STAR Dishwasher | 1.389 | 0.9115% | NWPPC 2021 Plan measure workbook Res-Dishwasher-2021P_v2_gas, for the measure ENERGY STAR Dishwasher | 0.61133 | NWPPC 2021 Plan measure workbook Res-Dishwasher-2021P_v2_gas, for the measure ENERGY STAR Dishwasher | 0 | Incremental | 0 | 0 | 0 | 49.9748 | 0 | 0 | 0 | See 'Measure Equipment Cost Source' | NWPPC 2021 Plan measure workbook Res-Dishwasher-2021P_v2_gas, for the measure ENERGY STAR Dishwasher |  | 100% | 9.9% | 100% | 1 | 0 | 2.1741 | See source workbook for details. Includes PSE NEI data where applicable. | NWPPC 2021 Plan measure workbook Res-Dishwasher-2021P_v2_gas, for the measure ENERGY STAR Dishwasher | System | System
Thurston County | Single Family - Highly Impacted | Water Heat GT 55 Gal | Existing | ENERGY STAR Dishwasher | Dishwasher | 0 | 2024 | 2050 | 0.81824 | per Home | 0 | 0 | 15 | NWPPC 2021 Plan measure workbook Res-Dishwasher-2021P_v2_gas, for the measure ENERGY STAR Dishwasher | 1.2234 | 0.9115% | NWPPC 2021 Plan measure workbook Res-Dishwasher-2021P_v2_gas, for the measure ENERGY STAR Dishwasher | 0.61133 | NWPPC 2021 Plan measure workbook Res-Dishwasher-2021P_v2_gas, for the measure ENERGY STAR Dishwasher | 0 | Incremental | 0 | 0 | 0 | 49.9748 | 0 | 0 | 0 | See 'Measure Equipment Cost Source' | NWPPC 2021 Plan measure workbook Res-Dishwasher-2021P_v2_gas, for the measure ENERGY STAR Dishwasher |  | 100% | 9.9% | 100% | 1 | 0 | 2.1741 | See source workbook for details. Includes PSE NEI data where applicable. | NWPPC 2021 Plan measure workbook Res-Dishwasher-2021P_v2_gas, for the measure ENERGY STAR Dishwasher | System | System
Thurston County | Single Family - Highly Impacted | Water Heat GT 55 Gal | New | ENERGY STAR Dishwasher | Dishwasher | 0 | 2024 | 2050 | 0.81824 | per Home | 0 | 0 | 15 | NWPPC 2021 Plan measure workbook Res-Dishwasher-2021P_v2_gas, for the measure ENERGY STAR Dishwasher | 1.2234 | 0.9115% | NWPPC 2021 Plan measure workbook Res-Dishwasher-2021P_v2_gas, for the measure ENERGY STAR Dishwasher | 0.61133 | NWPPC 2021 Plan measure workbook Res-Dishwasher-2021P_v2_gas, for the measure ENERGY STAR Dishwasher | 0 | Incremental | 0 | 0 | 0 | 49.9748 | 0 | 0 | 0 | See 'Measure Equipment Cost Source' | NWPPC 2021 Plan measure workbook Res-Dishwasher-2021P_v2_gas, for the measure ENERGY STAR Dishwasher |  | 100% | 9.9% | 100% | 1 | 0 | 2.1741 | See source workbook for details. Includes PSE NEI data where applicable. | NWPPC 2021 Plan measure workbook Res-Dishwasher-2021P_v2_gas, for the measure ENERGY STAR Dishwasher | System | System
Thurston County | Multifamily | Water Heat LE 55 Gal | Existing | ENERGY STAR Dishwasher | Dishwasher | 0 | 2024 | 2050 | 0.70661 | per Home | 0 | 0 | 15 | NWPPC 2021 Plan measure workbook Res-Dishwasher-2021P_v2_gas, for the measure ENERGY STAR Dishwasher | 1.0115 | 0.7871% | NWPPC 2021 Plan measure workbook Res-Dishwasher-2021P_v2_gas, for the measure ENERGY STAR Dishwasher | 0.52793 | NWPPC 2021 Plan measure workbook Res-Dishwasher-2021P_v2_gas, for the measure ENERGY STAR Dishwasher | 0 | Incremental | 0 | 0 | 0 | 43.1569 | 0 | 0 | 0 | See 'Measure Equipment Cost Source' | NWPPC 2021 Plan measure workbook Res-Dishwasher-2021P_v2_gas, for the measure ENERGY STAR Dishwasher |  | 100% | 9.9% | 100% | 1 | 0 | 1.8775 | See source workbook for details. Includes PSE NEI data where applicable. | NWPPC 2021 Plan measure workbook Res-Dishwasher-2021P_v2_gas, for the measure ENERGY STAR Dishwasher | System | System
Thurston County | Multifamily | Water Heat LE 55 Gal | New | ENERGY STAR Dishwasher | Dishwasher | 0 | 2024 | 2050 | 0.70661 | per Home | 0 | 0 | 15 | NWPPC 2021 Plan measure workbook Res-Dishwasher-2021P_v2_gas, for the measure ENERGY STAR Dishwasher | 0.97513 | 0.7871% | NWPPC 2021 Plan measure workbook Res-Dishwasher-2021P_v2_gas, for the measure ENERGY STAR Dishwasher | 0.52793 | NWPPC 2021 Plan measure workbook Res-Dishwasher-2021P_v2_gas, for the measure ENERGY STAR Dishwasher | 0 | Incremental | 0 | 0 | 0 | 43.1569 | 0 | 0 | 0 | See 'Measure Equipment Cost Source' | NWPPC 2021 Plan measure workbook Res-Dishwasher-2021P_v2_gas, for the measure ENERGY STAR Dishwasher |  | 100% | 9.9% | 100% | 1 | 0 | 1.8775 | See source workbook for details. Includes PSE NEI data where applicable. | NWPPC 2021 Plan measure workbook Res-Dishwasher-2021P_v2_gas, for the measure ENERGY STAR Dishwasher | System | System
Thurston County | Multifamily | Water Heat GT 55 Gal | Existing | ENERGY STAR Dishwasher | Dishwasher | 0 | 2024 | 2050 | 0.70661 | per Home | 0 | 0 | 15 | NWPPC 2021 Plan measure workbook Res-Dishwasher-2021P_v2_gas, for the measure ENERGY STAR Dishwasher | 0.85889 | 0.7871% | NWPPC 2021 Plan measure workbook Res-Dishwasher-2021P_v2_gas, for the measure ENERGY STAR Dishwasher | 0.52793 | NWPPC 2021 Plan measure workbook Res-Dishwasher-2021P_v2_gas, for the measure ENERGY STAR Dishwasher | 0 | Incremental | 0 | 0 | 0 | 43.1569 | 0 | 0 | 0 | See 'Measure Equipment Cost Source' | NWPPC 2021 Plan measure workbook Res-Dishwasher-2021P_v2_gas, for the measure ENERGY STAR Dishwasher |  | 100% | 9.9% | 100% | 1 | 0 | 1.8775 | See source workbook for details. Includes PSE NEI data where applicable. | NWPPC 2021 Plan measure workbook Res-Dishwasher-2021P_v2_gas, for the measure ENERGY STAR Dishwasher | System | System
Thurston County | Multifamily | Water Heat GT 55 Gal | New | ENERGY STAR Dishwasher | Dishwasher | 0 | 2024 | 2050 | 0.70661 | per Home | 0 | 0 | 15 | NWPPC 2021 Plan measure workbook Res-Dishwasher-2021P_v2_gas, for the measure ENERGY STAR Dishwasher | 0.85889 | 0.7871% | NWPPC 2021 Plan measure workbook Res-Dishwasher-2021P_v2_gas, for the measure ENERGY STAR Dishwasher | 0.52793 | NWPPC 2021 Plan measure workbook Res-Dishwasher-2021P_v2_gas, for the measure ENERGY STAR Dishwasher | 0 | Incremental | 0 | 0 | 0 | 43.1569 | 0 | 0 | 0 | See 'Measure Equipment Cost Source' | NWPPC 2021 Plan measure workbook Res-Dishwasher-2021P_v2_gas, for the measure ENERGY STAR Dishwasher |  | 100% | 9.9% | 100% | 1 | 0 | 1.8775 | See source workbook for details. Includes PSE NEI data where applicable. | NWPPC 2021 Plan measure workbook Res-Dishwasher-2021P_v2_gas, for the measure ENERGY STAR Dishwasher | System | System
Thurston County | Multifamily - Highly Impacted | Water Heat LE 55 Gal | Existing | ENERGY STAR Dishwasher | Dishwasher | 0 | 2024 | 2050 | 0.70661 | per Home | 0 | 0 | 15 | NWPPC 2021 Plan measure workbook Res-Dishwasher-2021P_v2_gas, for the measure ENERGY STAR Dishwasher | 1.1387 | 0.7871% | NWPPC 2021 Plan measure workbook Res-Dishwasher-2021P_v2_gas, for the measure ENERGY STAR Dishwasher | 0.52793 | NWPPC 2021 Plan measure workbook Res-Dishwasher-2021P_v2_gas, for the measure ENERGY STAR Dishwasher | 0 | Incremental | 0 | 0 | 0 | 43.1569 | 0 | 0 | 0 | See 'Measure Equipment Cost Source' | NWPPC 2021 Plan measure workbook Res-Dishwasher-2021P_v2_gas, for the measure ENERGY STAR Dishwasher |  | 100% | 9.9% | 100% | 1 | 0 | 1.8775 | See source workbook for details. Includes PSE NEI data where applicable. | NWPPC 2021 Plan measure workbook Res-Dishwasher-2021P_v2_gas, for the measure ENERGY STAR Dishwasher | System | System
Thurston County | Multifamily - Highly Impacted | Water Heat LE 55 Gal | New | ENERGY STAR Dishwasher | Dishwasher | 0 | 2024 | 2050 | 0.70661 | per Home | 0 | 0 | 15 | NWPPC 2021 Plan measure workbook Res-Dishwasher-2021P_v2_gas, for the measure ENERGY STAR Dishwasher | 1.0978 | 0.7871% | NWPPC 2021 Plan measure workbook Res-Dishwasher-2021P_v2_gas, for the measure ENERGY STAR Dishwasher | 0.52793 | NWPPC 2021 Plan measure workbook Res-Dishwasher-2021P_v2_gas, for the measure ENERGY STAR Dishwasher | 0 | Incremental | 0 | 0 | 0 | 43.1569 | 0 | 0 | 0 | See 'Measure Equipment Cost Source' | NWPPC 2021 Plan measure workbook Res-Dishwasher-2021P_v2_gas, for the measure ENERGY STAR Dishwasher |  | 100% | 9.9% | 100% | 1 | 0 | 1.8775 | See source workbook for details. Includes PSE NEI data where applicable. | NWPPC 2021 Plan measure workbook Res-Dishwasher-2021P_v2_gas, for the measure ENERGY STAR Dishwasher | System | System
Thurston County | Multifamily - Highly Impacted | Water Heat GT 55 Gal | Existing | ENERGY STAR Dishwasher | Dishwasher | 0 | 2024 | 2050 | 0.70661 | per Home | 0 | 0 | 15 | NWPPC 2021 Plan measure workbook Res-Dishwasher-2021P_v2_gas, for the measure ENERGY STAR Dishwasher | 0.9669 | 0.7871% | NWPPC 2021 Plan measure workbook Res-Dishwasher-2021P_v2_gas, for the measure ENERGY STAR Dishwasher | 0.52793 | NWPPC 2021 Plan measure workbook Res-Dishwasher-2021P_v2_gas, for the measure ENERGY STAR Dishwasher | 0 | Incremental | 0 | 0 | 0 | 43.1569 | 0 | 0 | 0 | See 'Measure Equipment Cost Source' | NWPPC 2021 Plan measure workbook Res-Dishwasher-2021P_v2_gas, for the measure ENERGY STAR Dishwasher |  | 100% | 9.9% | 100% | 1 | 0 | 1.8775 | See source workbook for details. Includes PSE NEI data where applicable. | NWPPC 2021 Plan measure workbook Res-Dishwasher-2021P_v2_gas, for the measure ENERGY STAR Dishwasher | System | System
Thurston County | Multifamily - Highly Impacted | Water Heat GT 55 Gal | New | ENERGY STAR Dishwasher | Dishwasher | 0 | 2024 | 2050 | 0.70661 | per Home | 0 | 0 | 15 | NWPPC 2021 Plan measure workbook Res-Dishwasher-2021P_v2_gas, for the measure ENERGY STAR Dishwasher | 0.9669 | 0.7871% | NWPPC 2021 Plan measure workbook Res-Dishwasher-2021P_v2_gas, for the measure ENERGY STAR Dishwasher | 0.52793 | NWPPC 2021 Plan measure workbook Res-Dishwasher-2021P_v2_gas, for the measure ENERGY STAR Dishwasher | 0 | Incremental | 0 | 0 | 0 | 43.1569 | 0 | 0 | 0 | See 'Measure Equipment Cost Source' | NWPPC 2021 Plan measure workbook Res-Dishwasher-2021P_v2_gas, for the measure ENERGY STAR Dishwasher |  | 100% | 9.9% | 100% | 1 | 0 | 1.8775 | See source workbook for details. Includes PSE NEI data where applicable. | NWPPC 2021 Plan measure workbook Res-Dishwasher-2021P_v2_gas, for the measure ENERGY STAR Dishwasher | System | System
Thurston County | Manufactured | Water Heat LE 55 Gal | Existing | ENERGY STAR Dishwasher | Dishwasher | 0 | 2024 | 2050 | 0.59716 | per Home | 0 | 0 | 15 | NWPPC 2021 Plan measure workbook Res-Dishwasher-2021P_v2_gas, for the measure ENERGY STAR Dishwasher | 1.0669 | 0.6652% | NWPPC 2021 Plan measure workbook Res-Dishwasher-2021P_v2_gas, for the measure ENERGY STAR Dishwasher | 0.44615 | NWPPC 2021 Plan measure workbook Res-Dishwasher-2021P_v2_gas, for the measure ENERGY STAR Dishwasher | 0 | Incremental | 0 | 0 | 0 | 36.4721 | 0 | 0 | 0 | See 'Measure Equipment Cost Source' | NWPPC 2021 Plan measure workbook Res-Dishwasher-2021P_v2_gas, for the measure ENERGY STAR Dishwasher |  | 100% | 9.9% | 100% | 1 | 0 | 1.5867 | See source workbook for details. Includes PSE NEI data where applicable. | NWPPC 2021 Plan measure workbook Res-Dishwasher-2021P_v2_gas, for the measure ENERGY STAR Dishwasher | System | System
Thurston County | Manufactured | Water Heat LE 55 Gal | New | ENERGY STAR Dishwasher | Dishwasher | 0 | 2024 | 2050 | 0.59716 | per Home | 0 | 0 | 15 | NWPPC 2021 Plan measure workbook Res-Dishwasher-2021P_v2_gas, for the measure ENERGY STAR Dishwasher | 1.0286 | 0.6652% | NWPPC 2021 Plan measure workbook Res-Dishwasher-2021P_v2_gas, for the measure ENERGY STAR Dishwasher | 0.44615 | NWPPC 2021 Plan measure workbook Res-Dishwasher-2021P_v2_gas, for the measure ENERGY STAR Dishwasher | 0 | Incremental | 0 | 0 | 0 | 36.4721 | 0 | 0 | 0 | See 'Measure Equipment Cost Source' | NWPPC 2021 Plan measure workbook Res-Dishwasher-2021P_v2_gas, for the measure ENERGY STAR Dishwasher |  | 100% | 9.9% | 100% | 1 | 0 | 1.5867 | See source workbook for details. Includes PSE NEI data where applicable. | NWPPC 2021 Plan measure workbook Res-Dishwasher-2021P_v2_gas, for the measure ENERGY STAR Dishwasher | System | System
Thurston County | Manufactured | Water Heat GT 55 Gal | Existing | ENERGY STAR Dishwasher | Dishwasher | 0 | 2024 | 2050 | 0.59716 | per Home | 0 | 0 | 15 | NWPPC 2021 Plan measure workbook Res-Dishwasher-2021P_v2_gas, for the measure ENERGY STAR Dishwasher | 0.90595 | 0.6652% | NWPPC 2021 Plan measure workbook Res-Dishwasher-2021P_v2_gas, for the measure ENERGY STAR Dishwasher | 0.44615 | NWPPC 2021 Plan measure workbook Res-Dishwasher-2021P_v2_gas, for the measure ENERGY STAR Dishwasher | 0 | Incremental | 0 | 0 | 0 | 36.4721 | 0 | 0 | 0 | See 'Measure Equipment Cost Source' | NWPPC 2021 Plan measure workbook Res-Dishwasher-2021P_v2_gas, for the measure ENERGY STAR Dishwasher |  | 100% | 9.9% | 100% | 1 | 0 | 1.5867 | See source workbook for details. Includes PSE NEI data where applicable. | NWPPC 2021 Plan measure workbook Res-Dishwasher-2021P_v2_gas, for the measure ENERGY STAR Dishwasher | System | System
Thurston County | Manufactured | Water Heat GT 55 Gal | New | ENERGY STAR Dishwasher | Dishwasher | 0 | 2024 | 2050 | 0.59716 | per Home | 0 | 0 | 15 | NWPPC 2021 Plan measure workbook Res-Dishwasher-2021P_v2_gas, for the measure ENERGY STAR Dishwasher | 0.90595 | 0.6652% | NWPPC 2021 Plan measure workbook Res-Dishwasher-2021P_v2_gas, for the measure ENERGY STAR Dishwasher | 0.44615 | NWPPC 2021 Plan measure workbook Res-Dishwasher-2021P_v2_gas, for the measure ENERGY STAR Dishwasher | 0 | Incremental | 0 | 0 | 0 | 36.4721 | 0 | 0 | 0 | See 'Measure Equipment Cost Source' | NWPPC 2021 Plan measure workbook Res-Dishwasher-2021P_v2_gas, for the measure ENERGY STAR Dishwasher |  | 100% | 9.9% | 100% | 1 | 0 | 1.5867 | See source workbook for details. Includes PSE NEI data where applicable. | NWPPC 2021 Plan measure workbook Res-Dishwasher-2021P_v2_gas, for the measure ENERGY STAR Dishwasher | System | System
Thurston County | Manufactured - Highly Impacted | Water Heat LE 55 Gal | Existing | ENERGY STAR Dishwasher | Dishwasher | 0 | 2024 | 2050 | 0.59716 | per Home | 0 | 0 | 15 | NWPPC 2021 Plan measure workbook Res-Dishwasher-2021P_v2_gas, for the measure ENERGY STAR Dishwasher | 0.90968 | 0.6652% | NWPPC 2021 Plan measure workbook Res-Dishwasher-2021P_v2_gas, for the measure ENERGY STAR Dishwasher | 0.44615 | NWPPC 2021 Plan measure workbook Res-Dishwasher-2021P_v2_gas, for the measure ENERGY STAR Dishwasher | 0 | Incremental | 0 | 0 | 0 | 36.4721 | 0 | 0 | 0 | See 'Measure Equipment Cost Source' | NWPPC 2021 Plan measure workbook Res-Dishwasher-2021P_v2_gas, for the measure ENERGY STAR Dishwasher |  | 100% | 9.9% | 100% | 1 | 0 | 1.5867 | See source workbook for details. Includes PSE NEI data where applicable. | NWPPC 2021 Plan measure workbook Res-Dishwasher-2021P_v2_gas, for the measure ENERGY STAR Dishwasher | System | System
Thurston County | Manufactured - Highly Impacted | Water Heat LE 55 Gal | New | ENERGY STAR Dishwasher | Dishwasher | 0 | 2024 | 2050 | 0.59716 | per Home | 0 | 0 | 15 | NWPPC 2021 Plan measure workbook Res-Dishwasher-2021P_v2_gas, for the measure ENERGY STAR Dishwasher | 0.87697 | 0.6652% | NWPPC 2021 Plan measure workbook Res-Dishwasher-2021P_v2_gas, for the measure ENERGY STAR Dishwasher | 0.44615 | NWPPC 2021 Plan measure workbook Res-Dishwasher-2021P_v2_gas, for the measure ENERGY STAR Dishwasher | 0 | Incremental | 0 | 0 | 0 | 36.4721 | 0 | 0 | 0 | See 'Measure Equipment Cost Source' | NWPPC 2021 Plan measure workbook Res-Dishwasher-2021P_v2_gas, for the measure ENERGY STAR Dishwasher |  | 100% | 9.9% | 100% | 1 | 0 | 1.5867 | See source workbook for details. Includes PSE NEI data where applicable. | NWPPC 2021 Plan measure workbook Res-Dishwasher-2021P_v2_gas, for the measure ENERGY STAR Dishwasher | System | System
Thurston County | Manufactured - Highly Impacted | Water Heat GT 55 Gal | Existing | ENERGY STAR Dishwasher | Dishwasher | 0 | 2024 | 2050 | 0.59716 | per Home | 0 | 0 | 15 | NWPPC 2021 Plan measure workbook Res-Dishwasher-2021P_v2_gas, for the measure ENERGY STAR Dishwasher | 0.77243 | 0.6652% | NWPPC 2021 Plan measure workbook Res-Dishwasher-2021P_v2_gas, for the measure ENERGY STAR Dishwasher | 0.44615 | NWPPC 2021 Plan measure workbook Res-Dishwasher-2021P_v2_gas, for the measure ENERGY STAR Dishwasher | 0 | Incremental | 0 | 0 | 0 | 36.4721 | 0 | 0 | 0 | See 'Measure Equipment Cost Source' | NWPPC 2021 Plan measure workbook Res-Dishwasher-2021P_v2_gas, for the measure ENERGY STAR Dishwasher |  | 100% | 9.9% | 100% | 1 | 0 | 1.5867 | See source workbook for details. Includes PSE NEI data where applicable. | NWPPC 2021 Plan measure workbook Res-Dishwasher-2021P_v2_gas, for the measure ENERGY STAR Dishwasher | System | System
Thurston County | Manufactured - Highly Impacted | Water Heat GT 55 Gal | New | ENERGY STAR Dishwasher | Dishwasher | 0 | 2024 | 2050 | 0.59716 | per Home | 0 | 0 | 15 | NWPPC 2021 Plan measure workbook Res-Dishwasher-2021P_v2_gas, for the measure ENERGY STAR Dishwasher | 0.77243 | 0.6652% | NWPPC 2021 Plan measure workbook Res-Dishwasher-2021P_v2_gas, for the measure ENERGY STAR Dishwasher | 0.44615 | NWPPC 2021 Plan measure workbook Res-Dishwasher-2021P_v2_gas, for the measure ENERGY STAR Dishwasher | 0 | Incremental | 0 | 0 | 0 | 36.4721 | 0 | 0 | 0 | See 'Measure Equipment Cost Source' | NWPPC 2021 Plan measure workbook Res-Dishwasher-2021P_v2_gas, for the measure ENERGY STAR Dishwasher |  | 100% | 9.9% | 100% | 1 | 0 | 1.5867 | See source workbook for details. Includes PSE NEI data where applicable. | NWPPC 2021 Plan measure workbook Res-Dishwasher-2021P_v2_gas, for the measure ENERGY STAR Dishwasher | System | System
Thurston County | Single Family | Heat Central Gas Boiler | Existing | Boiler - Controls | Boiler Reset Controls | No Boiler Control | 2024 | 2050 | 1 | per Home | 0 | 1 | 5 | WI Focus on Energy 2021TRM. 2021. Boiler Control, Outside Air Temperature Reset/Cutout Control measure. Page 130. | 51.7157 | 8% | calculated based on WI Focus on Energy 2019 TRM | 0 | calculated based on WI Focus on Energy 2019 TRM | 0 | Full | 0 | 0 | 0 | 820.2497 | 0 | 0 | 0 | Existing conditions, assuming no cost | 2022 Illinois Statewide Technical Reference Manual for Energy Efficiency Version 10.0 Volume 3: Residential Measures Boiler Reset Controls page 169. Referencing Nexant. Questar DSM Market Characterization Report. August 9, 2006. |  | 100% | 40% | 100% | 1 | 0 | 0 | No applicable non-energy benefitsIncludes PSE NEI data where applicable. | No applicable non-energy benefits | System | System
Thurston County | Single Family - Highly Impacted | Heat Central Gas Boiler | Existing | Boiler - Controls | Boiler Reset Controls | No Boiler Control | 2024 | 2050 | 1 | per Home | 0 | 1 | 5 | WI Focus on Energy 2021TRM. 2021. Boiler Control, Outside Air Temperature Reset/Cutout Control measure. Page 130. | 37.2009 | 8% | calculated based on WI Focus on Energy 2019 TRM | 0 | calculated based on WI Focus on Energy 2019 TRM | 0 | Full | 0 | 0 | 0 | 820.2497 | 0 | 0 | 0 | Existing conditions, assuming no cost | 2022 Illinois Statewide Technical Reference Manual for Energy Efficiency Version 10.0 Volume 3: Residential Measures Boiler Reset Controls page 169. Referencing Nexant. Questar DSM Market Characterization Report. August 9, 2006. |  | 100% | 40% | 100% | 1 | 0 | 0 | No applicable non-energy benefitsIncludes PSE NEI data where applicable. | No applicable non-energy benefits | System | System
Thurston County | Multifamily | Heat Central Gas Boiler | Existing | Boiler - Controls | Boiler Reset Controls | No Boiler Control | 2024 | 2050 | 1 | per Home | 0 | 1 | 5 | WI Focus on Energy 2021TRM. 2021. Boiler Control, Outside Air Temperature Reset/Cutout Control measure. Page 130. | 34.1036 | 8% | calculated based on WI Focus on Energy 2019 TRM | 0 | calculated based on WI Focus on Energy 2019 TRM | 0 | Full | 0 | 0 | 0 | 820.2497 | 0 | 0 | 0 | Existing conditions, assuming no cost | 2022 Illinois Statewide Technical Reference Manual for Energy Efficiency Version 10.0 Volume 3: Residential Measures Boiler Reset Controls page 169. Referencing Nexant. Questar DSM Market Characterization Report. August 9, 2006. |  | 100% | 40% | 100% | 1 | 0 | 0 | No applicable non-energy benefitsIncludes PSE NEI data where applicable. | No applicable non-energy benefits | System | System
Thurston County | Multifamily - Highly Impacted | Heat Central Gas Boiler | Existing | Boiler - Controls | Boiler Reset Controls | No Boiler Control | 2024 | 2050 | 1 | per Home | 0 | 1 | 5 | WI Focus on Energy 2021TRM. 2021. Boiler Control, Outside Air Temperature Reset/Cutout Control measure. Page 130. | 28.9455 | 8% | calculated based on WI Focus on Energy 2019 TRM | 0 | calculated based on WI Focus on Energy 2019 TRM | 0 | Full | 0 | 0 | 0 | 820.2497 | 0 | 0 | 0 | Existing conditions, assuming no cost | 2022 Illinois Statewide Technical Reference Manual for Energy Efficiency Version 10.0 Volume 3: Residential Measures Boiler Reset Controls page 169. Referencing Nexant. Questar DSM Market Characterization Report. August 9, 2006. |  | 100% | 40% | 100% | 1 | 0 | 0 | No applicable non-energy benefitsIncludes PSE NEI data where applicable. | No applicable non-energy benefits | System | System
Thurston County | Manufactured | Heat Central Gas Boiler | Existing | Boiler - Controls | Boiler Reset Controls | No Boiler Control | 2024 | 2050 | 1 | per Home | 0 | 1 | 5 | WI Focus on Energy 2021TRM. 2021. Boiler Control, Outside Air Temperature Reset/Cutout Control measure. Page 130. | 46.697 | 8% | calculated based on WI Focus on Energy 2019 TRM | 0 | calculated based on WI Focus on Energy 2019 TRM | 0 | Full | 0 | 0 | 0 | 820.2497 | 0 | 0 | 0 | Existing conditions, assuming no cost | 2022 Illinois Statewide Technical Reference Manual for Energy Efficiency Version 10.0 Volume 3: Residential Measures Boiler Reset Controls page 169. Referencing Nexant. Questar DSM Market Characterization Report. August 9, 2006. |  | 100% | 40% | 100% | 1 | 0 | 0 | No applicable non-energy benefitsIncludes PSE NEI data where applicable. | No applicable non-energy benefits | System | System
Thurston County | Manufactured - Highly Impacted | Heat Central Gas Boiler | Existing | Boiler - Controls | Boiler Reset Controls | No Boiler Control | 2024 | 2050 | 1 | per Home | 0 | 1 | 5 | WI Focus on Energy 2021TRM. 2021. Boiler Control, Outside Air Temperature Reset/Cutout Control measure. Page 130. | 36.2035 | 8% | calculated based on WI Focus on Energy 2019 TRM | 0 | calculated based on WI Focus on Energy 2019 TRM | 0 | Full | 0 | 0 | 0 | 820.2497 | 0 | 0 | 0 | Existing conditions, assuming no cost | 2022 Illinois Statewide Technical Reference Manual for Energy Efficiency Version 10.0 Volume 3: Residential Measures Boiler Reset Controls page 169. Referencing Nexant. Questar DSM Market Characterization Report. August 9, 2006. |  | 100% | 40% | 100% | 1 | 0 | 0 | No applicable non-energy benefitsIncludes PSE NEI data where applicable. | No applicable non-energy benefits | System | System
Thurston County | Single Family | Heat Central Gas Boiler | Existing | Tune-up - Boiler | Boiler with Tune-up | Boiler with no Tune-up | 2024 | 2050 | 1 | per Home | 0 | 1 | 2 | WI Focus on Energy 2020 TRM. Boiler Tune-Up, Single Family. Page 845. | 10.3431 | 1.6% | WI Focus on Energy 2020 TRM. Boiler Tune-Up, Single Family. Page 845. | 0 | WI Focus on Energy 2020 TRM. Boiler Tune-Up, Single Family. Page 845. | 0 | Full | 0 | 0 | 0 | 158.5451 | 0 | 0 | 0 | Existing conditions, assuming no cost | Measure costs are labor costs |  | 100% | 34.32% | 100% | 1 | 0 | 0 | No applicable non-energy benefitsIncludes PSE NEI data where applicable. | No applicable non-energy benefits | System | System
Thurston County | Single Family - Highly Impacted | Heat Central Gas Boiler | Existing | Tune-up - Boiler | Boiler with Tune-up | Boiler with no Tune-up | 2024 | 2050 | 1 | per Home | 0 | 1 | 2 | WI Focus on Energy 2020 TRM. Boiler Tune-Up, Single Family. Page 845. | 7.4402 | 1.6% | WI Focus on Energy 2020 TRM. Boiler Tune-Up, Single Family. Page 845. | 0 | WI Focus on Energy 2020 TRM. Boiler Tune-Up, Single Family. Page 845. | 0 | Full | 0 | 0 | 0 | 158.5451 | 0 | 0 | 0 | Existing conditions, assuming no cost | Measure costs are labor costs |  | 100% | 39.77% | 100% | 1 | 0 | 0 | No applicable non-energy benefitsIncludes PSE NEI data where applicable. | No applicable non-energy benefits | System | System
Thurston County | Multifamily | Heat Central Gas Boiler | Existing | Tune-up - Boiler | Boiler with Tune-up | Boiler with no Tune-up | 2024 | 2050 | 1 | per Home | 0 | 1 | 2 | WI Focus on Energy 2020 TRM. Boiler Tune-Up, Single Family. Page 845. | 6.8207 | 1.6% | WI Focus on Energy 2020 TRM. Boiler Tune-Up, Single Family. Page 845. | 0 | WI Focus on Energy 2020 TRM. Boiler Tune-Up, Single Family. Page 845. | 0 | Full | 0 | 0 | 0 | 158.5451 | 0 | 0 | 0 | Existing conditions, assuming no cost | Measure costs are labor costs |  | 100% | 43.85% | 100% | 1 | 0 | 0 | No applicable non-energy benefitsIncludes PSE NEI data where applicable. | No applicable non-energy benefits | System | System
Thurston County | Multifamily - Highly Impacted | Heat Central Gas Boiler | Existing | Tune-up - Boiler | Boiler with Tune-up | Boiler with no Tune-up | 2024 | 2050 | 1 | per Home | 0 | 1 | 2 | WI Focus on Energy 2020 TRM. Boiler Tune-Up, Single Family. Page 845. | 5.7891 | 1.6% | WI Focus on Energy 2020 TRM. Boiler Tune-Up, Single Family. Page 845. | 0 | WI Focus on Energy 2020 TRM. Boiler Tune-Up, Single Family. Page 845. | 0 | Full | 0 | 0 | 0 | 158.5451 | 0 | 0 | 0 | Existing conditions, assuming no cost | Measure costs are labor costs |  | 100% | 59.38% | 100% | 1 | 0 | 0 | No applicable non-energy benefitsIncludes PSE NEI data where applicable. | No applicable non-energy benefits | System | System
Thurston County | Manufactured | Heat Central Gas Boiler | Existing | Tune-up - Boiler | Boiler with Tune-up | Boiler with no Tune-up | 2024 | 2050 | 1 | per Home | 0 | 1 | 2 | WI Focus on Energy 2020 TRM. Boiler Tune-Up, Single Family. Page 845. | 9.3394 | 1.6% | WI Focus on Energy 2020 TRM. Boiler Tune-Up, Single Family. Page 845. | 0 | WI Focus on Energy 2020 TRM. Boiler Tune-Up, Single Family. Page 845. | 0 | Full | 0 | 0 | 0 | 158.5451 | 0 | 0 | 0 | Existing conditions, assuming no cost | Measure costs are labor costs |  | 100% | 47.5% | 100% | 1 | 0 | 0 | No applicable non-energy benefitsIncludes PSE NEI data where applicable. | No applicable non-energy benefits | System | System
Thurston County | Manufactured - Highly Impacted | Heat Central Gas Boiler | Existing | Tune-up - Boiler | Boiler with Tune-up | Boiler with no Tune-up | 2024 | 2050 | 1 | per Home | 0 | 1 | 2 | WI Focus on Energy 2020 TRM. Boiler Tune-Up, Single Family. Page 845. | 7.2407 | 1.6% | WI Focus on Energy 2020 TRM. Boiler Tune-Up, Single Family. Page 845. | 0 | WI Focus on Energy 2020 TRM. Boiler Tune-Up, Single Family. Page 845. | 0 | Full | 0 | 0 | 0 | 158.5451 | 0 | 0 | 0 | Existing conditions, assuming no cost | Measure costs are labor costs |  | 100% | 47.5% | 100% | 1 | 0 | 0 | No applicable non-energy benefitsIncludes PSE NEI data where applicable. | No applicable non-energy benefits | System | System
Thurston County | Single Family | Heat Central Gas Furnace | Existing | Tune-up - Furnace (Gas) | Furnace with Tune-up | Furnace with no Tune-up | 2024 | 2050 | 1 | per Home | 0 | 1 | 2 | WI Focus on Energy 2020 TRM. Furnace Tune-Up, Single Family. Page 960. | 7.6277 | 1.6% | WI Focus on Energy 2020 TRM. Furnace Tune-Up, Single Family. Page 960. | 0 | WI Focus on Energy 2020 TRM. Furnace Tune-Up, Single Family. Page 960. | 0 | Full | 0 | 0 | 0 | 158.5451 | 0 | 0 | 0 | Existing conditions, assuming no cost | Measure costs are labor costs |  | 100% | 34.32% | 100% | 1 | 0 | 0 | No applicable non-energy benefitsIncludes PSE NEI data where applicable. | No applicable non-energy benefits | System | System
Thurston County | Single Family - Highly Impacted | Heat Central Gas Furnace | Existing | Tune-up - Furnace (Gas) | Furnace with Tune-up | Furnace with no Tune-up | 2024 | 2050 | 1 | per Home | 0 | 1 | 2 | WI Focus on Energy 2020 TRM. Furnace Tune-Up, Single Family. Page 960. | 5.4869 | 1.6% | WI Focus on Energy 2020 TRM. Furnace Tune-Up, Single Family. Page 960. | 0 | WI Focus on Energy 2020 TRM. Furnace Tune-Up, Single Family. Page 960. | 0 | Full | 0 | 0 | 0 | 158.5451 | 0 | 0 | 0 | Existing conditions, assuming no cost | Measure costs are labor costs |  | 100% | 39.77% | 100% | 1 | 0 | 0 | No applicable non-energy benefitsIncludes PSE NEI data where applicable. | No applicable non-energy benefits | System | System
Thurston County | Multifamily | Heat Central Gas Furnace | Existing | Tune-up - Furnace (Gas) | Furnace with Tune-up | Furnace with no Tune-up | 2024 | 2050 | 1 | per Home | 0 | 1 | 2 | WI Focus on Energy 2020 TRM. Furnace Tune-Up, Single Family. Page 960. | 5.03 | 1.6% | WI Focus on Energy 2020 TRM. Furnace Tune-Up, Single Family. Page 960. | 0 | WI Focus on Energy 2020 TRM. Furnace Tune-Up, Single Family. Page 960. | 0 | Full | 0 | 0 | 0 | 158.5451 | 0 | 0 | 0 | Existing conditions, assuming no cost | Measure costs are labor costs |  | 100% | 43.85% | 100% | 1 | 0 | 0 | No applicable non-energy benefitsIncludes PSE NEI data where applicable. | No applicable non-energy benefits | System | System
Thurston County | Multifamily - Highly Impacted | Heat Central Gas Furnace | Existing | Tune-up - Furnace (Gas) | Furnace with Tune-up | Furnace with no Tune-up | 2024 | 2050 | 1 | per Home | 0 | 1 | 2 | WI Focus on Energy 2020 TRM. Furnace Tune-Up, Single Family. Page 960. | 4.2692 | 1.6% | WI Focus on Energy 2020 TRM. Furnace Tune-Up, Single Family. Page 960. | 0 | WI Focus on Energy 2020 TRM. Furnace Tune-Up, Single Family. Page 960. | 0 | Full | 0 | 0 | 0 | 158.5451 | 0 | 0 | 0 | Existing conditions, assuming no cost | Measure costs are labor costs |  | 100% | 59.38% | 100% | 1 | 0 | 0 | No applicable non-energy benefitsIncludes PSE NEI data where applicable. | No applicable non-energy benefits | System | System
Thurston County | Manufactured | Heat Central Gas Furnace | Existing | Tune-up - Furnace (Gas) | Furnace with Tune-up | Furnace with no Tune-up | 2024 | 2050 | 1 | per Home | 0 | 1 | 2 | WI Focus on Energy 2020 TRM. Furnace Tune-Up, Single Family. Page 960. | 6.8875 | 1.6% | WI Focus on Energy 2020 TRM. Furnace Tune-Up, Single Family. Page 960. | 0 | WI Focus on Energy 2020 TRM. Furnace Tune-Up, Single Family. Page 960. | 0 | Full | 0 | 0 | 0 | 158.5451 | 0 | 0 | 0 | Existing conditions, assuming no cost | Measure costs are labor costs |  | 100% | 47.5% | 100% | 1 | 0 | 0 | No applicable non-energy benefitsIncludes PSE NEI data where applicable. | No applicable non-energy benefits | System | System
Thurston County | Manufactured - Highly Impacted | Heat Central Gas Furnace | Existing | Tune-up - Furnace (Gas) | Furnace with Tune-up | Furnace with no Tune-up | 2024 | 2050 | 1 | per Home | 0 | 1 | 2 | WI Focus on Energy 2020 TRM. Furnace Tune-Up, Single Family. Page 960. | 5.3397 | 1.6% | WI Focus on Energy 2020 TRM. Furnace Tune-Up, Single Family. Page 960. | 0 | WI Focus on Energy 2020 TRM. Furnace Tune-Up, Single Family. Page 960. | 0 | Full | 0 | 0 | 0 | 158.5451 | 0 | 0 | 0 | Existing conditions, assuming no cost | Measure costs are labor costs |  | 100% | 47.5% | 100% | 1 | 0 | 0 | No applicable non-energy benefitsIncludes PSE NEI data where applicable. | No applicable non-energy benefits | System | System
Thurston County | Single Family | Water Heat LE 55 Gal | Existing | Water Heater Tank Wrap | Add R-10 Tank Wrap | No Tank Wrap | 2024 | 2050 | 1 | per Home | 0 | 1 | 7 | IA TRM Version 6 | 4.1018 | 2.267% | IA TRM Version 6: Residential Water Heater Wrap; RTFStandardInformationWorkbook_v4_5 | 0 | IA TRM Version 6: Residential Water Heater Wrap; RTFStandardInformationWorkbook_v4_5 | 0 | Full | 0 | 0 | 0 | 59.2054 | 0 | 0 | 0 | IA TRM Version 6: Residential Water Heater Wrap | IA TRM Version 6: Residential Water Heater Wrap |  | 100% | 49.89% | 100% | 1 | 0 | 0 | No applicable non-energy benefitsIncludes PSE NEI data where applicable. | No applicable non-energy benefits | System | System
Thurston County | Single Family | Water Heat LE 55 Gal | New | Water Heater Tank Wrap | Add R-10 Tank Wrap | No Tank Wrap | 2024 | 2050 | 1 | per Home | 0 | 1 | 7 | IA TRM Version 6 | 4.1018 | 2.351% | IA TRM Version 6: Residential Water Heater Wrap; RTFStandardInformationWorkbook_v4_5 | 0 | IA TRM Version 6: Residential Water Heater Wrap; RTFStandardInformationWorkbook_v4_5 | 0 | Full | 0 | 0 | 0 | 59.2054 | 0 | 0 | 0 | IA TRM Version 6: Residential Water Heater Wrap | IA TRM Version 6: Residential Water Heater Wrap |  | 100% | 49.89% | 100% | 1 | 0 | 0 | No applicable non-energy benefitsIncludes PSE NEI data where applicable. | No applicable non-energy benefits | System | System
Thurston County | Single Family | Water Heat GT 55 Gal | Existing | Water Heater Tank Wrap | Add R-10 Tank Wrap | No Tank Wrap | 2024 | 2050 | 1 | per Home | 0 | 1 | 7 | IA TRM Version 6 | 4.2268 | 2.751% | IA TRM Version 6: Residential Water Heater Wrap; RTFStandardInformationWorkbook_v4_5 | 0 | IA TRM Version 6: Residential Water Heater Wrap; RTFStandardInformationWorkbook_v4_5 | 0 | Full | 0 | 0 | 0 | 59.2054 | 0 | 0 | 0 | IA TRM Version 6: Residential Water Heater Wrap | IA TRM Version 6: Residential Water Heater Wrap |  | 100% | 49.89% | 100% | 1 | 0 | 0 | No applicable non-energy benefitsIncludes PSE NEI data where applicable. | No applicable non-energy benefits | System | System
Thurston County | Single Family | Water Heat GT 55 Gal | New | Water Heater Tank Wrap | Add R-10 Tank Wrap | No Tank Wrap | 2024 | 2050 | 1 | per Home | 0 | 1 | 7 | IA TRM Version 6 | 4.2268 | 2.751% | IA TRM Version 6: Residential Water Heater Wrap; RTFStandardInformationWorkbook_v4_5 | 0 | IA TRM Version 6: Residential Water Heater Wrap; RTFStandardInformationWorkbook_v4_5 | 0 | Full | 0 | 0 | 0 | 59.2054 | 0 | 0 | 0 | IA TRM Version 6: Residential Water Heater Wrap | IA TRM Version 6: Residential Water Heater Wrap |  | 100% | 49.89% | 100% | 1 | 0 | 0 | No applicable non-energy benefitsIncludes PSE NEI data where applicable. | No applicable non-energy benefits | System | System
Thurston County | Single Family - Highly Impacted | Water Heat LE 55 Gal | Existing | Water Heater Tank Wrap | Add R-10 Tank Wrap | No Tank Wrap | 2024 | 2050 | 1 | per Home | 0 | 1 | 7 | IA TRM Version 6 | 4.1018 | 2.595% | IA TRM Version 6: Residential Water Heater Wrap; RTFStandardInformationWorkbook_v4_5 | 0 | IA TRM Version 6: Residential Water Heater Wrap; RTFStandardInformationWorkbook_v4_5 | 0 | Full | 0 | 0 | 0 | 59.2054 | 0 | 0 | 0 | IA TRM Version 6: Residential Water Heater Wrap | IA TRM Version 6: Residential Water Heater Wrap |  | 100% | 53.72% | 100% | 1 | 0 | 0 | No applicable non-energy benefitsIncludes PSE NEI data where applicable. | No applicable non-energy benefits | System | System
Thurston County | Single Family - Highly Impacted | Water Heat LE 55 Gal | New | Water Heater Tank Wrap | Add R-10 Tank Wrap | No Tank Wrap | 2024 | 2050 | 1 | per Home | 0 | 1 | 7 | IA TRM Version 6 | 4.1018 | 2.692% | IA TRM Version 6: Residential Water Heater Wrap; RTFStandardInformationWorkbook_v4_5 | 0 | IA TRM Version 6: Residential Water Heater Wrap; RTFStandardInformationWorkbook_v4_5 | 0 | Full | 0 | 0 | 0 | 59.2054 | 0 | 0 | 0 | IA TRM Version 6: Residential Water Heater Wrap | IA TRM Version 6: Residential Water Heater Wrap |  | 100% | 53.72% | 100% | 1 | 0 | 0 | No applicable non-energy benefitsIncludes PSE NEI data where applicable. | No applicable non-energy benefits | System | System
Thurston County | Single Family - Highly Impacted | Water Heat GT 55 Gal | Existing | Water Heater Tank Wrap | Add R-10 Tank Wrap | No Tank Wrap | 2024 | 2050 | 1 | per Home | 0 | 1 | 7 | IA TRM Version 6 | 4.2268 | 3.149% | IA TRM Version 6: Residential Water Heater Wrap; RTFStandardInformationWorkbook_v4_5 | 0 | IA TRM Version 6: Residential Water Heater Wrap; RTFStandardInformationWorkbook_v4_5 | 0 | Full | 0 | 0 | 0 | 59.2054 | 0 | 0 | 0 | IA TRM Version 6: Residential Water Heater Wrap | IA TRM Version 6: Residential Water Heater Wrap |  | 100% | 53.72% | 100% | 1 | 0 | 0 | No applicable non-energy benefitsIncludes PSE NEI data where applicable. | No applicable non-energy benefits | System | System
Thurston County | Single Family - Highly Impacted | Water Heat GT 55 Gal | New | Water Heater Tank Wrap | Add R-10 Tank Wrap | No Tank Wrap | 2024 | 2050 | 1 | per Home | 0 | 1 | 7 | IA TRM Version 6 | 4.2268 | 3.149% | IA TRM Version 6: Residential Water Heater Wrap; RTFStandardInformationWorkbook_v4_5 | 0 | IA TRM Version 6: Residential Water Heater Wrap; RTFStandardInformationWorkbook_v4_5 | 0 | Full | 0 | 0 | 0 | 59.2054 | 0 | 0 | 0 | IA TRM Version 6: Residential Water Heater Wrap | IA TRM Version 6: Residential Water Heater Wrap |  | 100% | 53.72% | 100% | 1 | 0 | 0 | No applicable non-energy benefitsIncludes PSE NEI data where applicable. | No applicable non-energy benefits | System | System
Thurston County | Multifamily | Water Heat LE 55 Gal | Existing | Water Heater Tank Wrap | Add R-10 Tank Wrap | No Tank Wrap | 2024 | 2050 | 1 | per Home | 0 | 1 | 7 | IA TRM Version 6 | 4.1018 | 3.192% | IA TRM Version 6: Residential Water Heater Wrap; RTFStandardInformationWorkbook_v4_5 | 0 | IA TRM Version 6: Residential Water Heater Wrap; RTFStandardInformationWorkbook_v4_5 | 0 | Full | 0 | 0 | 0 | 59.2054 | 0 | 0 | 0 | IA TRM Version 6: Residential Water Heater Wrap | IA TRM Version 6: Residential Water Heater Wrap |  | 100% | 48.72% | 100% | 1 | 0 | 0 | No applicable non-energy benefitsIncludes PSE NEI data where applicable. | No applicable non-energy benefits | System | System
Thurston County | Multifamily | Water Heat LE 55 Gal | New | Water Heater Tank Wrap | Add R-10 Tank Wrap | No Tank Wrap | 2024 | 2050 | 1 | per Home | 0 | 1 | 7 | IA TRM Version 6 | 4.1018 | 3.311% | IA TRM Version 6: Residential Water Heater Wrap; RTFStandardInformationWorkbook_v4_5 | 0 | IA TRM Version 6: Residential Water Heater Wrap; RTFStandardInformationWorkbook_v4_5 | 0 | Full | 0 | 0 | 0 | 59.2054 | 0 | 0 | 0 | IA TRM Version 6: Residential Water Heater Wrap | IA TRM Version 6: Residential Water Heater Wrap |  | 100% | 48.72% | 100% | 1 | 0 | 0 | No applicable non-energy benefitsIncludes PSE NEI data where applicable. | No applicable non-energy benefits | System | System
Thurston County | Multifamily | Water Heat GT 55 Gal | Existing | Water Heater Tank Wrap | Add R-10 Tank Wrap | No Tank Wrap | 2024 | 2050 | 1 | per Home | 0 | 1 | 7 | IA TRM Version 6 | 4.2268 | 3.874% | IA TRM Version 6: Residential Water Heater Wrap; RTFStandardInformationWorkbook_v4_5 | 0 | IA TRM Version 6: Residential Water Heater Wrap; RTFStandardInformationWorkbook_v4_5 | 0 | Full | 0 | 0 | 0 | 59.2054 | 0 | 0 | 0 | IA TRM Version 6: Residential Water Heater Wrap | IA TRM Version 6: Residential Water Heater Wrap |  | 100% | 48.72% | 100% | 1 | 0 | 0 | No applicable non-energy benefitsIncludes PSE NEI data where applicable. | No applicable non-energy benefits | System | System
Thurston County | Multifamily | Water Heat GT 55 Gal | New | Water Heater Tank Wrap | Add R-10 Tank Wrap | No Tank Wrap | 2024 | 2050 | 1 | per Home | 0 | 1 | 7 | IA TRM Version 6 | 4.2268 | 3.874% | IA TRM Version 6: Residential Water Heater Wrap; RTFStandardInformationWorkbook_v4_5 | 0 | IA TRM Version 6: Residential Water Heater Wrap; RTFStandardInformationWorkbook_v4_5 | 0 | Full | 0 | 0 | 0 | 59.2054 | 0 | 0 | 0 | IA TRM Version 6: Residential Water Heater Wrap | IA TRM Version 6: Residential Water Heater Wrap |  | 100% | 48.72% | 100% | 1 | 0 | 0 | No applicable non-energy benefitsIncludes PSE NEI data where applicable. | No applicable non-energy benefits | System | System
Thurston County | Multifamily - Highly Impacted | Water Heat LE 55 Gal | Existing | Water Heater Tank Wrap | Add R-10 Tank Wrap | No Tank Wrap | 2024 | 2050 | 1 | per Home | 0 | 1 | 7 | IA TRM Version 6 | 4.1018 | 2.835% | IA TRM Version 6: Residential Water Heater Wrap; RTFStandardInformationWorkbook_v4_5 | 0 | IA TRM Version 6: Residential Water Heater Wrap; RTFStandardInformationWorkbook_v4_5 | 0 | Full | 0 | 0 | 0 | 59.2054 | 0 | 0 | 0 | IA TRM Version 6: Residential Water Heater Wrap | IA TRM Version 6: Residential Water Heater Wrap |  | 100% | 23.75% | 100% | 1 | 0 | 0 | No applicable non-energy benefitsIncludes PSE NEI data where applicable. | No applicable non-energy benefits | System | System
Thurston County | Multifamily - Highly Impacted | Water Heat LE 55 Gal | New | Water Heater Tank Wrap | Add R-10 Tank Wrap | No Tank Wrap | 2024 | 2050 | 1 | per Home | 0 | 1 | 7 | IA TRM Version 6 | 4.1018 | 2.941% | IA TRM Version 6: Residential Water Heater Wrap; RTFStandardInformationWorkbook_v4_5 | 0 | IA TRM Version 6: Residential Water Heater Wrap; RTFStandardInformationWorkbook_v4_5 | 0 | Full | 0 | 0 | 0 | 59.2054 | 0 | 0 | 0 | IA TRM Version 6: Residential Water Heater Wrap | IA TRM Version 6: Residential Water Heater Wrap |  | 100% | 23.75% | 100% | 1 | 0 | 0 | No applicable non-energy benefitsIncludes PSE NEI data where applicable. | No applicable non-energy benefits | System | System
Thurston County | Multifamily - Highly Impacted | Water Heat GT 55 Gal | Existing | Water Heater Tank Wrap | Add R-10 Tank Wrap | No Tank Wrap | 2024 | 2050 | 1 | per Home | 0 | 1 | 7 | IA TRM Version 6 | 4.2268 | 3.441% | IA TRM Version 6: Residential Water Heater Wrap; RTFStandardInformationWorkbook_v4_5 | 0 | IA TRM Version 6: Residential Water Heater Wrap; RTFStandardInformationWorkbook_v4_5 | 0 | Full | 0 | 0 | 0 | 59.2054 | 0 | 0 | 0 | IA TRM Version 6: Residential Water Heater Wrap | IA TRM Version 6: Residential Water Heater Wrap |  | 100% | 23.75% | 100% | 1 | 0 | 0 | No applicable non-energy benefitsIncludes PSE NEI data where applicable. | No applicable non-energy benefits | System | System
Thurston County | Multifamily - Highly Impacted | Water Heat GT 55 Gal | New | Water Heater Tank Wrap | Add R-10 Tank Wrap | No Tank Wrap | 2024 | 2050 | 1 | per Home | 0 | 1 | 7 | IA TRM Version 6 | 4.2268 | 3.441% | IA TRM Version 6: Residential Water Heater Wrap; RTFStandardInformationWorkbook_v4_5 | 0 | IA TRM Version 6: Residential Water Heater Wrap; RTFStandardInformationWorkbook_v4_5 | 0 | Full | 0 | 0 | 0 | 59.2054 | 0 | 0 | 0 | IA TRM Version 6: Residential Water Heater Wrap | IA TRM Version 6: Residential Water Heater Wrap |  | 100% | 23.75% | 100% | 1 | 0 | 0 | No applicable non-energy benefitsIncludes PSE NEI data where applicable. | No applicable non-energy benefits | System | System
Thurston County | Manufactured | Water Heat LE 55 Gal | Existing | Water Heater Tank Wrap | Add R-10 Tank Wrap | No Tank Wrap | 2024 | 2050 | 1 | per Home | 0 | 1 | 7 | IA TRM Version 6 | 4.1018 | 2.557% | IA TRM Version 6: Residential Water Heater Wrap; RTFStandardInformationWorkbook_v4_5 | 0 | IA TRM Version 6: Residential Water Heater Wrap; RTFStandardInformationWorkbook_v4_5 | 0 | Full | 0 | 0 | 0 | 59.2054 | 0 | 0 | 0 | IA TRM Version 6: Residential Water Heater Wrap | IA TRM Version 6: Residential Water Heater Wrap |  | 100% | 44.71% | 100% | 1 | 0 | 0 | No applicable non-energy benefitsIncludes PSE NEI data where applicable. | No applicable non-energy benefits | System | System
Thurston County | Manufactured | Water Heat LE 55 Gal | New | Water Heater Tank Wrap | Add R-10 Tank Wrap | No Tank Wrap | 2024 | 2050 | 1 | per Home | 0 | 1 | 7 | IA TRM Version 6 | 4.1018 | 2.653% | IA TRM Version 6: Residential Water Heater Wrap; RTFStandardInformationWorkbook_v4_5 | 0 | IA TRM Version 6: Residential Water Heater Wrap; RTFStandardInformationWorkbook_v4_5 | 0 | Full | 0 | 0 | 0 | 59.2054 | 0 | 0 | 0 | IA TRM Version 6: Residential Water Heater Wrap | IA TRM Version 6: Residential Water Heater Wrap |  | 100% | 44.71% | 100% | 1 | 0 | 0 | No applicable non-energy benefitsIncludes PSE NEI data where applicable. | No applicable non-energy benefits | System | System
Thurston County | Manufactured | Water Heat GT 55 Gal | Existing | Water Heater Tank Wrap | Add R-10 Tank Wrap | No Tank Wrap | 2024 | 2050 | 1 | per Home | 0 | 1 | 7 | IA TRM Version 6 | 4.2268 | 3.104% | IA TRM Version 6: Residential Water Heater Wrap; RTFStandardInformationWorkbook_v4_5 | 0 | IA TRM Version 6: Residential Water Heater Wrap; RTFStandardInformationWorkbook_v4_5 | 0 | Full | 0 | 0 | 0 | 59.2054 | 0 | 0 | 0 | IA TRM Version 6: Residential Water Heater Wrap | IA TRM Version 6: Residential Water Heater Wrap |  | 100% | 44.71% | 100% | 1 | 0 | 0 | No applicable non-energy benefitsIncludes PSE NEI data where applicable. | No applicable non-energy benefits | System | System
Thurston County | Manufactured | Water Heat GT 55 Gal | New | Water Heater Tank Wrap | Add R-10 Tank Wrap | No Tank Wrap | 2024 | 2050 | 1 | per Home | 0 | 1 | 7 | IA TRM Version 6 | 4.2268 | 3.104% | IA TRM Version 6: Residential Water Heater Wrap; RTFStandardInformationWorkbook_v4_5 | 0 | IA TRM Version 6: Residential Water Heater Wrap; RTFStandardInformationWorkbook_v4_5 | 0 | Full | 0 | 0 | 0 | 59.2054 | 0 | 0 | 0 | IA TRM Version 6: Residential Water Heater Wrap | IA TRM Version 6: Residential Water Heater Wrap |  | 100% | 44.71% | 100% | 1 | 0 | 0 | No applicable non-energy benefitsIncludes PSE NEI data where applicable. | No applicable non-energy benefits | System | System
Thurston County | Manufactured - Highly Impacted | Water Heat LE 55 Gal | Existing | Water Heater Tank Wrap | Add R-10 Tank Wrap | No Tank Wrap | 2024 | 2050 | 1 | per Home | 0 | 1 | 7 | IA TRM Version 6 | 4.1018 | 2.999% | IA TRM Version 6: Residential Water Heater Wrap; RTFStandardInformationWorkbook_v4_5 | 0 | IA TRM Version 6: Residential Water Heater Wrap; RTFStandardInformationWorkbook_v4_5 | 0 | Full | 0 | 0 | 0 | 59.2054 | 0 | 0 | 0 | IA TRM Version 6: Residential Water Heater Wrap | IA TRM Version 6: Residential Water Heater Wrap |  | 100% | 44.71% | 100% | 1 | 0 | 0 | No applicable non-energy benefitsIncludes PSE NEI data where applicable. | No applicable non-energy benefits | System | System
Thurston County | Manufactured - Highly Impacted | Water Heat LE 55 Gal | New | Water Heater Tank Wrap | Add R-10 Tank Wrap | No Tank Wrap | 2024 | 2050 | 1 | per Home | 0 | 1 | 7 | IA TRM Version 6 | 4.1018 | 3.111% | IA TRM Version 6: Residential Water Heater Wrap; RTFStandardInformationWorkbook_v4_5 | 0 | IA TRM Version 6: Residential Water Heater Wrap; RTFStandardInformationWorkbook_v4_5 | 0 | Full | 0 | 0 | 0 | 59.2054 | 0 | 0 | 0 | IA TRM Version 6: Residential Water Heater Wrap | IA TRM Version 6: Residential Water Heater Wrap |  | 100% | 44.71% | 100% | 1 | 0 | 0 | No applicable non-energy benefitsIncludes PSE NEI data where applicable. | No applicable non-energy benefits | System | System
Thurston County | Manufactured - Highly Impacted | Water Heat GT 55 Gal | Existing | Water Heater Tank Wrap | Add R-10 Tank Wrap | No Tank Wrap | 2024 | 2050 | 1 | per Home | 0 | 1 | 7 | IA TRM Version 6 | 4.2268 | 3.64% | IA TRM Version 6: Residential Water Heater Wrap; RTFStandardInformationWorkbook_v4_5 | 0 | IA TRM Version 6: Residential Water Heater Wrap; RTFStandardInformationWorkbook_v4_5 | 0 | Full | 0 | 0 | 0 | 59.2054 | 0 | 0 | 0 | IA TRM Version 6: Residential Water Heater Wrap | IA TRM Version 6: Residential Water Heater Wrap |  | 100% | 44.71% | 100% | 1 | 0 | 0 | No applicable non-energy benefitsIncludes PSE NEI data where applicable. | No applicable non-energy benefits | System | System
Thurston County | Manufactured - Highly Impacted | Water Heat GT 55 Gal | New | Water Heater Tank Wrap | Add R-10 Tank Wrap | No Tank Wrap | 2024 | 2050 | 1 | per Home | 0 | 1 | 7 | IA TRM Version 6 | 4.2268 | 3.64% | IA TRM Version 6: Residential Water Heater Wrap; RTFStandardInformationWorkbook_v4_5 | 0 | IA TRM Version 6: Residential Water Heater Wrap; RTFStandardInformationWorkbook_v4_5 | 0 | Full | 0 | 0 | 0 | 59.2054 | 0 | 0 | 0 | IA TRM Version 6: Residential Water Heater Wrap | IA TRM Version 6: Residential Water Heater Wrap |  | 100% | 44.71% | 100% | 1 | 0 | 0 | No applicable non-energy benefitsIncludes PSE NEI data where applicable. | No applicable non-energy benefits | System | System
Thurston County | Single Family | Heat Central Gas Boiler | Existing | Door Air Sealing - Door Sweeps and Weather Stripping | Add Door Sweeps and Weather Stripping | No Door Sweeps and Weather Stripping | 2024 | 2050 | 2.111 | per Home | 0 | 1 | 5 | ResDoorSweep_v1_1 (assuming same EUL for weatherstrip; engineering judgement) | 16.3744 | 2.533% | RTF ResDoorSweep_v1_1; PA TRM 2021 | 8.5555 | RTF ResDoorSweep_v1_1; PA TRM 2021 | 0 | Full | 0 | 0 | 0 | 84.0202 | 0 | 0 | 0 | ResDoorSweep_v1_1; RSMeans online | ResDoorSweep_v1_1; RSMeans online |  | 100% | 51.88% | 15% | 1 | 0 | 0.77169 | No applicable non-energy benefitsIncludes PSE NEI data where applicable. | No applicable non-energy benefits | System | System
Thurston County | Single Family | Heat Central Gas Furnace | Existing | Door Air Sealing - Door Sweeps and Weather Stripping | Add Door Sweeps and Weather Stripping | No Door Sweeps and Weather Stripping | 2024 | 2050 | 2.111 | per Home | 0 | 1 | 5 | ResDoorSweep_v1_1 (assuming same EUL for weatherstrip; engineering judgement) | 17.1931 | 3.606% | RTF ResDoorSweep_v1_1; PA TRM 2021 | 23.9595 | RTF ResDoorSweep_v1_1; PA TRM 2021 | 0 | Full | 0 | 0 | 0 | 84.0202 | 0 | 0 | 0 | ResDoorSweep_v1_1; RSMeans online | ResDoorSweep_v1_1; RSMeans online |  | 100% | 51.88% | 15% | 1 | 0 | 0.81027 | No applicable non-energy benefitsIncludes PSE NEI data where applicable. | No applicable non-energy benefits | System | System
Thurston County | Single Family | Heat Room Gas | Existing | Door Air Sealing - Door Sweeps and Weather Stripping | Add Door Sweeps and Weather Stripping | No Door Sweeps and Weather Stripping | 2024 | 2050 | 2.111 | per Home | 0 | 1 | 5 | ResDoorSweep_v1_1 (assuming same EUL for weatherstrip; engineering judgement) | 18.3393 | 3.75% | RTF ResDoorSweep_v1_1; PA TRM 2021 | 8.1878 | RTF ResDoorSweep_v1_1; PA TRM 2021 | 0 | Full | 0 | 0 | 0 | 84.0202 | 0 | 0 | 0 | ResDoorSweep_v1_1; RSMeans online | ResDoorSweep_v1_1; RSMeans online |  | 100% | 51.88% | 15% | 1 | 0 | 0.86429 | No applicable non-energy benefitsIncludes PSE NEI data where applicable. | No applicable non-energy benefits | System | System
Thurston County | Single Family - Highly Impacted | Heat Central Gas Boiler | Existing | Door Air Sealing - Door Sweeps and Weather Stripping | Add Door Sweeps and Weather Stripping | No Door Sweeps and Weather Stripping | 2024 | 2050 | 1.5185 | per Home | 0 | 1 | 5 | ResDoorSweep_v1_1 (assuming same EUL for weatherstrip; engineering judgement) | 11.7787 | 2.533% | RTF ResDoorSweep_v1_1; PA TRM 2021 | 6.1543 | RTF ResDoorSweep_v1_1; PA TRM 2021 | 0 | Full | 0 | 0 | 0 | 60.4387 | 0 | 0 | 0 | ResDoorSweep_v1_1; RSMeans online | ResDoorSweep_v1_1; RSMeans online |  | 100% | 51.88% | 15% | 1 | 0 | 0.77169 | No applicable non-energy benefitsIncludes PSE NEI data where applicable. | No applicable non-energy benefits | System | System
Thurston County | Single Family - Highly Impacted | Heat Central Gas Furnace | Existing | Door Air Sealing - Door Sweeps and Weather Stripping | Add Door Sweeps and Weather Stripping | No Door Sweeps and Weather Stripping | 2024 | 2050 | 1.5185 | per Home | 0 | 1 | 5 | ResDoorSweep_v1_1 (assuming same EUL for weatherstrip; engineering judgement) | 12.3676 | 3.606% | RTF ResDoorSweep_v1_1; PA TRM 2021 | 11.3557 | RTF ResDoorSweep_v1_1; PA TRM 2021 | 0 | Full | 0 | 0 | 0 | 60.4387 | 0 | 0 | 0 | ResDoorSweep_v1_1; RSMeans online | ResDoorSweep_v1_1; RSMeans online |  | 100% | 51.88% | 15% | 1 | 0 | 0.81027 | No applicable non-energy benefitsIncludes PSE NEI data where applicable. | No applicable non-energy benefits | System | System
Thurston County | Single Family - Highly Impacted | Heat Room Gas | Existing | Door Air Sealing - Door Sweeps and Weather Stripping | Add Door Sweeps and Weather Stripping | No Door Sweeps and Weather Stripping | 2024 | 2050 | 1.5185 | per Home | 0 | 1 | 5 | ResDoorSweep_v1_1 (assuming same EUL for weatherstrip; engineering judgement) | 13.1921 | 3.75% | RTF ResDoorSweep_v1_1; PA TRM 2021 | 2.3961 | RTF ResDoorSweep_v1_1; PA TRM 2021 | 0 | Full | 0 | 0 | 0 | 60.4387 | 0 | 0 | 0 | ResDoorSweep_v1_1; RSMeans online | ResDoorSweep_v1_1; RSMeans online |  | 100% | 51.88% | 15% | 1 | 0 | 0.86429 | No applicable non-energy benefitsIncludes PSE NEI data where applicable. | No applicable non-energy benefits | System | System
Thurston County | Multifamily | Heat Central Gas Boiler | Existing | Door Air Sealing - Door Sweeps and Weather Stripping | Add Door Sweeps and Weather Stripping | No Door Sweeps and Weather Stripping | 2024 | 2050 | 0.93215 | per Home | 0 | 1 | 5 | ResDoorSweep_v1_1 (assuming same EUL for weatherstrip; engineering judgement) | 7.2305 | 1.696% | RTF ResDoorSweep_v1_1; PA TRM 2021 | 1.7127 | RTF ResDoorSweep_v1_1; PA TRM 2021 | 0 | Full | 0 | 0 | 0 | 37.101 | 0 | 0 | 0 | ResDoorSweep_v1_1; RSMeans online | ResDoorSweep_v1_1; RSMeans online |  | 100% | 25.94% | 15% | 1 | 0 | 0.77169 | No applicable non-energy benefitsIncludes PSE NEI data where applicable. | No applicable non-energy benefits | System | System
Thurston County | Multifamily | Heat Central Gas Furnace | Existing | Door Air Sealing - Door Sweeps and Weather Stripping | Add Door Sweeps and Weather Stripping | No Door Sweeps and Weather Stripping | 2024 | 2050 | 0.93215 | per Home | 0 | 1 | 5 | ResDoorSweep_v1_1 (assuming same EUL for weatherstrip; engineering judgement) | 7.592 | 2.415% | RTF ResDoorSweep_v1_1; PA TRM 2021 | 13.7895 | RTF ResDoorSweep_v1_1; PA TRM 2021 | 0 | Full | 0 | 0 | 0 | 37.101 | 0 | 0 | 0 | ResDoorSweep_v1_1; RSMeans online | ResDoorSweep_v1_1; RSMeans online |  | 100% | 25.94% | 15% | 1 | 0 | 0.81027 | No applicable non-energy benefitsIncludes PSE NEI data where applicable. | No applicable non-energy benefits | System | System
Thurston County | Multifamily | Heat Room Gas | Existing | Door Air Sealing - Door Sweeps and Weather Stripping | Add Door Sweeps and Weather Stripping | No Door Sweeps and Weather Stripping | 2024 | 2050 | 0.93215 | per Home | 0 | 1 | 5 | ResDoorSweep_v1_1 (assuming same EUL for weatherstrip; engineering judgement) | 8.0981 | 2.511% | RTF ResDoorSweep_v1_1; PA TRM 2021 | 4.0309 | RTF ResDoorSweep_v1_1; PA TRM 2021 | 0 | Full | 0 | 0 | 0 | 37.101 | 0 | 0 | 0 | ResDoorSweep_v1_1; RSMeans online | ResDoorSweep_v1_1; RSMeans online |  | 100% | 25.94% | 15% | 1 | 0 | 0.86429 | No applicable non-energy benefitsIncludes PSE NEI data where applicable. | No applicable non-energy benefits | System | System
Thurston County | Multifamily - Highly Impacted | Heat Central Gas Boiler | Existing | Door Air Sealing - Door Sweeps and Weather Stripping | Add Door Sweeps and Weather Stripping | No Door Sweeps and Weather Stripping | 2024 | 2050 | 0.79116 | per Home | 0 | 1 | 5 | ResDoorSweep_v1_1 (assuming same EUL for weatherstrip; engineering judgement) | 6.1369 | 1.696% | RTF ResDoorSweep_v1_1; PA TRM 2021 | 1.7152 | RTF ResDoorSweep_v1_1; PA TRM 2021 | 0 | Full | 0 | 0 | 0 | 31.4896 | 0 | 0 | 0 | ResDoorSweep_v1_1; RSMeans online | ResDoorSweep_v1_1; RSMeans online |  | 100% | 25.94% | 15% | 1 | 0 | 0.77169 | No applicable non-energy benefitsIncludes PSE NEI data where applicable. | No applicable non-energy benefits | System | System
Thurston County | Multifamily - Highly Impacted | Heat Central Gas Furnace | Existing | Door Air Sealing - Door Sweeps and Weather Stripping | Add Door Sweeps and Weather Stripping | No Door Sweeps and Weather Stripping | 2024 | 2050 | 0.79116 | per Home | 0 | 1 | 5 | ResDoorSweep_v1_1 (assuming same EUL for weatherstrip; engineering judgement) | 6.4437 | 2.415% | RTF ResDoorSweep_v1_1; PA TRM 2021 | 4.3224 | RTF ResDoorSweep_v1_1; PA TRM 2021 | 0 | Full | 0 | 0 | 0 | 31.4896 | 0 | 0 | 0 | ResDoorSweep_v1_1; RSMeans online | ResDoorSweep_v1_1; RSMeans online |  | 100% | 25.94% | 15% | 1 | 0 | 0.81027 | No applicable non-energy benefitsIncludes PSE NEI data where applicable. | No applicable non-energy benefits | System | System
Thurston County | Multifamily - Highly Impacted | Heat Room Gas | Existing | Door Air Sealing - Door Sweeps and Weather Stripping | Add Door Sweeps and Weather Stripping | No Door Sweeps and Weather Stripping | 2024 | 2050 | 0.79116 | per Home | 0 | 1 | 5 | ResDoorSweep_v1_1 (assuming same EUL for weatherstrip; engineering judgement) | 6.8733 | 2.511% | RTF ResDoorSweep_v1_1; PA TRM 2021 | 0.85761 | RTF ResDoorSweep_v1_1; PA TRM 2021 | 0 | Full | 0 | 0 | 0 | 31.4896 | 0 | 0 | 0 | ResDoorSweep_v1_1; RSMeans online | ResDoorSweep_v1_1; RSMeans online |  | 100% | 25.94% | 15% | 1 | 0 | 0.86429 | No applicable non-energy benefitsIncludes PSE NEI data where applicable. | No applicable non-energy benefits | System | System
Thurston County | Manufactured | Heat Central Gas Boiler | Existing | Door Air Sealing - Door Sweeps and Weather Stripping | Add Door Sweeps and Weather Stripping | No Door Sweeps and Weather Stripping | 2024 | 2050 | 1.8323 | per Home | 0 | 1 | 5 | ResDoorSweep_v1_1 (assuming same EUL for weatherstrip; engineering judgement) | 14.213 | 2.435% | RTF ResDoorSweep_v1_1; PA TRM 2021 | 6.8643 | RTF ResDoorSweep_v1_1; PA TRM 2021 | 0 | Full | 0 | 0 | 0 | 72.93 | 0 | 0 | 0 | ResDoorSweep_v1_1; RSMeans online | ResDoorSweep_v1_1; RSMeans online |  | 100% | 31.87% | 15% | 1 | 0 | 0.77169 | No applicable non-energy benefitsIncludes PSE NEI data where applicable. | No applicable non-energy benefits | System | System
Thurston County | Manufactured | Heat Central Gas Furnace | Existing | Door Air Sealing - Door Sweeps and Weather Stripping | Add Door Sweeps and Weather Stripping | No Door Sweeps and Weather Stripping | 2024 | 2050 | 1.8323 | per Home | 0 | 1 | 5 | ResDoorSweep_v1_1 (assuming same EUL for weatherstrip; engineering judgement) | 14.9237 | 3.467% | RTF ResDoorSweep_v1_1; PA TRM 2021 | 21.8203 | RTF ResDoorSweep_v1_1; PA TRM 2021 | 0 | Full | 0 | 0 | 0 | 72.93 | 0 | 0 | 0 | ResDoorSweep_v1_1; RSMeans online | ResDoorSweep_v1_1; RSMeans online |  | 100% | 31.87% | 15% | 1 | 0 | 0.81027 | No applicable non-energy benefitsIncludes PSE NEI data where applicable. | No applicable non-energy benefits | System | System
Thurston County | Manufactured | Heat Room Gas | Existing | Door Air Sealing - Door Sweeps and Weather Stripping | Add Door Sweeps and Weather Stripping | No Door Sweeps and Weather Stripping | 2024 | 2050 | 1.8323 | per Home | 0 | 1 | 5 | ResDoorSweep_v1_1 (assuming same EUL for weatherstrip; engineering judgement) | 15.9186 | 3.605% | RTF ResDoorSweep_v1_1; PA TRM 2021 | 6.392 | RTF ResDoorSweep_v1_1; PA TRM 2021 | 0 | Full | 0 | 0 | 0 | 72.93 | 0 | 0 | 0 | ResDoorSweep_v1_1; RSMeans online | ResDoorSweep_v1_1; RSMeans online |  | 100% | 31.87% | 15% | 1 | 0 | 0.86429 | No applicable non-energy benefitsIncludes PSE NEI data where applicable. | No applicable non-energy benefits | System | System
Thurston County | Manufactured - Highly Impacted | Heat Central Gas Boiler | Existing | Door Air Sealing - Door Sweeps and Weather Stripping | Add Door Sweeps and Weather Stripping | No Door Sweeps and Weather Stripping | 2024 | 2050 | 1.4206 | per Home | 0 | 1 | 5 | ResDoorSweep_v1_1 (assuming same EUL for weatherstrip; engineering judgement) | 11.0192 | 2.435% | RTF ResDoorSweep_v1_1; PA TRM 2021 | 5.3218 | RTF ResDoorSweep_v1_1; PA TRM 2021 | 0 | Full | 0 | 0 | 0 | 56.5415 | 0 | 0 | 0 | ResDoorSweep_v1_1; RSMeans online | ResDoorSweep_v1_1; RSMeans online |  | 100% | 31.87% | 15% | 1 | 0 | 0.77169 | No applicable non-energy benefitsIncludes PSE NEI data where applicable. | No applicable non-energy benefits | System | System
Thurston County | Manufactured - Highly Impacted | Heat Central Gas Furnace | Existing | Door Air Sealing - Door Sweeps and Weather Stripping | Add Door Sweeps and Weather Stripping | No Door Sweeps and Weather Stripping | 2024 | 2050 | 1.4206 | per Home | 0 | 1 | 5 | ResDoorSweep_v1_1 (assuming same EUL for weatherstrip; engineering judgement) | 11.5701 | 3.467% | RTF ResDoorSweep_v1_1; PA TRM 2021 | 15.9085 | RTF ResDoorSweep_v1_1; PA TRM 2021 | 0 | Full | 0 | 0 | 0 | 56.5415 | 0 | 0 | 0 | ResDoorSweep_v1_1; RSMeans online | ResDoorSweep_v1_1; RSMeans online |  | 100% | 31.87% | 15% | 1 | 0 | 0.81027 | No applicable non-energy benefitsIncludes PSE NEI data where applicable. | No applicable non-energy benefits | System | System
Thurston County | Manufactured - Highly Impacted | Heat Room Gas | Existing | Door Air Sealing - Door Sweeps and Weather Stripping | Add Door Sweeps and Weather Stripping | No Door Sweeps and Weather Stripping | 2024 | 2050 | 1.4206 | per Home | 0 | 1 | 5 | ResDoorSweep_v1_1 (assuming same EUL for weatherstrip; engineering judgement) | 12.3415 | 3.605% | RTF ResDoorSweep_v1_1; PA TRM 2021 | 4.9557 | RTF ResDoorSweep_v1_1; PA TRM 2021 | 0 | Full | 0 | 0 | 0 | 56.5415 | 0 | 0 | 0 | ResDoorSweep_v1_1; RSMeans online | ResDoorSweep_v1_1; RSMeans online |  | 100% | 31.87% | 15% | 1 | 0 | 0.86429 | No applicable non-energy benefitsIncludes PSE NEI data where applicable. | No applicable non-energy benefits | System | System
Thurston County | Single Family | Heat Central Gas Boiler | Existing | Steam Trap Repair | Steam Trap Repair | Existing Steam Trap with no Maintenance | 2024 | 2050 | 1 | per Home | 0 | 1 | 6 | New York Standard Approach for Estimating Energy Savings from Energy Efficiency Programs (NY TRM), v9, Appendix P | 43.8959 | 6.79% | NY TRM v9; IA TRM v6 | 0 | NY TRM v9; IA TRM v6 | 0 | Full | 0 | 0 | 0 | 180.6785 | 0 | 0 | 0 | IA TRM v6; IL TRM v10 | IA TRM v6; IL TRM v10 |  | 100% | 10% | 100% | 1 | 0 | 0 | No applicable non-energy benefitsIncludes PSE NEI data where applicable. | No applicable non-energy benefits | System | System
Thurston County | Single Family - Highly Impacted | Heat Central Gas Boiler | Existing | Steam Trap Repair | Steam Trap Repair | Existing Steam Trap with no Maintenance | 2024 | 2050 | 1 | per Home | 0 | 1 | 6 | New York Standard Approach for Estimating Energy Savings from Energy Efficiency Programs (NY TRM), v9, Appendix P | 31.5759 | 6.79% | NY TRM v9; IA TRM v6 | 0 | NY TRM v9; IA TRM v6 | 0 | Full | 0 | 0 | 0 | 180.6785 | 0 | 0 | 0 | IA TRM v6; IL TRM v10 | IA TRM v6; IL TRM v10 |  | 100% | 10% | 100% | 1 | 0 | 0 | No applicable non-energy benefitsIncludes PSE NEI data where applicable. | No applicable non-energy benefits | System | System
Thurston County | Multifamily | Heat Central Gas Boiler | Existing | Steam Trap Repair | Steam Trap Repair | Existing Steam Trap with no Maintenance | 2024 | 2050 | 1 | per Home | 0 | 1 | 6 | New York Standard Approach for Estimating Energy Savings from Energy Efficiency Programs (NY TRM), v9, Appendix P | 28.9469 | 6.79% | NY TRM v9; IA TRM v6 | 0 | NY TRM v9; IA TRM v6 | 0 | Full | 0 | 0 | 0 | 180.6785 | 0 | 0 | 0 | IA TRM v6; IL TRM v10 | IA TRM v6; IL TRM v10 |  | 100% | 10% | 100% | 1 | 0 | 0 | No applicable non-energy benefitsIncludes PSE NEI data where applicable. | No applicable non-energy benefits | System | System
Thurston County | Multifamily - Highly Impacted | Heat Central Gas Boiler | Existing | Steam Trap Repair | Steam Trap Repair | Existing Steam Trap with no Maintenance | 2024 | 2050 | 1 | per Home | 0 | 1 | 6 | New York Standard Approach for Estimating Energy Savings from Energy Efficiency Programs (NY TRM), v9, Appendix P | 24.5688 | 6.79% | NY TRM v9; IA TRM v6 | 0 | NY TRM v9; IA TRM v6 | 0 | Full | 0 | 0 | 0 | 180.6785 | 0 | 0 | 0 | IA TRM v6; IL TRM v10 | IA TRM v6; IL TRM v10 |  | 100% | 10% | 100% | 1 | 0 | 0 | No applicable non-energy benefitsIncludes PSE NEI data where applicable. | No applicable non-energy benefits | System | System
Thurston County | Manufactured | Heat Central Gas Boiler | Existing | Steam Trap Repair | Steam Trap Repair | Existing Steam Trap with no Maintenance | 2024 | 2050 | 1 | per Home | 0 | 1 | 6 | New York Standard Approach for Estimating Energy Savings from Energy Efficiency Programs (NY TRM), v9, Appendix P | 39.6361 | 6.79% | NY TRM v9; IA TRM v6 | 0 | NY TRM v9; IA TRM v6 | 0 | Full | 0 | 0 | 0 | 180.6785 | 0 | 0 | 0 | IA TRM v6; IL TRM v10 | IA TRM v6; IL TRM v10 |  | 100% | 10% | 100% | 1 | 0 | 0 | No applicable non-energy benefitsIncludes PSE NEI data where applicable. | No applicable non-energy benefits | System | System
Thurston County | Manufactured - Highly Impacted | Heat Central Gas Boiler | Existing | Steam Trap Repair | Steam Trap Repair | Existing Steam Trap with no Maintenance | 2024 | 2050 | 1 | per Home | 0 | 1 | 6 | New York Standard Approach for Estimating Energy Savings from Energy Efficiency Programs (NY TRM), v9, Appendix P | 30.7293 | 6.79% | NY TRM v9; IA TRM v6 | 0 | NY TRM v9; IA TRM v6 | 0 | Full | 0 | 0 | 0 | 180.6785 | 0 | 0 | 0 | IA TRM v6; IL TRM v10 | IA TRM v6; IL TRM v10 |  | 100% | 10% | 100% | 1 | 0 | 0 | No applicable non-energy benefitsIncludes PSE NEI data where applicable. | No applicable non-energy benefits | System | System
Thurston County | Single Family | Heat Central Gas Boiler | Existing | Pipe Insulation - Boiler - Code | R-4 Pipe Insulation | Average Existing Pipe Insulation | 2024 | 2050 | 6.4955 | per Home | 0 | 1 | 15 | WI Focus on Energy 2021 TRM. Pipe Insulation, Multifamily. Page 1121. | 32.6981 | 5.058% | Savings methodology based on the WI Focus on Energy 2020 TRM. Pipe Insulation, Multifamily. Page 889. And 3E Plus Simulations https://insulationinstitute.org/tools-resources/free-3e-plus/ | 0 | Savings methodology based on the WI Focus on Energy 2020 TRM. Pipe Insulation, Multifamily. Page 889. And 3E Plus Simulations https://insulationinstitute.org/tools-resources/free-3e-plus/ | 0 | Full | 0 | 0 | 0 | 77.7263 | 0 | 0 | 0 | Full cost, default cost of zero | Based on the WI Focus on Energy 2020 TRM. Pipe Insulation, Multifamily. Page 889. |  | 100% | 10% | 100% | 1 | 0 | 0 | No applicable non-energy benefitsIncludes PSE NEI data where applicable. | No applicable non-energy benefits | System | System
Thurston County | Single Family - Highly Impacted | Heat Central Gas Boiler | Existing | Pipe Insulation - Boiler - Code | R-4 Pipe Insulation | Average Existing Pipe Insulation | 2024 | 2050 | 6.4955 | per Home | 0 | 1 | 15 | WI Focus on Energy 2021 TRM. Pipe Insulation, Multifamily. Page 1121. | 23.5209 | 5.058% | Savings methodology based on the WI Focus on Energy 2020 TRM. Pipe Insulation, Multifamily. Page 889. And 3E Plus Simulations https://insulationinstitute.org/tools-resources/free-3e-plus/ | 0 | Savings methodology based on the WI Focus on Energy 2020 TRM. Pipe Insulation, Multifamily. Page 889. And 3E Plus Simulations https://insulationinstitute.org/tools-resources/free-3e-plus/ | 0 | Full | 0 | 0 | 0 | 77.7263 | 0 | 0 | 0 | Full cost, default cost of zero | Based on the WI Focus on Energy 2020 TRM. Pipe Insulation, Multifamily. Page 889. |  | 100% | 10% | 100% | 1 | 0 | 0 | No applicable non-energy benefitsIncludes PSE NEI data where applicable. | No applicable non-energy benefits | System | System
Thurston County | Multifamily | Heat Central Gas Boiler | Existing | Pipe Insulation - Boiler - Code | R-4 Pipe Insulation | Average Existing Pipe Insulation | 2024 | 2050 | 6.4955 | per Home | 0 | 1 | 15 | WI Focus on Energy 2021 TRM. Pipe Insulation, Multifamily. Page 1121. | 21.5626 | 5.058% | Savings methodology based on the WI Focus on Energy 2020 TRM. Pipe Insulation, Multifamily. Page 889. And 3E Plus Simulations https://insulationinstitute.org/tools-resources/free-3e-plus/ | 0 | Savings methodology based on the WI Focus on Energy 2020 TRM. Pipe Insulation, Multifamily. Page 889. And 3E Plus Simulations https://insulationinstitute.org/tools-resources/free-3e-plus/ | 0 | Full | 0 | 0 | 0 | 77.7263 | 0 | 0 | 0 | Full cost, default cost of zero | Based on the WI Focus on Energy 2020 TRM. Pipe Insulation, Multifamily. Page 889. |  | 100% | 10% | 100% | 1 | 0 | 0 | No applicable non-energy benefitsIncludes PSE NEI data where applicable. | No applicable non-energy benefits | System | System
Thurston County | Multifamily - Highly Impacted | Heat Central Gas Boiler | Existing | Pipe Insulation - Boiler - Code | R-4 Pipe Insulation | Average Existing Pipe Insulation | 2024 | 2050 | 6.4955 | per Home | 0 | 1 | 15 | WI Focus on Energy 2021 TRM. Pipe Insulation, Multifamily. Page 1121. | 18.3013 | 5.058% | Savings methodology based on the WI Focus on Energy 2020 TRM. Pipe Insulation, Multifamily. Page 889. And 3E Plus Simulations https://insulationinstitute.org/tools-resources/free-3e-plus/ | 0 | Savings methodology based on the WI Focus on Energy 2020 TRM. Pipe Insulation, Multifamily. Page 889. And 3E Plus Simulations https://insulationinstitute.org/tools-resources/free-3e-plus/ | 0 | Full | 0 | 0 | 0 | 77.7263 | 0 | 0 | 0 | Full cost, default cost of zero | Based on the WI Focus on Energy 2020 TRM. Pipe Insulation, Multifamily. Page 889. |  | 100% | 10% | 100% | 1 | 0 | 0 | No applicable non-energy benefitsIncludes PSE NEI data where applicable. | No applicable non-energy benefits | System | System
Thurston County | Manufactured | Heat Central Gas Boiler | Existing | Pipe Insulation - Boiler - Code | R-4 Pipe Insulation | Average Existing Pipe Insulation | 2024 | 2050 | 6.4955 | per Home | 0 | 1 | 15 | WI Focus on Energy 2021 TRM. Pipe Insulation, Multifamily. Page 1121. | 29.525 | 5.058% | Savings methodology based on the WI Focus on Energy 2020 TRM. Pipe Insulation, Multifamily. Page 889. And 3E Plus Simulations https://insulationinstitute.org/tools-resources/free-3e-plus/ | 0 | Savings methodology based on the WI Focus on Energy 2020 TRM. Pipe Insulation, Multifamily. Page 889. And 3E Plus Simulations https://insulationinstitute.org/tools-resources/free-3e-plus/ | 0 | Full | 0 | 0 | 0 | 77.7263 | 0 | 0 | 0 | Full cost, default cost of zero | Based on the WI Focus on Energy 2020 TRM. Pipe Insulation, Multifamily. Page 889. |  | 100% | 10% | 100% | 1 | 0 | 0 | No applicable non-energy benefitsIncludes PSE NEI data where applicable. | No applicable non-energy benefits | System | System
Thurston County | Manufactured - Highly Impacted | Heat Central Gas Boiler | Existing | Pipe Insulation - Boiler - Code | R-4 Pipe Insulation | Average Existing Pipe Insulation | 2024 | 2050 | 6.4955 | per Home | 0 | 1 | 15 | WI Focus on Energy 2021 TRM. Pipe Insulation, Multifamily. Page 1121. | 22.8903 | 5.058% | Savings methodology based on the WI Focus on Energy 2020 TRM. Pipe Insulation, Multifamily. Page 889. And 3E Plus Simulations https://insulationinstitute.org/tools-resources/free-3e-plus/ | 0 | Savings methodology based on the WI Focus on Energy 2020 TRM. Pipe Insulation, Multifamily. Page 889. And 3E Plus Simulations https://insulationinstitute.org/tools-resources/free-3e-plus/ | 0 | Full | 0 | 0 | 0 | 77.7263 | 0 | 0 | 0 | Full cost, default cost of zero | Based on the WI Focus on Energy 2020 TRM. Pipe Insulation, Multifamily. Page 889. |  | 100% | 10% | 100% | 1 | 0 | 0 | No applicable non-energy benefitsIncludes PSE NEI data where applicable. | No applicable non-energy benefits | System | System
Thurston County | Single Family | Heat Central Gas Boiler | Existing | Pipe Insulation - Boiler - Above Code | R-8 Pipe Insulation | R-4 Pipe Insulation | 2024 | 2050 | 6.4955 | per Home | 0 | 1 | 15 | WI Focus on Energy 2021 TRM. Pipe Insulation, Multifamily. Page 1121. | 2.5586 | 0.3958% | Savings methodology based on the WI Focus on Energy 2020 TRM. Pipe Insulation, Multifamily. Page 889. And 3E Plus Simulations https://insulationinstitute.org/tools-resources/free-3e-plus/ | 0 | Savings methodology based on the WI Focus on Energy 2020 TRM. Pipe Insulation, Multifamily. Page 889. And 3E Plus Simulations https://insulationinstitute.org/tools-resources/free-3e-plus/ | 0 | Full | 0 | 0 | 0 | 114.9357 | 0 | 0 | 0 | Full cost, default cost of zero | Based on the WI Focus on Energy 2020 TRM. Pipe Insulation, Multifamily. Page 889. |  | 100% | 60% | 100% | 1 | 0 | 0 | No applicable non-energy benefitsIncludes PSE NEI data where applicable. | No applicable non-energy benefits | System | System
Thurston County | Single Family | Heat Central Gas Boiler | New | Pipe Insulation - Boiler - Above Code | R-8 Pipe Insulation | R-4 Pipe Insulation | 2024 | 2050 | 6.4955 | per Home | 0 | 1 | 15 | WI Focus on Energy 2021 TRM. Pipe Insulation, Multifamily. Page 1121. | 1.589 | 0.3958% | Savings methodology based on the WI Focus on Energy 2020 TRM. Pipe Insulation, Multifamily. Page 889. And 3E Plus Simulations https://insulationinstitute.org/tools-resources/free-3e-plus/ | 0 | Savings methodology based on the WI Focus on Energy 2020 TRM. Pipe Insulation, Multifamily. Page 889. And 3E Plus Simulations https://insulationinstitute.org/tools-resources/free-3e-plus/ | 0 | Full | 0 | 0 | 0 | 114.9357 | 0 | 0 | 0 | Full cost, default cost of zero | Based on the WI Focus on Energy 2020 TRM. Pipe Insulation, Multifamily. Page 889. |  | 100% | 60% | 100% | 1 | 0 | 0 | No applicable non-energy benefitsIncludes PSE NEI data where applicable. | No applicable non-energy benefits | System | System
Thurston County | Single Family - Highly Impacted | Heat Central Gas Boiler | Existing | Pipe Insulation - Boiler - Above Code | R-8 Pipe Insulation | R-4 Pipe Insulation | 2024 | 2050 | 6.4955 | per Home | 0 | 1 | 15 | WI Focus on Energy 2021 TRM. Pipe Insulation, Multifamily. Page 1121. | 1.8405 | 0.3958% | Savings methodology based on the WI Focus on Energy 2020 TRM. Pipe Insulation, Multifamily. Page 889. And 3E Plus Simulations https://insulationinstitute.org/tools-resources/free-3e-plus/ | 0 | Savings methodology based on the WI Focus on Energy 2020 TRM. Pipe Insulation, Multifamily. Page 889. And 3E Plus Simulations https://insulationinstitute.org/tools-resources/free-3e-plus/ | 0 | Full | 0 | 0 | 0 | 114.9357 | 0 | 0 | 0 | Full cost, default cost of zero | Based on the WI Focus on Energy 2020 TRM. Pipe Insulation, Multifamily. Page 889. |  | 100% | 60% | 100% | 1 | 0 | 0 | No applicable non-energy benefitsIncludes PSE NEI data where applicable. | No applicable non-energy benefits | System | System
Thurston County | Single Family - Highly Impacted | Heat Central Gas Boiler | New | Pipe Insulation - Boiler - Above Code | R-8 Pipe Insulation | R-4 Pipe Insulation | 2024 | 2050 | 6.4955 | per Home | 0 | 1 | 15 | WI Focus on Energy 2021 TRM. Pipe Insulation, Multifamily. Page 1121. | 1.143 | 0.3958% | Savings methodology based on the WI Focus on Energy 2020 TRM. Pipe Insulation, Multifamily. Page 889. And 3E Plus Simulations https://insulationinstitute.org/tools-resources/free-3e-plus/ | 0 | Savings methodology based on the WI Focus on Energy 2020 TRM. Pipe Insulation, Multifamily. Page 889. And 3E Plus Simulations https://insulationinstitute.org/tools-resources/free-3e-plus/ | 0 | Full | 0 | 0 | 0 | 114.9357 | 0 | 0 | 0 | Full cost, default cost of zero | Based on the WI Focus on Energy 2020 TRM. Pipe Insulation, Multifamily. Page 889. |  | 100% | 60% | 100% | 1 | 0 | 0 | No applicable non-energy benefitsIncludes PSE NEI data where applicable. | No applicable non-energy benefits | System | System
Thurston County | Multifamily | Heat Central Gas Boiler | Existing | Pipe Insulation - Boiler - Above Code | R-8 Pipe Insulation | R-4 Pipe Insulation | 2024 | 2050 | 6.4955 | per Home | 0 | 1 | 15 | WI Focus on Energy 2021 TRM. Pipe Insulation, Multifamily. Page 1121. | 1.6873 | 0.3958% | Savings methodology based on the WI Focus on Energy 2020 TRM. Pipe Insulation, Multifamily. Page 889. And 3E Plus Simulations https://insulationinstitute.org/tools-resources/free-3e-plus/ | 0 | Savings methodology based on the WI Focus on Energy 2020 TRM. Pipe Insulation, Multifamily. Page 889. And 3E Plus Simulations https://insulationinstitute.org/tools-resources/free-3e-plus/ | 0 | Full | 0 | 0 | 0 | 114.9357 | 0 | 0 | 0 | Full cost, default cost of zero | Based on the WI Focus on Energy 2020 TRM. Pipe Insulation, Multifamily. Page 889. |  | 100% | 60% | 100% | 1 | 0 | 0 | No applicable non-energy benefitsIncludes PSE NEI data where applicable. | No applicable non-energy benefits | System | System
Thurston County | Multifamily | Heat Central Gas Boiler | New | Pipe Insulation - Boiler - Above Code | R-8 Pipe Insulation | R-4 Pipe Insulation | 2024 | 2050 | 6.4955 | per Home | 0 | 1 | 15 | WI Focus on Energy 2021 TRM. Pipe Insulation, Multifamily. Page 1121. | 1.0479 | 0.3958% | Savings methodology based on the WI Focus on Energy 2020 TRM. Pipe Insulation, Multifamily. Page 889. And 3E Plus Simulations https://insulationinstitute.org/tools-resources/free-3e-plus/ | 0 | Savings methodology based on the WI Focus on Energy 2020 TRM. Pipe Insulation, Multifamily. Page 889. And 3E Plus Simulations https://insulationinstitute.org/tools-resources/free-3e-plus/ | 0 | Full | 0 | 0 | 0 | 114.9357 | 0 | 0 | 0 | Full cost, default cost of zero | Based on the WI Focus on Energy 2020 TRM. Pipe Insulation, Multifamily. Page 889. |  | 100% | 60% | 100% | 1 | 0 | 0 | No applicable non-energy benefitsIncludes PSE NEI data where applicable. | No applicable non-energy benefits | System | System
Thurston County | Multifamily - Highly Impacted | Heat Central Gas Boiler | Existing | Pipe Insulation - Boiler - Above Code | R-8 Pipe Insulation | R-4 Pipe Insulation | 2024 | 2050 | 6.4955 | per Home | 0 | 1 | 15 | WI Focus on Energy 2021 TRM. Pipe Insulation, Multifamily. Page 1121. | 1.4321 | 0.3958% | Savings methodology based on the WI Focus on Energy 2020 TRM. Pipe Insulation, Multifamily. Page 889. And 3E Plus Simulations https://insulationinstitute.org/tools-resources/free-3e-plus/ | 0 | Savings methodology based on the WI Focus on Energy 2020 TRM. Pipe Insulation, Multifamily. Page 889. And 3E Plus Simulations https://insulationinstitute.org/tools-resources/free-3e-plus/ | 0 | Full | 0 | 0 | 0 | 114.9357 | 0 | 0 | 0 | Full cost, default cost of zero | Based on the WI Focus on Energy 2020 TRM. Pipe Insulation, Multifamily. Page 889. |  | 100% | 60% | 100% | 1 | 0 | 0 | No applicable non-energy benefitsIncludes PSE NEI data where applicable. | No applicable non-energy benefits | System | System
Thurston County | Multifamily - Highly Impacted | Heat Central Gas Boiler | New | Pipe Insulation - Boiler - Above Code | R-8 Pipe Insulation | R-4 Pipe Insulation | 2024 | 2050 | 6.4955 | per Home | 0 | 1 | 15 | WI Focus on Energy 2021 TRM. Pipe Insulation, Multifamily. Page 1121. | 0.88938 | 0.3958% | Savings methodology based on the WI Focus on Energy 2020 TRM. Pipe Insulation, Multifamily. Page 889. And 3E Plus Simulations https://insulationinstitute.org/tools-resources/free-3e-plus/ | 0 | Savings methodology based on the WI Focus on Energy 2020 TRM. Pipe Insulation, Multifamily. Page 889. And 3E Plus Simulations https://insulationinstitute.org/tools-resources/free-3e-plus/ | 0 | Full | 0 | 0 | 0 | 114.9357 | 0 | 0 | 0 | Full cost, default cost of zero | Based on the WI Focus on Energy 2020 TRM. Pipe Insulation, Multifamily. Page 889. |  | 100% | 60% | 100% | 1 | 0 | 0 | No applicable non-energy benefitsIncludes PSE NEI data where applicable. | No applicable non-energy benefits | System | System
Thurston County | Manufactured | Heat Central Gas Boiler | Existing | Pipe Insulation - Boiler - Above Code | R-8 Pipe Insulation | R-4 Pipe Insulation | 2024 | 2050 | 6.4955 | per Home | 0 | 1 | 15 | WI Focus on Energy 2021 TRM. Pipe Insulation, Multifamily. Page 1121. | 2.3103 | 0.3958% | Savings methodology based on the WI Focus on Energy 2020 TRM. Pipe Insulation, Multifamily. Page 889. And 3E Plus Simulations https://insulationinstitute.org/tools-resources/free-3e-plus/ | 0 | Savings methodology based on the WI Focus on Energy 2020 TRM. Pipe Insulation, Multifamily. Page 889. And 3E Plus Simulations https://insulationinstitute.org/tools-resources/free-3e-plus/ | 0 | Full | 0 | 0 | 0 | 114.9357 | 0 | 0 | 0 | Full cost, default cost of zero | Based on the WI Focus on Energy 2020 TRM. Pipe Insulation, Multifamily. Page 889. |  | 100% | 60% | 100% | 1 | 0 | 0 | No applicable non-energy benefitsIncludes PSE NEI data where applicable. | No applicable non-energy benefits | System | System
Thurston County | Manufactured | Heat Central Gas Boiler | New | Pipe Insulation - Boiler - Above Code | R-8 Pipe Insulation | R-4 Pipe Insulation | 2024 | 2050 | 6.4955 | per Home | 0 | 1 | 15 | WI Focus on Energy 2021 TRM. Pipe Insulation, Multifamily. Page 1121. | 1.4348 | 0.3958% | Savings methodology based on the WI Focus on Energy 2020 TRM. Pipe Insulation, Multifamily. Page 889. And 3E Plus Simulations https://insulationinstitute.org/tools-resources/free-3e-plus/ | 0 | Savings methodology based on the WI Focus on Energy 2020 TRM. Pipe Insulation, Multifamily. Page 889. And 3E Plus Simulations https://insulationinstitute.org/tools-resources/free-3e-plus/ | 0 | Full | 0 | 0 | 0 | 114.9357 | 0 | 0 | 0 | Full cost, default cost of zero | Based on the WI Focus on Energy 2020 TRM. Pipe Insulation, Multifamily. Page 889. |  | 100% | 60% | 100% | 1 | 0 | 0 | No applicable non-energy benefitsIncludes PSE NEI data where applicable. | No applicable non-energy benefits | System | System
Thurston County | Manufactured - Highly Impacted | Heat Central Gas Boiler | Existing | Pipe Insulation - Boiler - Above Code | R-8 Pipe Insulation | R-4 Pipe Insulation | 2024 | 2050 | 6.4955 | per Home | 0 | 1 | 15 | WI Focus on Energy 2021 TRM. Pipe Insulation, Multifamily. Page 1121. | 1.7911 | 0.3958% | Savings methodology based on the WI Focus on Energy 2020 TRM. Pipe Insulation, Multifamily. Page 889. And 3E Plus Simulations https://insulationinstitute.org/tools-resources/free-3e-plus/ | 0 | Savings methodology based on the WI Focus on Energy 2020 TRM. Pipe Insulation, Multifamily. Page 889. And 3E Plus Simulations https://insulationinstitute.org/tools-resources/free-3e-plus/ | 0 | Full | 0 | 0 | 0 | 114.9357 | 0 | 0 | 0 | Full cost, default cost of zero | Based on the WI Focus on Energy 2020 TRM. Pipe Insulation, Multifamily. Page 889. |  | 100% | 60% | 100% | 1 | 0 | 0 | No applicable non-energy benefitsIncludes PSE NEI data where applicable. | No applicable non-energy benefits | System | System
Thurston County | Manufactured - Highly Impacted | Heat Central Gas Boiler | New | Pipe Insulation - Boiler - Above Code | R-8 Pipe Insulation | R-4 Pipe Insulation | 2024 | 2050 | 6.4955 | per Home | 0 | 1 | 15 | WI Focus on Energy 2021 TRM. Pipe Insulation, Multifamily. Page 1121. | 1.1124 | 0.3958% | Savings methodology based on the WI Focus on Energy 2020 TRM. Pipe Insulation, Multifamily. Page 889. And 3E Plus Simulations https://insulationinstitute.org/tools-resources/free-3e-plus/ | 0 | Savings methodology based on the WI Focus on Energy 2020 TRM. Pipe Insulation, Multifamily. Page 889. And 3E Plus Simulations https://insulationinstitute.org/tools-resources/free-3e-plus/ | 0 | Full | 0 | 0 | 0 | 114.9357 | 0 | 0 | 0 | Full cost, default cost of zero | Based on the WI Focus on Energy 2020 TRM. Pipe Insulation, Multifamily. Page 889. |  | 100% | 60% | 100% | 1 | 0 | 0 | No applicable non-energy benefitsIncludes PSE NEI data where applicable. | No applicable non-energy benefits | System | System
Thurston County | Multifamily | Heat Central Gas Boiler | Existing | Sealing - Air - Package - MF | Air sealing package: multi-family; gas (duplicates the SIR measure) | 0 | 2024 | 2050 | 1 | per Home | 0 | 1 | 45 | PSE Businss Case: APPROVED_Measure Case_Air Sealing_2022 | 35.3578 | 8.294% | Per Unit Savings from PSE Business Case: APPROVED_Measure Case_Air Sealing_2022. End use ratio of 100% for Heat Central Electric. | 3.7189 | Per Unit Savings from PSE Business Case: APPROVED_Measure Case_Air Sealing_2022. End use ratio of 100% for Heat Central Electric. | 0 | Full | 0 | 0 | 0 | 549 | 0 | 0 | 0 | Existing conditions, assuming no cost | PSE Businss Case: APPROVED_Measure Case_Air Sealing_2022 | A | 100% | 25.94% | 85% | 1 | 0 | 0 | No applicable non-energy benefitsIncludes PSE NEI data where applicable. | No applicable non-energy benefits | System | System
Thurston County | Multifamily | Heat Central Gas Furnace | Existing | Sealing - Air - Package - MF | Air sealing package: multi-family; gas (duplicates the SIR measure) | 0 | 2024 | 2050 | 1 | per Home | 0 | 1 | 45 | PSE Businss Case: APPROVED_Measure Case_Air Sealing_2022 | 26.0751 | 8.294% | Per Unit Savings from PSE Business Case: APPROVED_Measure Case_Air Sealing_2022. Assuming an end use ratio of 90% for Heat Room Electric and applying to the reported PSE Business Case Savings. | 31.808 | Per Unit Savings from PSE Business Case: APPROVED_Measure Case_Air Sealing_2022. Assuming an end use ratio of 90% for Heat Room Electric and applying to the reported PSE Business Case Savings. | 0 | Full | 0 | 0 | 0 | 549 | 0 | 0 | 0 | Existing conditions, assuming no cost | PSE Businss Case: APPROVED_Measure Case_Air Sealing_2022 | A | 100% | 25.94% | 85% | 1 | 0 | 0 | No applicable non-energy benefitsIncludes PSE NEI data where applicable. | No applicable non-energy benefits | System | System
Thurston County | Multifamily | Heat Room Gas | Existing | Sealing - Air - Package - MF | Air sealing package: multi-family; gas (duplicates the SIR measure) | 0 | 2024 | 2050 | 1 | per Home | 0 | 1 | 45 | PSE Businss Case: APPROVED_Measure Case_Air Sealing_2022 | 24.0758 | 7.465% | Per Unit Savings from PSE Business Case: APPROVED_Measure Case_Air Sealing_2022. Using the end use ratio between Heat Central Electric and Heat Pump for the "Duct sealing: home heated with forced-air furnace" measure and applying to the reported PSE Business Case Savings. | 8.9719 | Per Unit Savings from PSE Business Case: APPROVED_Measure Case_Air Sealing_2022. Using the end use ratio between Heat Central Electric and Heat Pump for the "Duct sealing: home heated with forced-air furnace" measure and applying to the reported PSE Business Case Savings. | 0 | Full | 0 | 0 | 0 | 549 | 0 | 0 | 0 | Existing conditions, assuming no cost | PSE Businss Case: APPROVED_Measure Case_Air Sealing_2022 | A | 100% | 25.94% | 85% | 1 | 0 | 0 | No applicable non-energy benefitsIncludes PSE NEI data where applicable. | No applicable non-energy benefits | System | System
Thurston County | Multifamily - Highly Impacted | Heat Central Gas Boiler | Existing | LIW: Sealing - Air - Package - MF - TE | Air sealing package: multi-family; gas (duplicates the SIR measure) | 0 | 2024 | 2050 | 1 | per Home | 0 | 1 | 45 | PSE Businss Case: APPROVED_Measure Case_Air Sealing_2022 | 35.3578 | 9.772% | Per Unit Savings from PSE Business Case: APPROVED_Measure Case_Air Sealing_2022. End use ratio of 100% for Heat Central Electric. | 3.7412 | Per Unit Savings from PSE Business Case: APPROVED_Measure Case_Air Sealing_2022. End use ratio of 100% for Heat Central Electric. | 0 | Full | 0 | 0 | 0 | 549 | 0 | 0 | 0 | Existing conditions, assuming no cost | PSE Businss Case: APPROVED_Measure Case_Air Sealing_2022 | A | 100% | 25.94% | 85% | 1 | 0 | 2.9325 | No applicable non-energy benefitsIncludes PSE NEI data where applicable. | No applicable non-energy benefits | System | System
Thurston County | Multifamily - Highly Impacted | Heat Central Gas Furnace | Existing | LIW: Sealing - Air - Package - MF - TE | Air sealing package: multi-family; gas (duplicates the SIR measure) | 0 | 2024 | 2050 | 1 | per Home | 0 | 1 | 45 | PSE Businss Case: APPROVED_Measure Case_Air Sealing_2022 | 26.0751 | 9.772% | Per Unit Savings from PSE Business Case: APPROVED_Measure Case_Air Sealing_2022. Assuming an end use ratio of 90% for Heat Room Electric and applying to the reported PSE Business Case Savings. | 9.7172 | Per Unit Savings from PSE Business Case: APPROVED_Measure Case_Air Sealing_2022. Assuming an end use ratio of 90% for Heat Room Electric and applying to the reported PSE Business Case Savings. | 0 | Full | 0 | 0 | 0 | 549 | 0 | 0 | 0 | Existing conditions, assuming no cost | PSE Businss Case: APPROVED_Measure Case_Air Sealing_2022 | A | 100% | 25.94% | 85% | 1 | 0 | 2.9325 | No applicable non-energy benefitsIncludes PSE NEI data where applicable. | No applicable non-energy benefits | System | System
Thurston County | Multifamily - Highly Impacted | Heat Room Gas | Existing | LIW: Sealing - Air - Package - MF - TE | Air sealing package: multi-family; gas (duplicates the SIR measure) | 0 | 2024 | 2050 | 1 | per Home | 0 | 1 | 45 | PSE Businss Case: APPROVED_Measure Case_Air Sealing_2022 | 24.0758 | 8.795% | Per Unit Savings from PSE Business Case: APPROVED_Measure Case_Air Sealing_2022. Using the end use ratio between Heat Central Electric and Heat Pump for the "Duct sealing: home heated with forced-air furnace" measure and applying to the reported PSE Business Case Savings. | 1.8706 | Per Unit Savings from PSE Business Case: APPROVED_Measure Case_Air Sealing_2022. Using the end use ratio between Heat Central Electric and Heat Pump for the "Duct sealing: home heated with forced-air furnace" measure and applying to the reported PSE Business Case Savings. | 0 | Full | 0 | 0 | 0 | 549 | 0 | 0 | 0 | Existing conditions, assuming no cost | PSE Businss Case: APPROVED_Measure Case_Air Sealing_2022 | A | 100% | 25.94% | 85% | 1 | 0 | 2.6393 | No applicable non-energy benefitsIncludes PSE NEI data where applicable. | No applicable non-energy benefits | System | System
Thurston County | Single Family | Heat Central Gas Boiler | Existing | Sealing - Air - Attic - GH - SF or DX | Attic air sealing: single family or duplex dwelling heated with natural gas | 0 | 2024 | 2050 | 2082.8421 | per Home | 0 | 1 | 45 | PSE Businss Case: APPROVED_Measure Case_Air Sealing_2022 | 22.5947 | 3.495% | Per Unit Savings from PSE Business Case: APPROVED_Measure Case_Air Sealing_2022. End use ratio of 100% for Heat Central Gas Boiler. | 0 | Per Unit Savings from PSE Business Case: APPROVED_Measure Case_Air Sealing_2022. End use ratio of 100% for Heat Central Gas Boiler. | 0 | Full | 0 | 0 | 0 | 416.5684 | 0 | 0 | 0 | Measure cost represents incremental cost, default cost of zero | PSE Businss Case: APPROVED_Measure Case_Air Sealing_2022 | A | 100% | 51.88% | 85% | 1 | 0 | 0 | No applicable non-energy benefitsIncludes PSE NEI data where applicable. | No applicable non-energy benefits | System | System
Thurston County | Single Family | Heat Central Gas Furnace | Existing | Sealing - Air - Attic - GH - SF or DX | Attic air sealing: single family or duplex dwelling heated with natural gas | 0 | 2024 | 2050 | 2082.8421 | per Home | 0 | 1 | 45 | PSE Businss Case: APPROVED_Measure Case_Air Sealing_2022 | 16.6627 | 3.495% | Per Unit Savings from PSE Business Case: APPROVED_Measure Case_Air Sealing_2022. End use ratio of 100% for Heat Central Gas Furnace. | 0 | Per Unit Savings from PSE Business Case: APPROVED_Measure Case_Air Sealing_2022. End use ratio of 100% for Heat Central Gas Furnace. | 0 | Full | 0 | 0 | 0 | 416.5684 | 0 | 0 | 0 | Measure cost represents incremental cost, default cost of zero | PSE Businss Case: APPROVED_Measure Case_Air Sealing_2022 | A | 100% | 51.88% | 85% | 1 | 0 | 0 | No applicable non-energy benefitsIncludes PSE NEI data where applicable. | No applicable non-energy benefits | System | System
Thurston County | Single Family | Heat Room Gas | Existing | Sealing - Air - Attic - GH - SF or DX | Attic air sealing: single family or duplex dwelling heated with natural gas | 0 | 2024 | 2050 | 2082.8421 | per Home | 0 | 1 | 45 | PSE Businss Case: APPROVED_Measure Case_Air Sealing_2022 | 14.9965 | 3.066% | Per Unit Savings from PSE Business Case: APPROVED_Measure Case_Air Sealing_2022. Assuming an end use ratio of 90% for Heat Room Gas and applying to the reported PSE Business Case Savings. | 0 | Per Unit Savings from PSE Business Case: APPROVED_Measure Case_Air Sealing_2022. Assuming an end use ratio of 90% for Heat Room Gas and applying to the reported PSE Business Case Savings. | 0 | Full | 0 | 0 | 0 | 416.5684 | 0 | 0 | 0 | Measure cost represents incremental cost, default cost of zero | PSE Businss Case: APPROVED_Measure Case_Air Sealing_2022 | A | 100% | 51.88% | 85% | 1 | 0 | 0 | No applicable non-energy benefitsIncludes PSE NEI data where applicable. | No applicable non-energy benefits | System | System
Thurston County | Single Family | Heat Central Gas Furnace | Existing | SFWX: Sealing - Duct - NG | Duct sealing: home heated with natural gas | 0 | 2024 | 2050 | 1 | per Home | 0 | 1 | 20 | PSE Businss Case: APPROVED_Measure Case_Air Sealing_2022 | 40.648 | 8.526% | Per Unit Savings from PSE Business Case: APPROVED_Measure Case_Air Sealing_2022 | 0 | Per Unit Savings from PSE Business Case: APPROVED_Measure Case_Air Sealing_2022 | 0 | Full | 0 | 0 | 0 | 631.58 | 0 | 0 | 0 | Measure cost represents incremental cost, default cost of zero | PSE Businss Case: APPROVED_Measure Case_Air Sealing_2022 | G | 100% | 25.02% | 100% | 1 | 0 | 40.3969 | No applicable non-energy benefitsIncludes PSE NEI data where applicable. | No applicable non-energy benefits | System | System
Thurston County | Manufactured | Heat Central Gas Furnace | Existing | Sealing - Duct - GH - MH | Duct sealing: manufactured home heated with natural gas | 0 | 2024 | 2050 | 1 | per Home | 0 | 1 | 18 | PSE Businss Case: APPROVED_Measure Case_Air Sealing_2022 | 15.168 | 3.524% | Per Unit Savings from PSE Business Case: APPROVED_Measure Case_Air Sealing_2022 | 0 | Per Unit Savings from PSE Business Case: APPROVED_Measure Case_Air Sealing_2022 | 0 | Full | 0 | 0 | 0 | 549 | 0 | 0 | 0 | Measure cost represents incremental cost, default cost of zero | PSE Businss Case: APPROVED_Measure Case_Air Sealing_2022 | G | 100% | 25.02% | 100% | 1 | 0 | 35.9923 | No applicable non-energy benefitsIncludes PSE NEI data where applicable. | No applicable non-energy benefits | System | System
Thurston County | Manufactured - Highly Impacted | Heat Central Gas Furnace | Existing | LIW: Sealing - Duct - MH - TG | Duct sealing: mobile home; natural gas | 0 | 2024 | 2050 | 1 | per Home | 0 | 1 | 18 | PSE Businss Case: APPROVED_Measure Case_Air Sealing_2022 | 15.168 | 4.545% | Per Unit Savings from PSE Business Case: APPROVED_Measure Case_Air Sealing_2022 | 0 | Per Unit Savings from PSE Business Case: APPROVED_Measure Case_Air Sealing_2022 | 0 | Full | 0 | 0 | 0 | 549 | 0 | 0 | 0 | Existing conditions, assuming no cost | PSE Businss Case: APPROVED_Measure Case_Air Sealing_2022 | G | 100% | 25.02% | 100% | 1 | 0 | 7.4 | No applicable non-energy benefitsIncludes PSE NEI data where applicable. | No applicable non-energy benefits | System | System
Thurston County | Single Family - Highly Impacted | Heat Central Gas Furnace | Existing | LIW: Sealing - Duct - SF - TG | Duct sealing: single family; natural gas | 0 | 2024 | 2050 | 1 | per Home | 0 | 1 | 20 | PSE Businss Case: APPROVED_Measure Case_Air Sealing_2022 | 40.64 | 11.85% | Per Unit Savings from PSE Business Case: APPROVED_Measure Case_Air Sealing_2022 | 0 | Per Unit Savings from PSE Business Case: APPROVED_Measure Case_Air Sealing_2022 | 0 | Full | 0 | 0 | 0 | 631.5 | 0 | 0 | 0 | Existing conditions, assuming no cost | PSE Businss Case: APPROVED_Measure Case_Air Sealing_2022 | G | 100% | 25.02% | 100% | 1 | 0 | 24.05 | No applicable non-energy benefitsIncludes PSE NEI data where applicable. | No applicable non-energy benefits | System | System
Thurston County | Single Family - Highly Impacted | Heat Central Gas Boiler | Existing | LIW: Sealing - Air - Prescriptive - SF -TG | Shell sealing: single family prescriptive; gas | 0 | 2024 | 2050 | 1498.2622 | per Home | 0 | 1 | 15 | PSE Businss Case: APPROVED_Measure Case_Air Sealing_2022 | 16.2532 | 3.495% | Per Unit Savings from PSE Business Case: APPROVED_Measure Case_Air Sealing_2022. End use ratio of 100% for Heat Central Gas Boiler. | 0 | Per Unit Savings from PSE Business Case: APPROVED_Measure Case_Air Sealing_2022. End use ratio of 100% for Heat Central Gas Boiler. | 0 | Full | 0 | 0 | 0 | 1977.7061 | 0 | 0 | 0 | Existing conditions, assuming no cost | PSE Businss Case: APPROVED_Measure Case_Air Sealing_2022 | A | 100% | 51.88% | 85% | 1 | 0 | 0.0010692 | No applicable non-energy benefitsIncludes PSE NEI data where applicable. | No applicable non-energy benefits | System | System
Thurston County | Single Family - Highly Impacted | Heat Central Gas Furnace | Existing | LIW: Sealing - Air - Prescriptive - SF -TG | Shell sealing: single family prescriptive; gas | 0 | 2024 | 2050 | 1498.2622 | per Home | 0 | 1 | 15 | PSE Businss Case: APPROVED_Measure Case_Air Sealing_2022 | 11.9861 | 3.495% | Per Unit Savings from PSE Business Case: APPROVED_Measure Case_Air Sealing_2022. End use ratio of 100% for Heat Central Gas Furnace. | 0 | Per Unit Savings from PSE Business Case: APPROVED_Measure Case_Air Sealing_2022. End use ratio of 100% for Heat Central Gas Furnace. | 0 | Full | 0 | 0 | 0 | 1977.7061 | 0 | 0 | 0 | Existing conditions, assuming no cost | PSE Businss Case: APPROVED_Measure Case_Air Sealing_2022 | A | 100% | 51.88% | 85% | 1 | 0 | 0.0010692 | No applicable non-energy benefitsIncludes PSE NEI data where applicable. | No applicable non-energy benefits | System | System
Thurston County | Single Family - Highly Impacted | Heat Room Gas | Existing | LIW: Sealing - Air - Prescriptive - SF -TG | Shell sealing: single family prescriptive; gas | 0 | 2024 | 2050 | 1498.2622 | per Home | 0 | 1 | 15 | PSE Businss Case: APPROVED_Measure Case_Air Sealing_2022 | 10.7875 | 3.066% | Per Unit Savings from PSE Business Case: APPROVED_Measure Case_Air Sealing_2022. Assuming an end use ratio of 90% for Heat Room Gas and applying to the reported PSE Business Case Savings. | 0 | Per Unit Savings from PSE Business Case: APPROVED_Measure Case_Air Sealing_2022. Assuming an end use ratio of 90% for Heat Room Gas and applying to the reported PSE Business Case Savings. | 0 | Full | 0 | 0 | 0 | 1977.7061 | 0 | 0 | 0 | Existing conditions, assuming no cost | PSE Businss Case: APPROVED_Measure Case_Air Sealing_2022 | A | 100% | 51.88% | 85% | 1 | 0 | 0.00096232 | No applicable non-energy benefitsIncludes PSE NEI data where applicable. | No applicable non-energy benefits | System | System
Thurston County | Manufactured | Heat Central Gas Boiler | Existing | Sealing - Air - Prescriptive - MH | Shell sealing: mobile home prescriptive; gas | 0 | 2024 | 2050 | 1549.1708 | per Home | 0 | 1 | 25 | PSE Businss Case: APPROVED_Measure Case_Air Sealing_2022 | 33.6108 | 5.758% | Per Unit Savings from PSE Business Case: APPROVED_Measure Case_Air Sealing_2022. End use ratio of 100% for Heat Central Gas Boiler. | 6.1011 | Per Unit Savings from PSE Business Case: APPROVED_Measure Case_Air Sealing_2022. End use ratio of 100% for Heat Central Gas Boiler. | 0 | Full | 0 | 0 | 0 | 2044.9054 | 0 | 0 | 0 | Existing conditions, assuming no cost | PSE Businss Case: APPROVED_Measure Case_Air Sealing_2022 | A | 100% | 31.87% | 85% | 1 | 0 | 0.03 | No applicable non-energy benefitsIncludes PSE NEI data where applicable. | No applicable non-energy benefits | System | System
Thurston County | Manufactured | Heat Central Gas Furnace | Existing | Sealing - Air - Prescriptive - MH | Shell sealing: mobile home prescriptive; gas | 0 | 2024 | 2050 | 1549.1708 | per Home | 0 | 1 | 25 | PSE Businss Case: APPROVED_Measure Case_Air Sealing_2022 | 24.7867 | 5.758% | Per Unit Savings from PSE Business Case: APPROVED_Measure Case_Air Sealing_2022. End use ratio of 100% for Heat Central Gas Furnace. | 19.7713 | Per Unit Savings from PSE Business Case: APPROVED_Measure Case_Air Sealing_2022. End use ratio of 100% for Heat Central Gas Furnace. | 0 | Full | 0 | 0 | 0 | 2044.9054 | 0 | 0 | 0 | Existing conditions, assuming no cost | PSE Businss Case: APPROVED_Measure Case_Air Sealing_2022 | A | 100% | 31.87% | 85% | 1 | 0 | 0.03 | No applicable non-energy benefitsIncludes PSE NEI data where applicable. | No applicable non-energy benefits | System | System
Thurston County | Manufactured | Heat Room Gas | Existing | Sealing - Air - Prescriptive - MH | Shell sealing: mobile home prescriptive; gas | 0 | 2024 | 2050 | 1549.1708 | per Home | 0 | 1 | 25 | PSE Businss Case: APPROVED_Measure Case_Air Sealing_2022 | 22.3081 | 5.051% | Per Unit Savings from PSE Business Case: APPROVED_Measure Case_Air Sealing_2022. Assuming an end use ratio of 90% for Heat Room Gas and applying to the reported PSE Business Case Savings. | 5.6232 | Per Unit Savings from PSE Business Case: APPROVED_Measure Case_Air Sealing_2022. Assuming an end use ratio of 90% for Heat Room Gas and applying to the reported PSE Business Case Savings. | 0 | Full | 0 | 0 | 0 | 2044.9054 | 0 | 0 | 0 | Existing conditions, assuming no cost | PSE Businss Case: APPROVED_Measure Case_Air Sealing_2022 | A | 100% | 31.87% | 85% | 1 | 0 | 0.03 | No applicable non-energy benefitsIncludes PSE NEI data where applicable. | No applicable non-energy benefits | System | System
Thurston County | Manufactured - Highly Impacted | Heat Central Gas Boiler | Existing | LIW: Sealing - Air - Prescriptive - MH -TG | Shell sealing: mobile home prescriptive; gas | 0 | 2024 | 2050 | 1201.0485 | per Home | 0 | 1 | 25 | PSE Businss Case: APPROVED_Measure Case_Air Sealing_2022 | 26.058 | 5.758% | Per Unit Savings from PSE Business Case: APPROVED_Measure Case_Air Sealing_2022. End use ratio of 100% for Heat Central Gas Boiler. | 0 | Per Unit Savings from PSE Business Case: APPROVED_Measure Case_Air Sealing_2022. End use ratio of 100% for Heat Central Gas Boiler. | 0 | Full | 0 | 0 | 0 | 1381.2058 | 0 | 0 | 0 | Existing conditions, assuming no cost | PSE Businss Case: APPROVED_Measure Case_Air Sealing_2022 | A | 100% | 31.87% | 85% | 1 | 0 | 0.0021385 | No applicable non-energy benefitsIncludes PSE NEI data where applicable. | No applicable non-energy benefits | System | System
Thurston County | Manufactured - Highly Impacted | Heat Central Gas Furnace | Existing | LIW: Sealing - Air - Prescriptive - MH -TG | Shell sealing: mobile home prescriptive; gas | 0 | 2024 | 2050 | 1201.0485 | per Home | 0 | 1 | 25 | PSE Businss Case: APPROVED_Measure Case_Air Sealing_2022 | 19.2168 | 5.758% | Per Unit Savings from PSE Business Case: APPROVED_Measure Case_Air Sealing_2022. End use ratio of 100% for Heat Central Gas Furnace. | 0 | Per Unit Savings from PSE Business Case: APPROVED_Measure Case_Air Sealing_2022. End use ratio of 100% for Heat Central Gas Furnace. | 0 | Full | 0 | 0 | 0 | 1381.2058 | 0 | 0 | 0 | Existing conditions, assuming no cost | PSE Businss Case: APPROVED_Measure Case_Air Sealing_2022 | A | 100% | 31.87% | 85% | 1 | 0 | 0.0021385 | No applicable non-energy benefitsIncludes PSE NEI data where applicable. | No applicable non-energy benefits | System | System
Thurston County | Manufactured - Highly Impacted | Heat Room Gas | Existing | LIW: Sealing - Air - Prescriptive - MH -TG | Shell sealing: mobile home prescriptive; gas | 0 | 2024 | 2050 | 1201.0485 | per Home | 0 | 1 | 25 | PSE Businss Case: APPROVED_Measure Case_Air Sealing_2022 | 17.2951 | 5.051% | Per Unit Savings from PSE Business Case: APPROVED_Measure Case_Air Sealing_2022. Assuming an end use ratio of 90% for Heat Room Gas and applying to the reported PSE Business Case Savings. | 0 | Per Unit Savings from PSE Business Case: APPROVED_Measure Case_Air Sealing_2022. Assuming an end use ratio of 90% for Heat Room Gas and applying to the reported PSE Business Case Savings. | 0 | Full | 0 | 0 | 0 | 1381.2058 | 0 | 0 | 0 | Existing conditions, assuming no cost | PSE Businss Case: APPROVED_Measure Case_Air Sealing_2022 | A | 100% | 31.87% | 85% | 1 | 0 | 0.0019246 | No applicable non-energy benefitsIncludes PSE NEI data where applicable. | No applicable non-energy benefits | System | System
Thurston County | Multifamily | Heat Central Gas Furnace | Existing | Insulation - Duct - R0 to R11 - MF - TG | Duct insulation: R0 to R11; multi-family; natural gas | 0 | 2024 | 2050 | 65.98 | per Home | 0 | 1 | 20 | PSE Businss Case: APPROVED_Measure Case_Insulation_2022 | 10.5568 | 3.358% | Per Unit Savings from PSE Business Case: APPROVED_Measure Case_Insulation_2022 | 0 | Per Unit Savings from PSE Business Case: APPROVED_Measure Case_Insulation_2022 | 0 | Full | 0 | 0 | 0 | 426.2308 | 0 | 0 | 0 | Existing conditions, assuming no cost | PSE Businss Case: APPROVED_Measure Case_Insulation_2022 | F | 100% | 15.01% | 100% | 1 | 0 | 0.01 | No applicable non-energy benefitsIncludes PSE NEI data where applicable. | No applicable non-energy benefits | System | System
Thurston County | Multifamily - Highly Impacted | Heat Central Gas Furnace | Existing | LIW: Insulation - Duct - R0 to R11 - MF - TG | Duct insulation: R0 to R11; multi-family; natural gas | 0 | 2024 | 2050 | 56.0007 | per Home | 0 | 1 | 20 | PSE Businss Case: APPROVED_Measure Case_Insulation_2022 | 8.9601 | 3.358% | Per Unit Savings from PSE Business Case: APPROVED_Measure Case_Insulation_2022 | 0 | Per Unit Savings from PSE Business Case: APPROVED_Measure Case_Insulation_2022 | 0 | Full | 0 | 0 | 0 | 361.7645 | 0 | 0 | 0 | Existing conditions, assuming no cost | PSE Businss Case: APPROVED_Measure Case_Insulation_2022 | F | 100% | 15.01% | 100% | 1 | 0 | 0.01 | No applicable non-energy benefitsIncludes PSE NEI data where applicable. | No applicable non-energy benefits | System | System
Thurston County | Single Family | Heat Central Gas Furnace | Existing | Insulation - Duct - R0 to R11 - SF - TG | Duct insulation: R0 to R11; single family; natural gas | 0 | 2024 | 2050 | 83.4867 | per Home | 0 | 1 | 20 | PSE Businss Case: APPROVED_Measure Case_Insulation_2022 | 13.3579 | 2.802% | Per Unit Savings from PSE Business Case: APPROVED_Measure Case_Insulation_2022 | 0 | Per Unit Savings from PSE Business Case: APPROVED_Measure Case_Insulation_2022 | 0 | Full | 0 | 0 | 0 | 539.3239 | 0 | 0 | 0 | Existing conditions, assuming no cost | PSE Businss Case: APPROVED_Measure Case_Insulation_2022 | F | 100% | 25.02% | 100% | 1 | 0 | 0.5 | No applicable non-energy benefitsIncludes PSE NEI data where applicable. | No applicable non-energy benefits | System | System
Thurston County | Single Family - Highly Impacted | Heat Central Gas Furnace | Existing | LIW: Insulation - Duct - R0 to R11 - SF - TG | Duct insulation: R0 to R11; single family; natural gas | 0 | 2024 | 2050 | 60.0549 | per Home | 0 | 1 | 20 | PSE Businss Case: APPROVED_Measure Case_Insulation_2022 | 9.6088 | 2.802% | Per Unit Savings from PSE Business Case: APPROVED_Measure Case_Insulation_2022 | 0 | Per Unit Savings from PSE Business Case: APPROVED_Measure Case_Insulation_2022 | 0 | Full | 0 | 0 | 0 | 387.9548 | 0 | 0 | 0 | Existing conditions, assuming no cost | PSE Businss Case: APPROVED_Measure Case_Insulation_2022 | F | 100% | 25.02% | 100% | 1 | 0 | 0.5 | No applicable non-energy benefitsIncludes PSE NEI data where applicable. | No applicable non-energy benefits | System | System
Thurston County | Manufactured | Heat Central Gas Boiler | Existing | Insulation - Floor - R11 to R22 - MH | Floor insulation: R11 to R22; mobile home; natural gas | 0 | 2024 | 2050 | 1549.1708 | per Home | 0 | 1 | 25 | PSE Businss Case: APPROVED_Measure Case_Insulation_2022 | 33.2663 | 5.699% | Per Unit Savings from PSE Business Case: APPROVED_Measure Case_Insulation_2022 | 6.6394 | Per Unit Savings from PSE Business Case: APPROVED_Measure Case_Insulation_2022 | 0 | Full | 0 | 0 | 0 | 2850.4742 | 0 | 0 | 0 | Existing conditions, assuming no cost | PSE Businss Case: APPROVED_Measure Case_Insulation_2022 | I | 100% | 8.571% | 37.49% | 1 | 0 | 0.15 | No applicable non-energy benefitsIncludes PSE NEI data where applicable. | No applicable non-energy benefits | System | System
Thurston County | Manufactured | Heat Central Gas Furnace | Existing | Insulation - Floor - R11 to R22 - MH | Floor insulation: R11 to R22; mobile home; natural gas | 0 | 2024 | 2050 | 1549.1708 | per Home | 0 | 1 | 25 | PSE Businss Case: APPROVED_Measure Case_Insulation_2022 | 24.5327 | 5.699% | Per Unit Savings from PSE Business Case: APPROVED_Measure Case_Insulation_2022 | 21.5158 | Per Unit Savings from PSE Business Case: APPROVED_Measure Case_Insulation_2022 | 0 | Full | 0 | 0 | 0 | 2850.4742 | 0 | 0 | 0 | Existing conditions, assuming no cost | PSE Businss Case: APPROVED_Measure Case_Insulation_2022 | I | 100% | 8.571% | 37.49% | 1 | 0 | 0.15 | No applicable non-energy benefitsIncludes PSE NEI data where applicable. | No applicable non-energy benefits | System | System
Thurston County | Manufactured | Heat Room Gas | Existing | Insulation - Floor - R11 to R22 - MH | Floor insulation: R11 to R22; mobile home; natural gas | 0 | 2024 | 2050 | 1549.1708 | per Home | 0 | 1 | 25 | PSE Businss Case: APPROVED_Measure Case_Insulation_2022 | 25.1685 | 5.699% | Per Unit Savings from PSE Business Case: APPROVED_Measure Case_Insulation_2022 | 6.1193 | Per Unit Savings from PSE Business Case: APPROVED_Measure Case_Insulation_2022 | 0 | Full | 0 | 0 | 0 | 2850.4742 | 0 | 0 | 0 | Existing conditions, assuming no cost | PSE Businss Case: APPROVED_Measure Case_Insulation_2022 | I | 100% | 8.571% | 37.49% | 1 | 0 | 0.15 | No applicable non-energy benefitsIncludes PSE NEI data where applicable. | No applicable non-energy benefits | System | System
Thurston County | Manufactured - Highly Impacted | Heat Central Gas Boiler | Existing | LIW: Insulation - Floor - R0 to R22 - MH - TG | Floor insulation: R0 to R22; mobile home; natural gas | 0 | 2024 | 2050 | 1201.0485 | per Home | 0 | 1 | 25 | PSE Businss Case: APPROVED_Measure Case_Insulation_2022 | 52.1159 | 11.52% | Per Unit Savings from PSE Business Case: APPROVED_Measure Case_Insulation_2022. End use ratio of 100% for Heat Central Gas Boiler. | 0 | Per Unit Savings from PSE Business Case: APPROVED_Measure Case_Insulation_2022. End use ratio of 100% for Heat Central Gas Boiler. | 0 | Full | 0 | 0 | 0 | 2846.485 | 0 | 0 | 0 | Existing conditions, assuming no cost | PSE Businss Case: APPROVED_Measure Case_Insulation_2022 | H | 100% | 8.661% | 62.51% | 1 | 0 | 0.15 | No applicable non-energy benefitsIncludes PSE NEI data where applicable. | No applicable non-energy benefits | System | System
Thurston County | Manufactured - Highly Impacted | Heat Central Gas Furnace | Existing | LIW: Insulation - Floor - R0 to R22 - MH - TG | Floor insulation: R0 to R22; mobile home; natural gas | 0 | 2024 | 2050 | 1201.0485 | per Home | 0 | 1 | 25 | PSE Businss Case: APPROVED_Measure Case_Insulation_2022 | 38.4336 | 11.52% | Per Unit Savings from PSE Business Case: APPROVED_Measure Case_Insulation_2022. End use ratio of 100% for Heat Central Gas Furnace. | 0 | Per Unit Savings from PSE Business Case: APPROVED_Measure Case_Insulation_2022. End use ratio of 100% for Heat Central Gas Furnace. | 0 | Full | 0 | 0 | 0 | 2846.485 | 0 | 0 | 0 | Existing conditions, assuming no cost | PSE Businss Case: APPROVED_Measure Case_Insulation_2022 | H | 100% | 8.661% | 62.51% | 1 | 0 | 0.15 | No applicable non-energy benefitsIncludes PSE NEI data where applicable. | No applicable non-energy benefits | System | System
Thurston County | Manufactured - Highly Impacted | Heat Room Gas | Existing | LIW: Insulation - Floor - R0 to R22 - MH - TG | Floor insulation: R0 to R22; mobile home; natural gas | 0 | 2024 | 2050 | 1201.0485 | per Home | 0 | 1 | 25 | PSE Businss Case: APPROVED_Measure Case_Insulation_2022 | 35.4867 | 10.36% | Per Unit Savings from PSE Business Case: APPROVED_Measure Case_Insulation_2022. Assuming an end use ratio of 90% for Heat Room Gas and applying to the reported PSE Business Case Savings. | 0 | Per Unit Savings from PSE Business Case: APPROVED_Measure Case_Insulation_2022. Assuming an end use ratio of 90% for Heat Room Gas and applying to the reported PSE Business Case Savings. | 0 | Full | 0 | 0 | 0 | 2846.485 | 0 | 0 | 0 | Existing conditions, assuming no cost | PSE Businss Case: APPROVED_Measure Case_Insulation_2022 | H | 100% | 8.661% | 62.51% | 1 | 0 | 0.15 | No applicable non-energy benefitsIncludes PSE NEI data where applicable. | No applicable non-energy benefits | System | System
Thurston County | Multifamily - Highly Impacted | Heat Central Gas Boiler | Existing | LIW: Insulation - Floor - R0 to R30 - MF - TG | Floor insulation: R0 to R30; multi-family; natural gas | 0 | 2024 | 2050 | 773.4304 | per Home | 0 | 1 | 45 | PSE Businss Case: APPROVED_Measure Case_Insulation_2022 | 50.3411 | 13.91% | Per Unit Savings from PSE Business Case: APPROVED_Measure Case_Insulation_2022. End use ratio of 100% for Heat Central Gas Boiler. | 0 | Per Unit Savings from PSE Business Case: APPROVED_Measure Case_Insulation_2022. End use ratio of 100% for Heat Central Gas Boiler. | 0 | Full | 0 | 0 | 0 | 1701.5469 | 0 | 0 | 0 | Existing conditions, assuming no cost | PSE Businss Case: APPROVED_Measure Case_Insulation_2022 | J | 100% | 23.08% | 66.69% | 1 | 0 | 0.0043602 | No applicable non-energy benefitsIncludes PSE NEI data where applicable. | No applicable non-energy benefits | System | System
Thurston County | Multifamily - Highly Impacted | Heat Central Gas Furnace | Existing | LIW: Insulation - Floor - R0 to R30 - MF - TG | Floor insulation: R0 to R30; multi-family; natural gas | 0 | 2024 | 2050 | 773.4304 | per Home | 0 | 1 | 45 | PSE Businss Case: APPROVED_Measure Case_Insulation_2022 | 37.1247 | 13.91% | Per Unit Savings from PSE Business Case: APPROVED_Measure Case_Insulation_2022. End use ratio of 100% for Heat Central Gas Furnace. | 0 | Per Unit Savings from PSE Business Case: APPROVED_Measure Case_Insulation_2022. End use ratio of 100% for Heat Central Gas Furnace. | 0 | Full | 0 | 0 | 0 | 1701.5469 | 0 | 0 | 0 | Existing conditions, assuming no cost | PSE Businss Case: APPROVED_Measure Case_Insulation_2022 | J | 100% | 23.08% | 66.69% | 1 | 0 | 0.0043602 | No applicable non-energy benefitsIncludes PSE NEI data where applicable. | No applicable non-energy benefits | System | System
Thurston County | Multifamily - Highly Impacted | Heat Room Gas | Existing | LIW: Insulation - Floor - R0 to R30 - MF - TG | Floor insulation: R0 to R30; multi-family; natural gas | 0 | 2024 | 2050 | 773.4304 | per Home | 0 | 1 | 45 | PSE Businss Case: APPROVED_Measure Case_Insulation_2022 | 33.4122 | 12.21% | Per Unit Savings from PSE Business Case: APPROVED_Measure Case_Insulation_2022. Assuming an end use ratio of 90% for Heat Room Gas and applying to the reported PSE Business Case Savings. | 0 | Per Unit Savings from PSE Business Case: APPROVED_Measure Case_Insulation_2022. Assuming an end use ratio of 90% for Heat Room Gas and applying to the reported PSE Business Case Savings. | 0 | Full | 0 | 0 | 0 | 1701.5469 | 0 | 0 | 0 | Existing conditions, assuming no cost | PSE Businss Case: APPROVED_Measure Case_Insulation_2022 | J | 100% | 23.08% | 66.69% | 1 | 0 | 0.0039242 | No applicable non-energy benefitsIncludes PSE NEI data where applicable. | No applicable non-energy benefits | System | System
Thurston County | Single Family - Highly Impacted | Heat Central Gas Boiler | Existing | LIW: Insulation - Floor - R0 to R30 - SF - TG | Floor insulation: R0 to R30; single family; natural gas | 0 | 2024 | 2050 | 969.9099 | per Home | 0 | 1 | 45 | PSE Businss Case: APPROVED_Measure Case_Insulation_2022 | 31.5648 | 6.788% | Per Unit Savings from PSE Business Case: APPROVED_Measure Case_Insulation_2022. End use ratio of 100% for Heat Central Gas Boiler. | 0 | Per Unit Savings from PSE Business Case: APPROVED_Measure Case_Insulation_2022. End use ratio of 100% for Heat Central Gas Boiler. | 0 | Full | 0 | 0 | 0 | 2075.6071 | 0 | 0 | 0 | Existing conditions, assuming no cost | PSE Businss Case: APPROVED_Measure Case_Insulation_2022 | L | 100% | 6.068% | 100% | 1 | 0 | 0.07634 | No applicable non-energy benefitsIncludes PSE NEI data where applicable. | No applicable non-energy benefits | System | System
Thurston County | Single Family - Highly Impacted | Heat Central Gas Furnace | Existing | LIW: Insulation - Floor - R0 to R30 - SF - TG | Floor insulation: R0 to R30; single family; natural gas | 0 | 2024 | 2050 | 969.9099 | per Home | 0 | 1 | 45 | PSE Businss Case: APPROVED_Measure Case_Insulation_2022 | 23.2778 | 6.788% | Per Unit Savings from PSE Business Case: APPROVED_Measure Case_Insulation_2022. End use ratio of 100% for Heat Central Gas Furnace. | 0 | Per Unit Savings from PSE Business Case: APPROVED_Measure Case_Insulation_2022. End use ratio of 100% for Heat Central Gas Furnace. | 0 | Full | 0 | 0 | 0 | 2075.6071 | 0 | 0 | 0 | Existing conditions, assuming no cost | PSE Businss Case: APPROVED_Measure Case_Insulation_2022 | L | 100% | 6.068% | 100% | 1 | 0 | 0.07634 | No applicable non-energy benefitsIncludes PSE NEI data where applicable. | No applicable non-energy benefits | System | System
Thurston County | Single Family - Highly Impacted | Heat Room Gas | Existing | LIW: Insulation - Floor - R0 to R30 - SF - TG | Floor insulation: R0 to R30; single family; natural gas | 0 | 2024 | 2050 | 969.9099 | per Home | 0 | 1 | 45 | PSE Businss Case: APPROVED_Measure Case_Insulation_2022 | 21.493 | 6.109% | Per Unit Savings from PSE Business Case: APPROVED_Measure Case_Insulation_2022. Assuming an end use ratio of 90% for Heat Room Gas and applying to the reported PSE Business Case Savings. | 0 | Per Unit Savings from PSE Business Case: APPROVED_Measure Case_Insulation_2022. Assuming an end use ratio of 90% for Heat Room Gas and applying to the reported PSE Business Case Savings. | 0 | Full | 0 | 0 | 0 | 2075.6071 | 0 | 0 | 0 | Existing conditions, assuming no cost | PSE Businss Case: APPROVED_Measure Case_Insulation_2022 | L | 100% | 6.068% | 100% | 1 | 0 | 0.068706 | No applicable non-energy benefitsIncludes PSE NEI data where applicable. | No applicable non-energy benefits | System | System
Thurston County | Multifamily - Highly Impacted | Heat Central Gas Boiler | Existing | LIW: Insulation - Wall - R0 to R11 - MF - TG | Wall insulation: R0 to R11; multi-family; natural gas | 0 | 2024 | 2050 | 278.1062 | per Home | 0 | 1 | 45 | PSE Businss Case: APPROVED_Measure Case_Insulation_2022 | 29.8673 | 8.255% | Per Unit Savings from PSE Business Case: APPROVED_Measure Case_Insulation_2022. End use ratio of 100% for Heat Central Gas Boiler. | 0 | Per Unit Savings from PSE Business Case: APPROVED_Measure Case_Insulation_2022. End use ratio of 100% for Heat Central Gas Boiler. | 0 | Full | 0 | 0 | 0 | 611.8336 | 0 | 0 | 0 | Existing conditions, assuming no cost | PSE Businss Case: APPROVED_Measure Case_Insulation_2022 | M | 100% | 7.774% | 100% | 1 | 0 | 0.01 | No applicable non-energy benefitsIncludes PSE NEI data where applicable. | No applicable non-energy benefits | System | System
Thurston County | Multifamily - Highly Impacted | Heat Central Gas Furnace | Existing | LIW: Insulation - Wall - R0 to R11 - MF - TG | Wall insulation: R0 to R11; multi-family; natural gas | 0 | 2024 | 2050 | 278.1062 | per Home | 0 | 1 | 45 | PSE Businss Case: APPROVED_Measure Case_Insulation_2022 | 22.026 | 8.255% | Per Unit Savings from PSE Business Case: APPROVED_Measure Case_Insulation_2022. End use ratio of 100% for Heat Central Gas Furnace. | 0 | Per Unit Savings from PSE Business Case: APPROVED_Measure Case_Insulation_2022. End use ratio of 100% for Heat Central Gas Furnace. | 0 | Full | 0 | 0 | 0 | 611.8336 | 0 | 0 | 0 | Existing conditions, assuming no cost | PSE Businss Case: APPROVED_Measure Case_Insulation_2022 | M | 100% | 7.774% | 100% | 1 | 0 | 0.01 | No applicable non-energy benefitsIncludes PSE NEI data where applicable. | No applicable non-energy benefits | System | System
Thurston County | Multifamily - Highly Impacted | Heat Room Gas | Existing | LIW: Insulation - Wall - R0 to R11 - MF - TG | Wall insulation: R0 to R11; multi-family; natural gas | 0 | 2024 | 2050 | 278.1062 | per Home | 0 | 1 | 45 | PSE Businss Case: APPROVED_Measure Case_Insulation_2022 | 19.8234 | 7.242% | Per Unit Savings from PSE Business Case: APPROVED_Measure Case_Insulation_2022. Assuming an end use ratio of 90% for Heat Room Gas and applying to the reported PSE Business Case Savings. | 0 | Per Unit Savings from PSE Business Case: APPROVED_Measure Case_Insulation_2022. Assuming an end use ratio of 90% for Heat Room Gas and applying to the reported PSE Business Case Savings. | 0 | Full | 0 | 0 | 0 | 611.8336 | 0 | 0 | 0 | Existing conditions, assuming no cost | PSE Businss Case: APPROVED_Measure Case_Insulation_2022 | M | 100% | 7.774% | 100% | 1 | 0 | 0.01 | No applicable non-energy benefitsIncludes PSE NEI data where applicable. | No applicable non-energy benefits | System | System
Thurston County | Manufactured | Heat Central Gas Boiler | Existing | Insulation - Wall - R0 to R11 - MH | Wall insulation: R0 to R11; mobile home; natural gas | 0 | 2024 | 2050 | 551.0331 | per Home | 0 | 1 | 25 | PSE Businss Case: APPROVED_Measure Case_Insulation_2022 | 131.5075 | 22.53% | Per Unit Savings from PSE Business Case: APPROVED_Measure Case_Insulation_2022. End use ratio of 100% for Heat Central Gas Boiler. | 25.3519 | Per Unit Savings from PSE Business Case: APPROVED_Measure Case_Insulation_2022. End use ratio of 100% for Heat Central Gas Boiler. | 0 | Full | 0 | 0 | 0 | 1515.341 | 0 | 0 | 0 | Existing conditions, assuming no cost | PSE Businss Case: APPROVED_Measure Case_Insulation_2022 | M | 100% | 7.774% | 100% | 1 | 0 | 4.81 | No applicable non-energy benefitsIncludes PSE NEI data where applicable. | No applicable non-energy benefits | System | System
Thurston County | Manufactured | Heat Central Gas Furnace | Existing | Insulation - Wall - R0 to R11 - MH | Wall insulation: R0 to R11; mobile home; natural gas | 0 | 2024 | 2050 | 551.0331 | per Home | 0 | 1 | 25 | PSE Businss Case: APPROVED_Measure Case_Insulation_2022 | 96.9818 | 22.53% | Per Unit Savings from PSE Business Case: APPROVED_Measure Case_Insulation_2022. End use ratio of 100% for Heat Central Gas Furnace. | 82.1556 | Per Unit Savings from PSE Business Case: APPROVED_Measure Case_Insulation_2022. End use ratio of 100% for Heat Central Gas Furnace. | 0 | Full | 0 | 0 | 0 | 1515.341 | 0 | 0 | 0 | Existing conditions, assuming no cost | PSE Businss Case: APPROVED_Measure Case_Insulation_2022 | M | 100% | 7.774% | 100% | 1 | 0 | 4.81 | No applicable non-energy benefitsIncludes PSE NEI data where applicable. | No applicable non-energy benefits | System | System
Thurston County | Manufactured | Heat Room Gas | Existing | Insulation - Wall - R0 to R11 - MH | Wall insulation: R0 to R11; mobile home; natural gas | 0 | 2024 | 2050 | 551.0331 | per Home | 0 | 1 | 25 | PSE Businss Case: APPROVED_Measure Case_Insulation_2022 | 87.2836 | 19.76% | Per Unit Savings from PSE Business Case: APPROVED_Measure Case_Insulation_2022. Assuming an end use ratio of 90% for Heat Room Gas and applying to the reported PSE Business Case Savings. | 23.366 | Per Unit Savings from PSE Business Case: APPROVED_Measure Case_Insulation_2022. Assuming an end use ratio of 90% for Heat Room Gas and applying to the reported PSE Business Case Savings. | 0 | Full | 0 | 0 | 0 | 1515.341 | 0 | 0 | 0 | Existing conditions, assuming no cost | PSE Businss Case: APPROVED_Measure Case_Insulation_2022 | M | 100% | 7.774% | 100% | 1 | 0 | 4.81 | No applicable non-energy benefitsIncludes PSE NEI data where applicable. | No applicable non-energy benefits | System | System
Thurston County | Manufactured - Highly Impacted | Heat Central Gas Boiler | Existing | LIW: Insulation - Wall - R0 to R11 - MH - TG | Wall insulation: R0 to R11; mobile home; natural gas | 0 | 2024 | 2050 | 485.1861 | per Home | 0 | 1 | 25 | PSE Businss Case: APPROVED_Measure Case_Insulation_2022 | 115.7927 | 25.59% | Per Unit Savings from PSE Business Case: APPROVED_Measure Case_Insulation_2022. End use ratio of 100% for Heat Central Gas Boiler. | 0 | Per Unit Savings from PSE Business Case: APPROVED_Measure Case_Insulation_2022. End use ratio of 100% for Heat Central Gas Boiler. | 0 | Full | 0 | 0 | 0 | 1334.2617 | 0 | 0 | 0 | Existing conditions, assuming no cost | PSE Businss Case: APPROVED_Measure Case_Insulation_2022 | M | 100% | 7.774% | 100% | 1 | 0 | 1.18 | No applicable non-energy benefitsIncludes PSE NEI data where applicable. | No applicable non-energy benefits | System | System
Thurston County | Manufactured - Highly Impacted | Heat Central Gas Furnace | Existing | LIW: Insulation - Wall - R0 to R11 - MH - TG | Wall insulation: R0 to R11; mobile home; natural gas | 0 | 2024 | 2050 | 485.1861 | per Home | 0 | 1 | 25 | PSE Businss Case: APPROVED_Measure Case_Insulation_2022 | 85.3927 | 25.59% | Per Unit Savings from PSE Business Case: APPROVED_Measure Case_Insulation_2022. End use ratio of 100% for Heat Central Gas Furnace. | 0 | Per Unit Savings from PSE Business Case: APPROVED_Measure Case_Insulation_2022. End use ratio of 100% for Heat Central Gas Furnace. | 0 | Full | 0 | 0 | 0 | 1334.2617 | 0 | 0 | 0 | Existing conditions, assuming no cost | PSE Businss Case: APPROVED_Measure Case_Insulation_2022 | M | 100% | 7.774% | 100% | 1 | 0 | 1.18 | No applicable non-energy benefitsIncludes PSE NEI data where applicable. | No applicable non-energy benefits | System | System
Thurston County | Manufactured - Highly Impacted | Heat Room Gas | Existing | LIW: Insulation - Wall - R0 to R11 - MH - TG | Wall insulation: R0 to R11; mobile home; natural gas | 0 | 2024 | 2050 | 485.1861 | per Home | 0 | 1 | 25 | PSE Businss Case: APPROVED_Measure Case_Insulation_2022 | 76.8535 | 22.45% | Per Unit Savings from PSE Business Case: APPROVED_Measure Case_Insulation_2022. Assuming an end use ratio of 90% for Heat Room Gas and applying to the reported PSE Business Case Savings. | 0 | Per Unit Savings from PSE Business Case: APPROVED_Measure Case_Insulation_2022. Assuming an end use ratio of 90% for Heat Room Gas and applying to the reported PSE Business Case Savings. | 0 | Full | 0 | 0 | 0 | 1334.2617 | 0 | 0 | 0 | Existing conditions, assuming no cost | PSE Businss Case: APPROVED_Measure Case_Insulation_2022 | M | 100% | 7.774% | 100% | 1 | 0 | 1.18 | No applicable non-energy benefitsIncludes PSE NEI data where applicable. | No applicable non-energy benefits | System | System
Thurston County | Single Family - Highly Impacted | Heat Central Gas Boiler | Existing | LIW: Insulation - Wall - R0 to R11 - SF - TG | Wall insulation: R0 to R11; single family; natural gas | 0 | 2024 | 2050 | 1924.3414 | per Home | 0 | 1 | 45 | PSE Businss Case: APPROVED_Measure Case_Insulation_2022 | 146.1269 | 31.42% | Per Unit Savings from PSE Business Case: APPROVED_Measure Case_Insulation_2022. End use ratio of 100% for Heat Central Gas Boiler. | 0 | Per Unit Savings from PSE Business Case: APPROVED_Measure Case_Insulation_2022. End use ratio of 100% for Heat Central Gas Boiler. | 0 | Full | 0 | 0 | 0 | 5291.9388 | 0 | 0 | 0 | Existing conditions, assuming no cost | PSE Businss Case: APPROVED_Measure Case_Insulation_2022 | M | 100% | 6.485% | 100% | 1 | 0 | 0.1 | No applicable non-energy benefitsIncludes PSE NEI data where applicable. | No applicable non-energy benefits | System | System
Thurston County | Single Family - Highly Impacted | Heat Central Gas Furnace | Existing | LIW: Insulation - Wall - R0 to R11 - SF - TG | Wall insulation: R0 to R11; single family; natural gas | 0 | 2024 | 2050 | 1924.3414 | per Home | 0 | 1 | 45 | PSE Businss Case: APPROVED_Measure Case_Insulation_2022 | 107.7631 | 31.42% | Per Unit Savings from PSE Business Case: APPROVED_Measure Case_Insulation_2022. End use ratio of 100% for Heat Central Gas Furnace. | 0 | Per Unit Savings from PSE Business Case: APPROVED_Measure Case_Insulation_2022. End use ratio of 100% for Heat Central Gas Furnace. | 0 | Full | 0 | 0 | 0 | 5291.9388 | 0 | 0 | 0 | Existing conditions, assuming no cost | PSE Businss Case: APPROVED_Measure Case_Insulation_2022 | M | 100% | 6.485% | 100% | 1 | 0 | 0.1 | No applicable non-energy benefitsIncludes PSE NEI data where applicable. | No applicable non-energy benefits | System | System
Thurston County | Single Family - Highly Impacted | Heat Room Gas | Existing | LIW: Insulation - Wall - R0 to R11 - SF - TG | Wall insulation: R0 to R11; single family; natural gas | 0 | 2024 | 2050 | 1924.3414 | per Home | 0 | 1 | 45 | PSE Businss Case: APPROVED_Measure Case_Insulation_2022 | 96.9868 | 27.57% | Per Unit Savings from PSE Business Case: APPROVED_Measure Case_Insulation_2022. Assuming an end use ratio of 90% for Heat Room Gas and applying to the reported PSE Business Case Savings. | 0 | Per Unit Savings from PSE Business Case: APPROVED_Measure Case_Insulation_2022. Assuming an end use ratio of 90% for Heat Room Gas and applying to the reported PSE Business Case Savings. | 0 | Full | 0 | 0 | 0 | 5291.9388 | 0 | 0 | 0 | Existing conditions, assuming no cost | PSE Businss Case: APPROVED_Measure Case_Insulation_2022 | M | 100% | 6.485% | 100% | 1 | 0 | 0.1 | No applicable non-energy benefitsIncludes PSE NEI data where applicable. | No applicable non-energy benefits | System | System
Thurston County | Manufactured - Highly Impacted | Heat Central Gas Boiler | Existing | LIW: Insulation - Attic - R0 to R30 - MH - TG | Attic insulation: R0 to R30; mobile home; natural gas | 0 | 2024 | 2050 | 1201.0485 | per Home | 0 | 1 | 25 | PSE Businss Case: APPROVED_Measure Case_Insulation_2022 | 52.1159 | 11.52% | Per Unit Savings from PSE Business Case: APPROVED_Measure Case_Insulation_2022. End use ratio of 100% for Heat Central Gas Boiler. | 0 | Per Unit Savings from PSE Business Case: APPROVED_Measure Case_Insulation_2022. End use ratio of 100% for Heat Central Gas Boiler. | 0 | Full | 0 | 0 | 0 | 2438.1285 | 0 | 0 | 0 | Existing conditions, assuming no cost | PSE Businss Case: APPROVED_Measure Case_Insulation_2022 | B | 100% | 38.94% | 100% | 1 | 0 | 0.24 | No applicable non-energy benefitsIncludes PSE NEI data where applicable. | No applicable non-energy benefits | System | System
Thurston County | Manufactured - Highly Impacted | Heat Central Gas Furnace | Existing | LIW: Insulation - Attic - R0 to R30 - MH - TG | Attic insulation: R0 to R30; mobile home; natural gas | 0 | 2024 | 2050 | 1201.0485 | per Home | 0 | 1 | 25 | PSE Businss Case: APPROVED_Measure Case_Insulation_2022 | 38.4336 | 11.52% | Per Unit Savings from PSE Business Case: APPROVED_Measure Case_Insulation_2022. End use ratio of 100% for Heat Central Gas Furnace. | 0 | Per Unit Savings from PSE Business Case: APPROVED_Measure Case_Insulation_2022. End use ratio of 100% for Heat Central Gas Furnace. | 0 | Full | 0 | 0 | 0 | 2438.1285 | 0 | 0 | 0 | Existing conditions, assuming no cost | PSE Businss Case: APPROVED_Measure Case_Insulation_2022 | B | 100% | 38.94% | 100% | 1 | 0 | 0.24 | No applicable non-energy benefitsIncludes PSE NEI data where applicable. | No applicable non-energy benefits | System | System
Thurston County | Manufactured - Highly Impacted | Heat Room Gas | Existing | LIW: Insulation - Attic - R0 to R30 - MH - TG | Attic insulation: R0 to R30; mobile home; natural gas | 0 | 2024 | 2050 | 1201.0485 | per Home | 0 | 1 | 25 | PSE Businss Case: APPROVED_Measure Case_Insulation_2022 | 35.4867 | 10.36% | Per Unit Savings from PSE Business Case: APPROVED_Measure Case_Insulation_2022. Assuming an end use ratio of 90% for Heat Room Gas and applying to the reported PSE Business Case Savings. | 0 | Per Unit Savings from PSE Business Case: APPROVED_Measure Case_Insulation_2022. Assuming an end use ratio of 90% for Heat Room Gas and applying to the reported PSE Business Case Savings. | 0 | Full | 0 | 0 | 0 | 2438.1285 | 0 | 0 | 0 | Existing conditions, assuming no cost | PSE Businss Case: APPROVED_Measure Case_Insulation_2022 | B | 100% | 38.94% | 100% | 1 | 0 | 0.24 | No applicable non-energy benefitsIncludes PSE NEI data where applicable. | No applicable non-energy benefits | System | System
Thurston County | Multifamily - Highly Impacted | Heat Central Gas Boiler | Existing | LIW: Insulation - Attic - R0 to R38 - MF - TG | Attic insulation: R0 to R38; multi-family; natural gas | 0 | 2024 | 2050 | 773.4304 | per Home | 0 | 1 | 45 | PSE Businss Case: APPROVED_Measure Case_Insulation_2022 | 33.5607 | 9.276% | Per Unit Savings from PSE Business Case: APPROVED_Measure Case_Insulation_2022. End use ratio of 100% for Heat Central Gas Boiler. | 0 | Per Unit Savings from PSE Business Case: APPROVED_Measure Case_Insulation_2022. End use ratio of 100% for Heat Central Gas Boiler. | 0 | Full | 0 | 0 | 0 | 1484.9864 | 0 | 0 | 0 | Existing conditions, assuming no cost | PSE Businss Case: APPROVED_Measure Case_Insulation_2022 | B | 100% | 0.6698% | 57.84% | 1 | 0 | 0.0029068 | No applicable non-energy benefitsIncludes PSE NEI data where applicable. | No applicable non-energy benefits | System | System
Thurston County | Multifamily - Highly Impacted | Heat Central Gas Furnace | Existing | LIW: Insulation - Attic - R0 to R38 - MF - TG | Attic insulation: R0 to R38; multi-family; natural gas | 0 | 2024 | 2050 | 773.4304 | per Home | 0 | 1 | 45 | PSE Businss Case: APPROVED_Measure Case_Insulation_2022 | 24.7498 | 9.276% | Per Unit Savings from PSE Business Case: APPROVED_Measure Case_Insulation_2022. End use ratio of 100% for Heat Central Gas Furnace. | 0 | Per Unit Savings from PSE Business Case: APPROVED_Measure Case_Insulation_2022. End use ratio of 100% for Heat Central Gas Furnace. | 0 | Full | 0 | 0 | 0 | 1484.9864 | 0 | 0 | 0 | Existing conditions, assuming no cost | PSE Businss Case: APPROVED_Measure Case_Insulation_2022 | B | 100% | 0.6698% | 57.84% | 1 | 0 | 0.0029068 | No applicable non-energy benefitsIncludes PSE NEI data where applicable. | No applicable non-energy benefits | System | System
Thurston County | Multifamily - Highly Impacted | Heat Room Gas | Existing | LIW: Insulation - Attic - R0 to R38 - MF - TG | Attic insulation: R0 to R38; multi-family; natural gas | 0 | 2024 | 2050 | 773.4304 | per Home | 0 | 1 | 45 | PSE Businss Case: APPROVED_Measure Case_Insulation_2022 | 22.2748 | 8.137% | Per Unit Savings from PSE Business Case: APPROVED_Measure Case_Insulation_2022. Assuming an end use ratio of 90% for Heat Room Gas and applying to the reported PSE Business Case Savings. | 0 | Per Unit Savings from PSE Business Case: APPROVED_Measure Case_Insulation_2022. Assuming an end use ratio of 90% for Heat Room Gas and applying to the reported PSE Business Case Savings. | 0 | Full | 0 | 0 | 0 | 1484.9864 | 0 | 0 | 0 | Existing conditions, assuming no cost | PSE Businss Case: APPROVED_Measure Case_Insulation_2022 | B | 100% | 0.6698% | 57.84% | 1 | 0 | 0.0026161 | No applicable non-energy benefitsIncludes PSE NEI data where applicable. | No applicable non-energy benefits | System | System
Thurston County | Multifamily - Highly Impacted | Water Heat LE 55 Gal | Existing | LIW: Insulation - Water Heater Pipe - MF - TG | Water heater pipe insulation: multi-family; natural gas | 0 | 2024 | 2050 | 1 | per Home | 0 | 1 | 15 | PSE Businss Case: APPROVED_Measure Case_Insulation_2022 | 0.67161 | 0.4642% | Per Unit Savings from PSE Business Case: APPROVED_Measure Case_Insulation_2022 | 0 | Per Unit Savings from PSE Business Case: APPROVED_Measure Case_Insulation_2022 | 0 | Full | 0 | 0 | 0 | 20 | 0 | 0 | 0 | Existing conditions, assuming no cost | PSE Businss Case: APPROVED_Measure Case_Insulation_2022 |  | 100% | 87.4% | 100% | 1 | 0 | 0.09 | No applicable non-energy benefitsIncludes PSE NEI data where applicable. | No applicable non-energy benefits | System | System
Thurston County | Multifamily - Highly Impacted | Water Heat GT 55 Gal | Existing | LIW: Insulation - Water Heater Pipe - MF - TG | Water heater pipe insulation: multi-family; natural gas | 0 | 2024 | 2050 | 1 | per Home | 0 | 1 | 15 | PSE Businss Case: APPROVED_Measure Case_Insulation_2022 | 0.47781 | 0.389% | Adjusting savings using baseline and measure water heating efficiency. PSE Business Case: APPROVED_Measure Case_Insulation_2022 | 0 | Adjusting savings using baseline and measure water heating efficiency. PSE Business Case: APPROVED_Measure Case_Insulation_2022 | 0 | Full | 0 | 0 | 0 | 20 | 0 | 0 | 0 | Existing conditions, assuming no cost | PSE Businss Case: APPROVED_Measure Case_Insulation_2022 |  | 100% | 87.4% | 100% | 1 | 0 | 0.09 | No applicable non-energy benefitsIncludes PSE NEI data where applicable. | No applicable non-energy benefits | System | System
Thurston County | Manufactured - Highly Impacted | Water Heat LE 55 Gal | Existing | LIW: Insulation - Water Heater Pipe - MH - TG | Water heater pipe insulation: mobile home; natural gas | 0 | 2024 | 2050 | 1 | per Home | 0 | 1 | 15 | PSE Businss Case: APPROVED_Measure Case_Insulation_2022 | 0.63487 | 0.4642% | Per Unit Savings from PSE Business Case: APPROVED_Measure Case_Insulation_2022 | 0 | Per Unit Savings from PSE Business Case: APPROVED_Measure Case_Insulation_2022 | 0 | Full | 0 | 0 | 0 | 20 | 0 | 0 | 0 | Existing conditions, assuming no cost | PSE Businss Case: APPROVED_Measure Case_Insulation_2022 |  | 100% | 78.85% | 100% | 1 | 0 | 11.13 | No applicable non-energy benefitsIncludes PSE NEI data where applicable. | No applicable non-energy benefits | System | System
Thurston County | Manufactured - Highly Impacted | Water Heat GT 55 Gal | Existing | LIW: Insulation - Water Heater Pipe - MH - TG | Water heater pipe insulation: mobile home; natural gas | 0 | 2024 | 2050 | 1 | per Home | 0 | 1 | 15 | PSE Businss Case: APPROVED_Measure Case_Insulation_2022 | 0.45167 | 0.389% | Adjusting savings using baseline and measure water heating efficiency. PSE Business Case: APPROVED_Measure Case_Insulation_2022 | 0 | Adjusting savings using baseline and measure water heating efficiency. PSE Business Case: APPROVED_Measure Case_Insulation_2022 | 0 | Full | 0 | 0 | 0 | 20 | 0 | 0 | 0 | Existing conditions, assuming no cost | PSE Businss Case: APPROVED_Measure Case_Insulation_2022 |  | 100% | 78.85% | 100% | 1 | 0 | 11.13 | No applicable non-energy benefitsIncludes PSE NEI data where applicable. | No applicable non-energy benefits | System | System
Thurston County | Single Family - Highly Impacted | Water Heat LE 55 Gal | Existing | LIW: Insulation - Water Heater Pipe - SF - TG | Water heater pipe insulation: single family; natural gas | 0 | 2024 | 2050 | 1 | per Home | 0 | 1 | 15 | PSE Businss Case: APPROVED_Measure Case_Insulation_2022 | 0.73386 | 0.4642% | Per Unit Savings from PSE Business Case: APPROVED_Measure Case_Insulation_2022 | 0 | Per Unit Savings from PSE Business Case: APPROVED_Measure Case_Insulation_2022 | 0 | Full | 0 | 0 | 0 | 20 | 0 | 0 | 0 | Existing conditions, assuming no cost | PSE Businss Case: APPROVED_Measure Case_Insulation_2022 |  | 100% | 74.1% | 100% | 1 | 0 | 11.04 | No applicable non-energy benefitsIncludes PSE NEI data where applicable. | No applicable non-energy benefits | System | System
Thurston County | Single Family - Highly Impacted | Water Heat GT 55 Gal | Existing | LIW: Insulation - Water Heater Pipe - SF - TG | Water heater pipe insulation: single family; natural gas | 0 | 2024 | 2050 | 1 | per Home | 0 | 1 | 15 | PSE Businss Case: APPROVED_Measure Case_Insulation_2022 | 0.52209 | 0.389% | Adjusting savings using baseline and measure water heating efficiency. PSE Business Case: APPROVED_Measure Case_Insulation_2022 | 0 | Adjusting savings using baseline and measure water heating efficiency. PSE Business Case: APPROVED_Measure Case_Insulation_2022 | 0 | Full | 0 | 0 | 0 | 20 | 0 | 0 | 0 | Existing conditions, assuming no cost | PSE Businss Case: APPROVED_Measure Case_Insulation_2022 |  | 100% | 74.1% | 100% | 1 | 0 | 11.04 | No applicable non-energy benefitsIncludes PSE NEI data where applicable. | No applicable non-energy benefits | System | System
Thurston County | Multifamily - Highly Impacted | Heat Central Gas Boiler | Existing | LIW: Insulation - Attic - R0 to R49 - MF - TG | Attic insulation: R0 to R49; multi-family; natural gas | 0 | 2024 | 2050 | 773.4304 | per Home | 0 | 1 | 45 | PSE Businss Case: APPROVED_Measure Case_Insulation_2022 | 41.9509 | 11.59% | Per Unit Savings from PSE Business Case: APPROVED_Measure Case_Insulation_2022. End use ratio of 100% for Heat Central Gas Boiler. | 0 | Per Unit Savings from PSE Business Case: APPROVED_Measure Case_Insulation_2022. End use ratio of 100% for Heat Central Gas Boiler. | 0 | Full | 0 | 0 | 0 | 1655.1411 | 0 | 0 | 0 | Existing conditions, assuming no cost | PSE Businss Case: APPROVED_Measure Case_Insulation_2022 | B | 100% | 3.751% | 57.84% | 1 | 0 | 0.0036335 | No applicable non-energy benefitsIncludes PSE NEI data where applicable. | No applicable non-energy benefits | System | System
Thurston County | Multifamily - Highly Impacted | Heat Central Gas Furnace | Existing | LIW: Insulation - Attic - R0 to R49 - MF - TG | Attic insulation: R0 to R49; multi-family; natural gas | 0 | 2024 | 2050 | 773.4304 | per Home | 0 | 1 | 45 | PSE Businss Case: APPROVED_Measure Case_Insulation_2022 | 30.9372 | 11.59% | Per Unit Savings from PSE Business Case: APPROVED_Measure Case_Insulation_2022. End use ratio of 100% for Heat Central Gas Furnace. | 0 | Per Unit Savings from PSE Business Case: APPROVED_Measure Case_Insulation_2022. End use ratio of 100% for Heat Central Gas Furnace. | 0 | Full | 0 | 0 | 0 | 1655.1411 | 0 | 0 | 0 | Existing conditions, assuming no cost | PSE Businss Case: APPROVED_Measure Case_Insulation_2022 | B | 100% | 3.751% | 57.84% | 1 | 0 | 0.0036335 | No applicable non-energy benefitsIncludes PSE NEI data where applicable. | No applicable non-energy benefits | System | System
Thurston County | Multifamily - Highly Impacted | Heat Room Gas | Existing | LIW: Insulation - Attic - R0 to R49 - MF - TG | Attic insulation: R0 to R49; multi-family; natural gas | 0 | 2024 | 2050 | 773.4304 | per Home | 0 | 1 | 45 | PSE Businss Case: APPROVED_Measure Case_Insulation_2022 | 27.8435 | 10.17% | Per Unit Savings from PSE Business Case: APPROVED_Measure Case_Insulation_2022. Assuming an end use ratio of 90% for Heat Room Gas and applying to the reported PSE Business Case Savings. | 0 | Per Unit Savings from PSE Business Case: APPROVED_Measure Case_Insulation_2022. Assuming an end use ratio of 90% for Heat Room Gas and applying to the reported PSE Business Case Savings. | 0 | Full | 0 | 0 | 0 | 1655.1411 | 0 | 0 | 0 | Existing conditions, assuming no cost | PSE Businss Case: APPROVED_Measure Case_Insulation_2022 | B | 100% | 3.751% | 57.84% | 1 | 0 | 0.0032702 | No applicable non-energy benefitsIncludes PSE NEI data where applicable. | No applicable non-energy benefits | System | System
Thurston County | Single Family - Highly Impacted | Heat Central Gas Boiler | Existing | LIW: Insulation - Attic - R0 to R49 - SF - TG | Attic insulation: R0 to R49; single family; natural gas | 0 | 2024 | 2050 | 969.9099 | per Home | 0 | 1 | 45 | PSE Businss Case: APPROVED_Measure Case_Insulation_2022 | 94.6943 | 20.36% | Per Unit Savings from PSE Business Case: APPROVED_Measure Case_Insulation_2022. End use ratio of 100% for Heat Central Gas Boiler. | 0 | Per Unit Savings from PSE Business Case: APPROVED_Measure Case_Insulation_2022. End use ratio of 100% for Heat Central Gas Boiler. | 0 | Full | 0 | 0 | 0 | 2356.881 | 0 | 0 | 0 | Existing conditions, assuming no cost | PSE Businss Case: APPROVED_Measure Case_Insulation_2022 | B | 100% | 3.696% | 18.29% | 1 | 0 | 0.09 | No applicable non-energy benefitsIncludes PSE NEI data where applicable. | No applicable non-energy benefits | System | System
Thurston County | Single Family - Highly Impacted | Heat Central Gas Furnace | Existing | LIW: Insulation - Attic - R0 to R49 - SF - TG | Attic insulation: R0 to R49; single family; natural gas | 0 | 2024 | 2050 | 969.9099 | per Home | 0 | 1 | 45 | PSE Businss Case: APPROVED_Measure Case_Insulation_2022 | 69.8335 | 20.36% | Per Unit Savings from PSE Business Case: APPROVED_Measure Case_Insulation_2022. End use ratio of 100% for Heat Central Gas Furnace. | 0 | Per Unit Savings from PSE Business Case: APPROVED_Measure Case_Insulation_2022. End use ratio of 100% for Heat Central Gas Furnace. | 0 | Full | 0 | 0 | 0 | 2356.881 | 0 | 0 | 0 | Existing conditions, assuming no cost | PSE Businss Case: APPROVED_Measure Case_Insulation_2022 | B | 100% | 3.696% | 18.29% | 1 | 0 | 0.09 | No applicable non-energy benefitsIncludes PSE NEI data where applicable. | No applicable non-energy benefits | System | System
Thurston County | Single Family - Highly Impacted | Heat Room Gas | Existing | LIW: Insulation - Attic - R0 to R49 - SF - TG | Attic insulation: R0 to R49; single family; natural gas | 0 | 2024 | 2050 | 969.9099 | per Home | 0 | 1 | 45 | PSE Businss Case: APPROVED_Measure Case_Insulation_2022 | 62.8502 | 17.86% | Per Unit Savings from PSE Business Case: APPROVED_Measure Case_Insulation_2022. Assuming an end use ratio of 90% for Heat Room Gas and applying to the reported PSE Business Case Savings. | 0 | Per Unit Savings from PSE Business Case: APPROVED_Measure Case_Insulation_2022. Assuming an end use ratio of 90% for Heat Room Gas and applying to the reported PSE Business Case Savings. | 0 | Full | 0 | 0 | 0 | 2356.881 | 0 | 0 | 0 | Existing conditions, assuming no cost | PSE Businss Case: APPROVED_Measure Case_Insulation_2022 | B | 100% | 3.696% | 18.29% | 1 | 0 | 0.09 | No applicable non-energy benefitsIncludes PSE NEI data where applicable. | No applicable non-energy benefits | System | System
Thurston County | Single Family - Highly Impacted | Heat Central Gas Boiler | Existing | LIW: Insulation - Attic - R11 to R49 - SF - TG | Attic insulation: R11 to R49; single family; natural gas | 0 | 2024 | 2050 | 969.9099 | per Home | 0 | 1 | 45 | PSE Businss Case: APPROVED_Measure Case_Insulation_2022 | 31.5648 | 6.788% | Per Unit Savings from PSE Business Case: APPROVED_Measure Case_Insulation_2022. End use ratio of 100% for Heat Central Gas Boiler. | 0 | Per Unit Savings from PSE Business Case: APPROVED_Measure Case_Insulation_2022. End use ratio of 100% for Heat Central Gas Boiler. | 0 | Full | 0 | 0 | 0 | 1765.2359 | 0 | 0 | 0 | Existing conditions, assuming no cost | PSE Businss Case: APPROVED_Measure Case_Insulation_2022 | C | 100% | 20.16% | 42.9% | 1 | 0 | 0.12 | No applicable non-energy benefitsIncludes PSE NEI data where applicable. | No applicable non-energy benefits | System | System
Thurston County | Single Family - Highly Impacted | Heat Central Gas Furnace | Existing | LIW: Insulation - Attic - R11 to R49 - SF - TG | Attic insulation: R11 to R49; single family; natural gas | 0 | 2024 | 2050 | 969.9099 | per Home | 0 | 1 | 45 | PSE Businss Case: APPROVED_Measure Case_Insulation_2022 | 23.2778 | 6.788% | Per Unit Savings from PSE Business Case: APPROVED_Measure Case_Insulation_2022. End use ratio of 100% for Heat Central Gas Furnace. | 0 | Per Unit Savings from PSE Business Case: APPROVED_Measure Case_Insulation_2022. End use ratio of 100% for Heat Central Gas Furnace. | 0 | Full | 0 | 0 | 0 | 1765.2359 | 0 | 0 | 0 | Existing conditions, assuming no cost | PSE Businss Case: APPROVED_Measure Case_Insulation_2022 | C | 100% | 20.16% | 42.9% | 1 | 0 | 0.12 | No applicable non-energy benefitsIncludes PSE NEI data where applicable. | No applicable non-energy benefits | System | System
Thurston County | Single Family - Highly Impacted | Heat Room Gas | Existing | LIW: Insulation - Attic - R11 to R49 - SF - TG | Attic insulation: R11 to R49; single family; natural gas | 0 | 2024 | 2050 | 969.9099 | per Home | 0 | 1 | 45 | PSE Businss Case: APPROVED_Measure Case_Insulation_2022 | 21.493 | 6.109% | Per Unit Savings from PSE Business Case: APPROVED_Measure Case_Insulation_2022. Assuming an end use ratio of 90% for Heat Room Gas and applying to the reported PSE Business Case Savings. | 0 | Per Unit Savings from PSE Business Case: APPROVED_Measure Case_Insulation_2022. Assuming an end use ratio of 90% for Heat Room Gas and applying to the reported PSE Business Case Savings. | 0 | Full | 0 | 0 | 0 | 1765.2359 | 0 | 0 | 0 | Existing conditions, assuming no cost | PSE Businss Case: APPROVED_Measure Case_Insulation_2022 | C | 100% | 20.16% | 42.9% | 1 | 0 | 0.12 | No applicable non-energy benefitsIncludes PSE NEI data where applicable. | No applicable non-energy benefits | System | System
Thurston County | Single Family | Heat Central Gas Boiler | Existing | SFWX: Insulation - Attic - R0 to R49 - NG | Attic Insulation: R0 to R49; home heated with natural gas | 0 | 2024 | 2050 | 1181.8733 | per Home | 0 | 1 | 45 | PSE Businss Case: APPROVED_Measure Case_Insulation_2022 | 118.4658 | 18.33% | Per Unit Savings from PSE Business Case: APPROVED_Measure Case_Insulation_2022 | 0 | Per Unit Savings from PSE Business Case: APPROVED_Measure Case_Insulation_2022 | 0 | Full | 0 | 0 | 0 | 1760.9912 | 0 | 0 | 0 | Existing conditions, assuming no cost | PSE Businss Case: APPROVED_Measure Case_Insulation_2022 | B | 100% | 3.696% | 18.29% | 1 | 0 | 0.0433 | No applicable non-energy benefitsIncludes PSE NEI data where applicable. | No applicable non-energy benefits | System | System
Thurston County | Single Family | Heat Central Gas Furnace | Existing | SFWX: Insulation - Attic - R0 to R49 - NG | Attic Insulation: R0 to R49; home heated with natural gas | 0 | 2024 | 2050 | 1181.8733 | per Home | 0 | 1 | 45 | PSE Businss Case: APPROVED_Measure Case_Insulation_2022 | 87.3641 | 18.33% | Per Unit Savings from PSE Business Case: APPROVED_Measure Case_Insulation_2022 | 0 | Per Unit Savings from PSE Business Case: APPROVED_Measure Case_Insulation_2022 | 0 | Full | 0 | 0 | 0 | 1760.9912 | 0 | 0 | 0 | Existing conditions, assuming no cost | PSE Businss Case: APPROVED_Measure Case_Insulation_2022 | B | 100% | 3.696% | 18.29% | 1 | 0 | 0.0433 | No applicable non-energy benefitsIncludes PSE NEI data where applicable. | No applicable non-energy benefits | System | System
Thurston County | Single Family | Heat Room Gas | Existing | SFWX: Insulation - Attic - R0 to R49 - NG | Attic Insulation: R0 to R49; home heated with natural gas | 0 | 2024 | 2050 | 1181.8733 | per Home | 0 | 1 | 45 | PSE Businss Case: APPROVED_Measure Case_Insulation_2022 | 89.6282 | 18.33% | Per Unit Savings from PSE Business Case: APPROVED_Measure Case_Insulation_2022 | 0 | Per Unit Savings from PSE Business Case: APPROVED_Measure Case_Insulation_2022 | 0 | Full | 0 | 0 | 0 | 1760.9912 | 0 | 0 | 0 | Existing conditions, assuming no cost | PSE Businss Case: APPROVED_Measure Case_Insulation_2022 | B | 100% | 3.696% | 18.29% | 1 | 0 | 0.0433 | No applicable non-energy benefitsIncludes PSE NEI data where applicable. | No applicable non-energy benefits | System | System
Thurston County | Single Family | Heat Central Gas Boiler | Existing | SFWX: Insulation - Attic - R11 to R49 - NG | Attic Insulation: R11 to R49; home heated with natural gas | 0 | 2024 | 2050 | 1181.8733 | per Home | 0 | 1 | 45 | PSE Businss Case: APPROVED_Measure Case_Insulation_2022 | 41.1553 | 6.366% | Per Unit Savings from PSE Business Case: APPROVED_Measure Case_Insulation_2022 | 0 | Per Unit Savings from PSE Business Case: APPROVED_Measure Case_Insulation_2022 | 0 | Full | 0 | 0 | 0 | 1465.5229 | 0 | 0 | 0 | Existing conditions, assuming no cost | PSE Businss Case: APPROVED_Measure Case_Insulation_2022 | C | 100% | 20.16% | 42.9% | 1 | 0 | 0.0481 | No applicable non-energy benefitsIncludes PSE NEI data where applicable. | No applicable non-energy benefits | System | System
Thurston County | Single Family | Heat Central Gas Furnace | Existing | SFWX: Insulation - Attic - R11 to R49 - NG | Attic Insulation: R11 to R49; home heated with natural gas | 0 | 2024 | 2050 | 1181.8733 | per Home | 0 | 1 | 45 | PSE Businss Case: APPROVED_Measure Case_Insulation_2022 | 30.3505 | 6.366% | Per Unit Savings from PSE Business Case: APPROVED_Measure Case_Insulation_2022 | 0 | Per Unit Savings from PSE Business Case: APPROVED_Measure Case_Insulation_2022 | 0 | Full | 0 | 0 | 0 | 1465.5229 | 0 | 0 | 0 | Existing conditions, assuming no cost | PSE Businss Case: APPROVED_Measure Case_Insulation_2022 | C | 100% | 20.16% | 42.9% | 1 | 0 | 0.0481 | No applicable non-energy benefitsIncludes PSE NEI data where applicable. | No applicable non-energy benefits | System | System
Thurston County | Single Family | Heat Room Gas | Existing | SFWX: Insulation - Attic - R11 to R49 - NG | Attic Insulation: R11 to R49; home heated with natural gas | 0 | 2024 | 2050 | 1181.8733 | per Home | 0 | 1 | 45 | PSE Businss Case: APPROVED_Measure Case_Insulation_2022 | 31.1371 | 6.366% | Per Unit Savings from PSE Business Case: APPROVED_Measure Case_Insulation_2022 | 0 | Per Unit Savings from PSE Business Case: APPROVED_Measure Case_Insulation_2022 | 0 | Full | 0 | 0 | 0 | 1465.5229 | 0 | 0 | 0 | Existing conditions, assuming no cost | PSE Businss Case: APPROVED_Measure Case_Insulation_2022 | C | 100% | 20.16% | 42.9% | 1 | 0 | 0.0481 | No applicable non-energy benefitsIncludes PSE NEI data where applicable. | No applicable non-energy benefits | System | System
Thurston County | Manufactured | Heat Central Gas Boiler | Existing | SFWX: Insulation - Floor - R0 to R22 - NG - MH | Floor Insulation: R0 to R22; manufactured home heated with natural gas | 0 | 2024 | 2050 | 1549.1708 | per Home | 0 | 1 | 25 | PSE Businss Case: APPROVED_Measure Case_Insulation_2022 | 71.9272 | 12.32% | Per Unit Savings from PSE Business Case: APPROVED_Measure Case_Insulation_2022 | 0 | Per Unit Savings from PSE Business Case: APPROVED_Measure Case_Insulation_2022 | 0 | Full | 0 | 0 | 0 | 3594.0762 | 0 | 0 | 0 | Existing conditions, assuming no cost | PSE Businss Case: APPROVED_Measure Case_Insulation_2022 | H | 100% | 8.661% | 62.51% | 1 | 0 | 0.0917 | No applicable non-energy benefitsIncludes PSE NEI data where applicable. | No applicable non-energy benefits | System | System
Thurston County | Manufactured | Heat Central Gas Furnace | Existing | SFWX: Insulation - Floor - R0 to R22 - NG - MH | Floor Insulation: R0 to R22; manufactured home heated with natural gas | 0 | 2024 | 2050 | 1549.1708 | per Home | 0 | 1 | 25 | PSE Businss Case: APPROVED_Measure Case_Insulation_2022 | 53.0436 | 12.32% | Per Unit Savings from PSE Business Case: APPROVED_Measure Case_Insulation_2022 | 0 | Per Unit Savings from PSE Business Case: APPROVED_Measure Case_Insulation_2022 | 0 | Full | 0 | 0 | 0 | 3594.0762 | 0 | 0 | 0 | Existing conditions, assuming no cost | PSE Businss Case: APPROVED_Measure Case_Insulation_2022 | H | 100% | 8.661% | 62.51% | 1 | 0 | 0.0917 | No applicable non-energy benefitsIncludes PSE NEI data where applicable. | No applicable non-energy benefits | System | System
Thurston County | Manufactured | Heat Room Gas | Existing | SFWX: Insulation - Floor - R0 to R22 - NG - MH | Floor Insulation: R0 to R22; manufactured home heated with natural gas | 0 | 2024 | 2050 | 1549.1708 | per Home | 0 | 1 | 25 | PSE Businss Case: APPROVED_Measure Case_Insulation_2022 | 54.4183 | 12.32% | Per Unit Savings from PSE Business Case: APPROVED_Measure Case_Insulation_2022 | 0 | Per Unit Savings from PSE Business Case: APPROVED_Measure Case_Insulation_2022 | 0 | Full | 0 | 0 | 0 | 3594.0762 | 0 | 0 | 0 | Existing conditions, assuming no cost | PSE Businss Case: APPROVED_Measure Case_Insulation_2022 | H | 100% | 8.661% | 62.51% | 1 | 0 | 0.0917 | No applicable non-energy benefitsIncludes PSE NEI data where applicable. | No applicable non-energy benefits | System | System
Thurston County | Manufactured - Highly Impacted | Heat Central Gas Boiler | Existing | LIW: Insulation - Floor - R11 to R22 - MH - TE | Floor Insulation: R11 to R22; manufactured home heated with natural gas | 0 | 2024 | 2050 | 1201.0485 | per Home | 0 | 1 | 25 | PSE Businss Case: APPROVED_Measure Case_Insulation_2022 | 24.1036 | 5.326% | Per Unit Savings from PSE Business Case: APPROVED_Measure Case_Insulation_2022. End use ratio of 100% for Heat Central Gas Boiler. | 5.1475 | Per Unit Savings from PSE Business Case: APPROVED_Measure Case_Insulation_2022. End use ratio of 100% for Heat Central Gas Boiler. | 0 | Full | 0 | 0 | 0 | 2846.485 | 0 | 0 | 0 | Existing conditions, assuming no cost | PSE Businss Case: APPROVED_Measure Case_Insulation_2022 | I | 100% | 8.571% | 37.49% | 1 | 0 | 0.15 | No applicable non-energy benefitsIncludes PSE NEI data where applicable. | No applicable non-energy benefits | System | System
Thurston County | Manufactured - Highly Impacted | Heat Central Gas Furnace | Existing | LIW: Insulation - Floor - R11 to R22 - MH - TE | Floor Insulation: R11 to R22; manufactured home heated with natural gas | 0 | 2024 | 2050 | 1201.0485 | per Home | 0 | 1 | 25 | PSE Businss Case: APPROVED_Measure Case_Insulation_2022 | 17.7755 | 5.326% | Per Unit Savings from PSE Business Case: APPROVED_Measure Case_Insulation_2022. End use ratio of 100% for Heat Central Gas Furnace. | 15.6981 | Per Unit Savings from PSE Business Case: APPROVED_Measure Case_Insulation_2022. End use ratio of 100% for Heat Central Gas Furnace. | 0 | Full | 0 | 0 | 0 | 2846.485 | 0 | 0 | 0 | Existing conditions, assuming no cost | PSE Businss Case: APPROVED_Measure Case_Insulation_2022 | I | 100% | 8.571% | 37.49% | 1 | 0 | 0.15 | No applicable non-energy benefitsIncludes PSE NEI data where applicable. | No applicable non-energy benefits | System | System
Thurston County | Manufactured - Highly Impacted | Heat Room Gas | Existing | LIW: Insulation - Floor - R11 to R22 - MH - TE | Floor Insulation: R11 to R22; manufactured home heated with natural gas | 0 | 2024 | 2050 | 1201.0485 | per Home | 0 | 1 | 25 | PSE Businss Case: APPROVED_Measure Case_Insulation_2022 | 15.998 | 4.673% | Per Unit Savings from PSE Business Case: APPROVED_Measure Case_Insulation_2022. Assuming an end use ratio of 90% for Heat Room Gas and applying to the reported PSE Business Case Savings. | 4.7442 | Per Unit Savings from PSE Business Case: APPROVED_Measure Case_Insulation_2022. Assuming an end use ratio of 90% for Heat Room Gas and applying to the reported PSE Business Case Savings. | 0 | Full | 0 | 0 | 0 | 2846.485 | 0 | 0 | 0 | Existing conditions, assuming no cost | PSE Businss Case: APPROVED_Measure Case_Insulation_2022 | I | 100% | 8.571% | 37.49% | 1 | 0 | 0.15 | No applicable non-energy benefitsIncludes PSE NEI data where applicable. | No applicable non-energy benefits | System | System
Thurston County | Single Family | Heat Central Gas Boiler | Existing | SFWX: Insulation - Floor - R0 to R30 - NG | Floor Insulation: R0 to R30; home heated with natural gas | 0 | 2024 | 2050 | 1181.8733 | per Home | 0 | 1 | 45 | PSE Businss Case: APPROVED_Measure Case_Insulation_2022 | 44.2324 | 6.842% | Per Unit Savings from PSE Business Case: APPROVED_Measure Case_Insulation_2022 | 0 | Per Unit Savings from PSE Business Case: APPROVED_Measure Case_Insulation_2022 | 0 | Full | 0 | 0 | 0 | 1666.4414 | 0 | 0 | 0 | Existing conditions, assuming no cost | PSE Businss Case: APPROVED_Measure Case_Insulation_2022 | L | 100% | 6.068% | 100% | 1 | 0 | 0.0403 | No applicable non-energy benefitsIncludes PSE NEI data where applicable. | No applicable non-energy benefits | System | System
Thurston County | Single Family | Heat Central Gas Furnace | Existing | SFWX: Insulation - Floor - R0 to R30 - NG | Floor Insulation: R0 to R30; home heated with natural gas | 0 | 2024 | 2050 | 1181.8733 | per Home | 0 | 1 | 45 | PSE Businss Case: APPROVED_Measure Case_Insulation_2022 | 32.6197 | 6.842% | Per Unit Savings from PSE Business Case: APPROVED_Measure Case_Insulation_2022 | 0 | Per Unit Savings from PSE Business Case: APPROVED_Measure Case_Insulation_2022 | 0 | Full | 0 | 0 | 0 | 1666.4414 | 0 | 0 | 0 | Existing conditions, assuming no cost | PSE Businss Case: APPROVED_Measure Case_Insulation_2022 | L | 100% | 6.068% | 100% | 1 | 0 | 0.0403 | No applicable non-energy benefitsIncludes PSE NEI data where applicable. | No applicable non-energy benefits | System | System
Thurston County | Single Family | Heat Room Gas | Existing | SFWX: Insulation - Floor - R0 to R30 - NG | Floor Insulation: R0 to R30; home heated with natural gas | 0 | 2024 | 2050 | 1181.8733 | per Home | 0 | 1 | 45 | PSE Businss Case: APPROVED_Measure Case_Insulation_2022 | 33.4651 | 6.842% | Per Unit Savings from PSE Business Case: APPROVED_Measure Case_Insulation_2022 | 0 | Per Unit Savings from PSE Business Case: APPROVED_Measure Case_Insulation_2022 | 0 | Full | 0 | 0 | 0 | 1666.4414 | 0 | 0 | 0 | Existing conditions, assuming no cost | PSE Businss Case: APPROVED_Measure Case_Insulation_2022 | L | 100% | 6.068% | 100% | 1 | 0 | 0.0403 | No applicable non-energy benefitsIncludes PSE NEI data where applicable. | No applicable non-energy benefits | System | System
Thurston County | Single Family | Heat Central Gas Boiler | Existing | SFWX: Insulation - Wall - R0 to R13 - NG | Wall insulation: R0 to R13: home heated with natural gas | 0 | 2024 | 2050 | 2423.4322 | per Home | 0 | 1 | 45 | PSE Businss Case: APPROVED_Measure Case_Insulation_2022 | 175.8762 | 27.21% | Per Unit Savings from PSE Business Case: APPROVED_Measure Case_Insulation_2022 | 0 | Per Unit Savings from PSE Business Case: APPROVED_Measure Case_Insulation_2022 | 0 | Full | 0 | 0 | 0 | 3780.5542 | 0 | 0 | 0 | Existing conditions, assuming no cost | PSE Businss Case: APPROVED_Measure Case_Insulation_2022 | M | 100% | 6.485% | 100% | 1 | 0 | 0.0417 | No applicable non-energy benefitsIncludes PSE NEI data where applicable. | No applicable non-energy benefits | System | System
Thurston County | Single Family | Heat Central Gas Furnace | Existing | SFWX: Insulation - Wall - R0 to R13 - NG | Wall insulation: R0 to R13: home heated with natural gas | 0 | 2024 | 2050 | 2423.4322 | per Home | 0 | 1 | 45 | PSE Businss Case: APPROVED_Measure Case_Insulation_2022 | 129.7021 | 27.21% | Per Unit Savings from PSE Business Case: APPROVED_Measure Case_Insulation_2022 | 0 | Per Unit Savings from PSE Business Case: APPROVED_Measure Case_Insulation_2022 | 0 | Full | 0 | 0 | 0 | 3780.5542 | 0 | 0 | 0 | Existing conditions, assuming no cost | PSE Businss Case: APPROVED_Measure Case_Insulation_2022 | M | 100% | 6.485% | 100% | 1 | 0 | 0.0417 | No applicable non-energy benefitsIncludes PSE NEI data where applicable. | No applicable non-energy benefits | System | System
Thurston County | Single Family | Heat Room Gas | Existing | SFWX: Insulation - Wall - R0 to R13 - NG | Wall insulation: R0 to R13: home heated with natural gas | 0 | 2024 | 2050 | 2423.4322 | per Home | 0 | 1 | 45 | PSE Businss Case: APPROVED_Measure Case_Insulation_2022 | 133.0635 | 27.21% | Per Unit Savings from PSE Business Case: APPROVED_Measure Case_Insulation_2022 | 0 | Per Unit Savings from PSE Business Case: APPROVED_Measure Case_Insulation_2022 | 0 | Full | 0 | 0 | 0 | 3780.5542 | 0 | 0 | 0 | Existing conditions, assuming no cost | PSE Businss Case: APPROVED_Measure Case_Insulation_2022 | M | 100% | 6.485% | 100% | 1 | 0 | 0.0417 | No applicable non-energy benefitsIncludes PSE NEI data where applicable. | No applicable non-energy benefits | System | System
Thurston County | Multifamily | Heat Central Gas Boiler | Existing | Insulation - Attic - R0 to R38 - NG | Attic insulation: R0 to R38; natural gas heating | 0 | 2024 | 2050 | 911.2552 | per Home | 0 | 1 | 45 | PSE Businss Case: APPROVED_Measure Case_Insulation_2022 | 39.5412 | 9.276% | Per Unit Savings from PSE Business Case: APPROVED_Measure Case_Insulation_2022. End use ratio of 100% for Heat Central Gas Boiler. | 0 | Per Unit Savings from PSE Business Case: APPROVED_Measure Case_Insulation_2022. End use ratio of 100% for Heat Central Gas Boiler. | 0 | Full | 0 | 0 | 0 | 1749.61 | 0 | 0 | 0 | Existing conditions, assuming no cost | PSE Businss Case: APPROVED_Measure Case_Insulation_2022 | B | 100% | 0.6698% | 57.84% | 1 | 0 | 0 | No applicable non-energy benefitsIncludes PSE NEI data where applicable. | No applicable non-energy benefits | System | System
Thurston County | Multifamily | Heat Central Gas Furnace | Existing | Insulation - Attic - R0 to R38 - NG | Attic insulation: R0 to R38; natural gas heating | 0 | 2024 | 2050 | 911.2552 | per Home | 0 | 1 | 45 | PSE Businss Case: APPROVED_Measure Case_Insulation_2022 | 29.1602 | 9.276% | Per Unit Savings from PSE Business Case: APPROVED_Measure Case_Insulation_2022. End use ratio of 100% for Heat Central Gas Furnace. | 0 | Per Unit Savings from PSE Business Case: APPROVED_Measure Case_Insulation_2022. End use ratio of 100% for Heat Central Gas Furnace. | 0 | Full | 0 | 0 | 0 | 1749.61 | 0 | 0 | 0 | Existing conditions, assuming no cost | PSE Businss Case: APPROVED_Measure Case_Insulation_2022 | B | 100% | 0.6698% | 57.84% | 1 | 0 | 0 | No applicable non-energy benefitsIncludes PSE NEI data where applicable. | No applicable non-energy benefits | System | System
Thurston County | Multifamily | Heat Room Gas | Existing | Insulation - Attic - R0 to R38 - NG | Attic insulation: R0 to R38; natural gas heating | 0 | 2024 | 2050 | 911.2552 | per Home | 0 | 1 | 45 | PSE Businss Case: APPROVED_Measure Case_Insulation_2022 | 26.2442 | 8.137% | Per Unit Savings from PSE Business Case: APPROVED_Measure Case_Insulation_2022. Assuming an end use ratio of 90% for Heat Room Gas and applying to the reported PSE Business Case Savings. | 0 | Per Unit Savings from PSE Business Case: APPROVED_Measure Case_Insulation_2022. Assuming an end use ratio of 90% for Heat Room Gas and applying to the reported PSE Business Case Savings. | 0 | Full | 0 | 0 | 0 | 1749.61 | 0 | 0 | 0 | Existing conditions, assuming no cost | PSE Businss Case: APPROVED_Measure Case_Insulation_2022 | B | 100% | 0.6698% | 57.84% | 1 | 0 | 0 | No applicable non-energy benefitsIncludes PSE NEI data where applicable. | No applicable non-energy benefits | System | System
Thurston County | Multifamily | Heat Central Gas Boiler | Existing | Insulation - Attic - R11 to R38 - NG | Attic insulation: R11 to R38; natural gas heating | 0 | 2024 | 2050 | 911.2552 | per Home | 0 | 1 | 45 | PSE Businss Case: APPROVED_Measure Case_Insulation_2022 | 29.6559 | 6.957% | Per Unit Savings from PSE Business Case: APPROVED_Measure Case_Insulation_2022. End use ratio of 100% for Heat Central Gas Boiler. | 0 | Per Unit Savings from PSE Business Case: APPROVED_Measure Case_Insulation_2022. End use ratio of 100% for Heat Central Gas Boiler. | 0 | Full | 0 | 0 | 0 | 1448.8958 | 0 | 0 | 0 | Existing conditions, assuming no cost | PSE Businss Case: APPROVED_Measure Case_Insulation_2022 | C | 100% | 0.5073% | 10% | 1 | 0 | 0 | No applicable non-energy benefitsIncludes PSE NEI data where applicable. | No applicable non-energy benefits | System | System
Thurston County | Multifamily | Heat Central Gas Furnace | Existing | Insulation - Attic - R11 to R38 - NG | Attic insulation: R11 to R38; natural gas heating | 0 | 2024 | 2050 | 911.2552 | per Home | 0 | 1 | 45 | PSE Businss Case: APPROVED_Measure Case_Insulation_2022 | 21.8701 | 6.957% | Per Unit Savings from PSE Business Case: APPROVED_Measure Case_Insulation_2022. End use ratio of 100% for Heat Central Gas Furnace. | 0 | Per Unit Savings from PSE Business Case: APPROVED_Measure Case_Insulation_2022. End use ratio of 100% for Heat Central Gas Furnace. | 0 | Full | 0 | 0 | 0 | 1448.8958 | 0 | 0 | 0 | Existing conditions, assuming no cost | PSE Businss Case: APPROVED_Measure Case_Insulation_2022 | C | 100% | 0.5073% | 10% | 1 | 0 | 0 | No applicable non-energy benefitsIncludes PSE NEI data where applicable. | No applicable non-energy benefits | System | System
Thurston County | Multifamily | Heat Room Gas | Existing | Insulation - Attic - R11 to R38 - NG | Attic insulation: R11 to R38; natural gas heating | 0 | 2024 | 2050 | 911.2552 | per Home | 0 | 1 | 45 | PSE Businss Case: APPROVED_Measure Case_Insulation_2022 | 20.1932 | 6.261% | Per Unit Savings from PSE Business Case: APPROVED_Measure Case_Insulation_2022. Assuming an end use ratio of 90% for Heat Room Gas and applying to the reported PSE Business Case Savings. | 0 | Per Unit Savings from PSE Business Case: APPROVED_Measure Case_Insulation_2022. Assuming an end use ratio of 90% for Heat Room Gas and applying to the reported PSE Business Case Savings. | 0 | Full | 0 | 0 | 0 | 1448.8958 | 0 | 0 | 0 | Existing conditions, assuming no cost | PSE Businss Case: APPROVED_Measure Case_Insulation_2022 | C | 100% | 0.5073% | 10% | 1 | 0 | 0 | No applicable non-energy benefitsIncludes PSE NEI data where applicable. | No applicable non-energy benefits | System | System
Thurston County | Multifamily - Highly Impacted | Heat Central Gas Boiler | Existing | Insulation - Attic - R11 to R38 - NG | Attic insulation: R11 to R38; natural gas heating | 0 | 2024 | 2050 | 773.4304 | per Home | 0 | 1 | 45 | PSE Businss Case: APPROVED_Measure Case_Insulation_2022 | 25.1705 | 6.957% | Per Unit Savings from PSE Business Case: APPROVED_Measure Case_Insulation_2022. End use ratio of 100% for Heat Central Gas Boiler. | 0 | Per Unit Savings from PSE Business Case: APPROVED_Measure Case_Insulation_2022. End use ratio of 100% for Heat Central Gas Boiler. | 0 | Full | 0 | 0 | 0 | 1229.7544 | 0 | 0 | 0 | Existing conditions, assuming no cost | PSE Businss Case: APPROVED_Measure Case_Insulation_2022 | C | 100% | 0.5073% | 10% | 1 | 0 | 0 | No applicable non-energy benefitsIncludes PSE NEI data where applicable. | No applicable non-energy benefits | System | System
Thurston County | Multifamily - Highly Impacted | Heat Central Gas Furnace | Existing | Insulation - Attic - R11 to R38 - NG | Attic insulation: R11 to R38; natural gas heating | 0 | 2024 | 2050 | 773.4304 | per Home | 0 | 1 | 45 | PSE Businss Case: APPROVED_Measure Case_Insulation_2022 | 18.5623 | 6.957% | Per Unit Savings from PSE Business Case: APPROVED_Measure Case_Insulation_2022. End use ratio of 100% for Heat Central Gas Furnace. | 0 | Per Unit Savings from PSE Business Case: APPROVED_Measure Case_Insulation_2022. End use ratio of 100% for Heat Central Gas Furnace. | 0 | Full | 0 | 0 | 0 | 1229.7544 | 0 | 0 | 0 | Existing conditions, assuming no cost | PSE Businss Case: APPROVED_Measure Case_Insulation_2022 | C | 100% | 0.5073% | 10% | 1 | 0 | 0 | No applicable non-energy benefitsIncludes PSE NEI data where applicable. | No applicable non-energy benefits | System | System
Thurston County | Multifamily - Highly Impacted | Heat Room Gas | Existing | Insulation - Attic - R11 to R38 - NG | Attic insulation: R11 to R38; natural gas heating | 0 | 2024 | 2050 | 773.4304 | per Home | 0 | 1 | 45 | PSE Businss Case: APPROVED_Measure Case_Insulation_2022 | 17.1391 | 6.261% | Per Unit Savings from PSE Business Case: APPROVED_Measure Case_Insulation_2022. Assuming an end use ratio of 90% for Heat Room Gas and applying to the reported PSE Business Case Savings. | 0 | Per Unit Savings from PSE Business Case: APPROVED_Measure Case_Insulation_2022. Assuming an end use ratio of 90% for Heat Room Gas and applying to the reported PSE Business Case Savings. | 0 | Full | 0 | 0 | 0 | 1229.7544 | 0 | 0 | 0 | Existing conditions, assuming no cost | PSE Businss Case: APPROVED_Measure Case_Insulation_2022 | C | 100% | 0.5073% | 10% | 1 | 0 | 0 | No applicable non-energy benefitsIncludes PSE NEI data where applicable. | No applicable non-energy benefits | System | System
Thurston County | Multifamily | Heat Central Gas Boiler | Existing | MFRFT: Insulation - Floor - R0 to R30 - NG | Floor insulation: R0 to R30; natural gas heating | 0 | 2024 | 2050 | 911.2552 | per Home | 0 | 1 | 45 | PSE Businss Case: APPROVED_Measure Case_Insulation_2022 | 59.3118 | 13.91% | Per Unit Savings from PSE Business Case: APPROVED_Measure Case_Insulation_2022. End use ratio of 100% for Heat Central Gas Boiler. | 0 | Per Unit Savings from PSE Business Case: APPROVED_Measure Case_Insulation_2022. End use ratio of 100% for Heat Central Gas Boiler. | 0 | Full | 0 | 0 | 0 | 1448.8958 | 0 | 0 | 0 | Existing conditions, assuming no cost | PSE Businss Case: APPROVED_Measure Case_Insulation_2022 | J | 100% | 23.08% | 66.69% | 1 | 0 | 0 | No applicable non-energy benefitsIncludes PSE NEI data where applicable. | No applicable non-energy benefits | System | System
Thurston County | Multifamily | Heat Central Gas Furnace | Existing | MFRFT: Insulation - Floor - R0 to R30 - NG | Floor insulation: R0 to R30; natural gas heating | 0 | 2024 | 2050 | 911.2552 | per Home | 0 | 1 | 45 | PSE Businss Case: APPROVED_Measure Case_Insulation_2022 | 43.7403 | 13.91% | Per Unit Savings from PSE Business Case: APPROVED_Measure Case_Insulation_2022. End use ratio of 100% for Heat Central Gas Furnace. | 0 | Per Unit Savings from PSE Business Case: APPROVED_Measure Case_Insulation_2022. End use ratio of 100% for Heat Central Gas Furnace. | 0 | Full | 0 | 0 | 0 | 1448.8958 | 0 | 0 | 0 | Existing conditions, assuming no cost | PSE Businss Case: APPROVED_Measure Case_Insulation_2022 | J | 100% | 23.08% | 66.69% | 1 | 0 | 0 | No applicable non-energy benefitsIncludes PSE NEI data where applicable. | No applicable non-energy benefits | System | System
Thurston County | Multifamily | Heat Room Gas | Existing | MFRFT: Insulation - Floor - R0 to R30 - NG | Floor insulation: R0 to R30; natural gas heating | 0 | 2024 | 2050 | 911.2552 | per Home | 0 | 1 | 45 | PSE Businss Case: APPROVED_Measure Case_Insulation_2022 | 39.3662 | 12.21% | Per Unit Savings from PSE Business Case: APPROVED_Measure Case_Insulation_2022. Assuming an end use ratio of 90% for Heat Room Gas and applying to the reported PSE Business Case Savings. | 0 | Per Unit Savings from PSE Business Case: APPROVED_Measure Case_Insulation_2022. Assuming an end use ratio of 90% for Heat Room Gas and applying to the reported PSE Business Case Savings. | 0 | Full | 0 | 0 | 0 | 1448.8958 | 0 | 0 | 0 | Existing conditions, assuming no cost | PSE Businss Case: APPROVED_Measure Case_Insulation_2022 | J | 100% | 23.08% | 66.69% | 1 | 0 | 0 | No applicable non-energy benefitsIncludes PSE NEI data where applicable. | No applicable non-energy benefits | System | System
Thurston County | Multifamily | Heat Central Gas Boiler | Existing | MFRFT: Insulation - Wall - R0 to R11 - NG | Wall insulation: R0 to R11; natural gas heating | 0 | 2024 | 2050 | 301.87 | per Home | 0 | 1 | 45 | PSE Businss Case: APPROVED_Measure Case_Insulation_2022 | 32.7469 | 7.682% | Per Unit Savings from PSE Business Case: APPROVED_Measure Case_Insulation_2022. End use ratio of 100% for Heat Central Gas Boiler. | 0 | Per Unit Savings from PSE Business Case: APPROVED_Measure Case_Insulation_2022. End use ratio of 100% for Heat Central Gas Boiler. | 0 | Full | 0 | 0 | 0 | 498.0856 | 0 | 0 | 0 | Existing conditions, assuming no cost | PSE Businss Case: APPROVED_Measure Case_Insulation_2022 | M | 100% | 7.774% | 100% | 1 | 0 | 0 | No applicable non-energy benefitsIncludes PSE NEI data where applicable. | No applicable non-energy benefits | System | System
Thurston County | Multifamily | Heat Central Gas Furnace | Existing | MFRFT: Insulation - Wall - R0 to R11 - NG | Wall insulation: R0 to R11; natural gas heating | 0 | 2024 | 2050 | 301.87 | per Home | 0 | 1 | 45 | PSE Businss Case: APPROVED_Measure Case_Insulation_2022 | 24.1496 | 7.682% | Per Unit Savings from PSE Business Case: APPROVED_Measure Case_Insulation_2022. End use ratio of 100% for Heat Central Gas Furnace. | 0 | Per Unit Savings from PSE Business Case: APPROVED_Measure Case_Insulation_2022. End use ratio of 100% for Heat Central Gas Furnace. | 0 | Full | 0 | 0 | 0 | 498.0856 | 0 | 0 | 0 | Existing conditions, assuming no cost | PSE Businss Case: APPROVED_Measure Case_Insulation_2022 | M | 100% | 7.774% | 100% | 1 | 0 | 0 | No applicable non-energy benefitsIncludes PSE NEI data where applicable. | No applicable non-energy benefits | System | System
Thurston County | Multifamily | Heat Room Gas | Existing | MFRFT: Insulation - Wall - R0 to R11 - NG | Wall insulation: R0 to R11; natural gas heating | 0 | 2024 | 2050 | 301.87 | per Home | 0 | 1 | 45 | PSE Businss Case: APPROVED_Measure Case_Insulation_2022 | 21.7346 | 6.739% | Per Unit Savings from PSE Business Case: APPROVED_Measure Case_Insulation_2022. Assuming an end use ratio of 90% for Heat Room Gas and applying to the reported PSE Business Case Savings. | 0 | Per Unit Savings from PSE Business Case: APPROVED_Measure Case_Insulation_2022. Assuming an end use ratio of 90% for Heat Room Gas and applying to the reported PSE Business Case Savings. | 0 | Full | 0 | 0 | 0 | 498.0856 | 0 | 0 | 0 | Existing conditions, assuming no cost | PSE Businss Case: APPROVED_Measure Case_Insulation_2022 | M | 100% | 7.774% | 100% | 1 | 0 | 0 | No applicable non-energy benefitsIncludes PSE NEI data where applicable. | No applicable non-energy benefits | System | System
Thurston County | Manufactured - Highly Impacted | Heat Central Gas Boiler | Existing | LIW: Insulation - Attic - R0 to R22 - MH - TG | Attic insulation: R0 to R22; mobile home; gas | 0 | 2024 | 2050 | 1201.0485 | per Home | 0 | 1 | 25 | PSE Businss Case: APPROVED_Measure Case_Insulation_2022 | 39.087 | 8.637% | Per Unit Savings from PSE Business Case: APPROVED_Measure Case_Insulation_2022. End use ratio of 100% for Heat Central Gas Boiler. | 0 | Per Unit Savings from PSE Business Case: APPROVED_Measure Case_Insulation_2022. End use ratio of 100% for Heat Central Gas Boiler. | 0 | Full | 0 | 0 | 0 | 1861.6252 | 0 | 0 | 0 | Existing conditions, assuming no cost | PSE Businss Case: APPROVED_Measure Case_Insulation_2022 | B | 100% | 2.14% | 100% | 1 | 0 | 0.12 | No applicable non-energy benefitsIncludes PSE NEI data where applicable. | No applicable non-energy benefits | System | System
Thurston County | Manufactured - Highly Impacted | Heat Central Gas Furnace | Existing | LIW: Insulation - Attic - R0 to R22 - MH - TG | Attic insulation: R0 to R22; mobile home; gas | 0 | 2024 | 2050 | 1201.0485 | per Home | 0 | 1 | 25 | PSE Businss Case: APPROVED_Measure Case_Insulation_2022 | 28.8252 | 8.637% | Per Unit Savings from PSE Business Case: APPROVED_Measure Case_Insulation_2022. End use ratio of 100% for Heat Central Gas Furnace. | 0 | Per Unit Savings from PSE Business Case: APPROVED_Measure Case_Insulation_2022. End use ratio of 100% for Heat Central Gas Furnace. | 0 | Full | 0 | 0 | 0 | 1861.6252 | 0 | 0 | 0 | Existing conditions, assuming no cost | PSE Businss Case: APPROVED_Measure Case_Insulation_2022 | B | 100% | 2.14% | 100% | 1 | 0 | 0.12 | No applicable non-energy benefitsIncludes PSE NEI data where applicable. | No applicable non-energy benefits | System | System
Thurston County | Manufactured - Highly Impacted | Heat Room Gas | Existing | LIW: Insulation - Attic - R0 to R22 - MH - TG | Attic insulation: R0 to R22; mobile home; gas | 0 | 2024 | 2050 | 1201.0485 | per Home | 0 | 1 | 25 | PSE Businss Case: APPROVED_Measure Case_Insulation_2022 | 25.9426 | 7.577% | Per Unit Savings from PSE Business Case: APPROVED_Measure Case_Insulation_2022. Assuming an end use ratio of 90% for Heat Room Gas and applying to the reported PSE Business Case Savings. | 0 | Per Unit Savings from PSE Business Case: APPROVED_Measure Case_Insulation_2022. Assuming an end use ratio of 90% for Heat Room Gas and applying to the reported PSE Business Case Savings. | 0 | Full | 0 | 0 | 0 | 1861.6252 | 0 | 0 | 0 | Existing conditions, assuming no cost | PSE Businss Case: APPROVED_Measure Case_Insulation_2022 | B | 100% | 2.14% | 100% | 1 | 0 | 0.12 | No applicable non-energy benefitsIncludes PSE NEI data where applicable. | No applicable non-energy benefits | System | System
Thurston County | Manufactured | Heat Central Gas Boiler | Existing | Insulation - Attic - R0 to R22 - NG - MH - Pre HUD | Attic insulation: R0 to R22; Pre-HUD manufactured home heated with natural gas | 0 | 2024 | 2050 | 1549.1708 | per Home | 0 | 1 | 25 | PSE Businss Case: APPROVED_Measure Case_Insulation_2022 | 52.2649 | 8.954% | Per Unit Savings from PSE Business Case: APPROVED_Measure Case_Insulation_2022 | 0 | Per Unit Savings from PSE Business Case: APPROVED_Measure Case_Insulation_2022 | 0 | Full | 0 | 0 | 0 | 5034.805 | 0 | 0 | 0 | Existing conditions, assuming no cost | PSE Businss Case: APPROVED_Measure Case_Insulation_2022 | B | 100% | 2.14% | 100% | 1 | 0 | 0.0534 | No applicable non-energy benefitsIncludes PSE NEI data where applicable. | No applicable non-energy benefits | System | System
Thurston County | Manufactured | Heat Central Gas Furnace | Existing | Insulation - Attic - R0 to R22 - NG - MH - Pre HUD | Attic insulation: R0 to R22; Pre-HUD manufactured home heated with natural gas | 0 | 2024 | 2050 | 1549.1708 | per Home | 0 | 1 | 25 | PSE Businss Case: APPROVED_Measure Case_Insulation_2022 | 38.5434 | 8.954% | Per Unit Savings from PSE Business Case: APPROVED_Measure Case_Insulation_2022 | 0 | Per Unit Savings from PSE Business Case: APPROVED_Measure Case_Insulation_2022 | 0 | Full | 0 | 0 | 0 | 5034.805 | 0 | 0 | 0 | Existing conditions, assuming no cost | PSE Businss Case: APPROVED_Measure Case_Insulation_2022 | B | 100% | 2.14% | 100% | 1 | 0 | 0.0534 | No applicable non-energy benefitsIncludes PSE NEI data where applicable. | No applicable non-energy benefits | System | System
Thurston County | Manufactured | Heat Room Gas | Existing | Insulation - Attic - R0 to R22 - NG - MH - Pre HUD | Attic insulation: R0 to R22; Pre-HUD manufactured home heated with natural gas | 0 | 2024 | 2050 | 1549.1708 | per Home | 0 | 1 | 25 | PSE Businss Case: APPROVED_Measure Case_Insulation_2022 | 39.5423 | 8.954% | Per Unit Savings from PSE Business Case: APPROVED_Measure Case_Insulation_2022 | 0 | Per Unit Savings from PSE Business Case: APPROVED_Measure Case_Insulation_2022 | 0 | Full | 0 | 0 | 0 | 5034.805 | 0 | 0 | 0 | Existing conditions, assuming no cost | PSE Businss Case: APPROVED_Measure Case_Insulation_2022 | B | 100% | 2.14% | 100% | 1 | 0 | 0.0534 | No applicable non-energy benefitsIncludes PSE NEI data where applicable. | No applicable non-energy benefits | System | System
Thurston County | Manufactured | Heat Central Gas Boiler | Existing | Insulation - Attic - R0 to R30 - NG - MH - HUD | Attic insulation: R0 to R30; HUD manufactured home heated with natural gas | 0 | 2024 | 2050 | 1549.1708 | per Home | 0 | 1 | 25 | PSE Businss Case: APPROVED_Measure Case_Insulation_2022 | 70.4147 | 12.06% | Per Unit Savings from PSE Business Case: APPROVED_Measure Case_Insulation_2022 | 0 | Per Unit Savings from PSE Business Case: APPROVED_Measure Case_Insulation_2022 | 0 | Full | 0 | 0 | 0 | 6475.5338 | 0 | 0 | 0 | Existing conditions, assuming no cost | PSE Businss Case: APPROVED_Measure Case_Insulation_2022 | B | 100% | 38.94% | 100% | 1 | 0 | 0 | No applicable non-energy benefitsIncludes PSE NEI data where applicable. | No applicable non-energy benefits | System | System
Thurston County | Manufactured | Heat Central Gas Furnace | Existing | Insulation - Attic - R0 to R30 - NG - MH - HUD | Attic insulation: R0 to R30; HUD manufactured home heated with natural gas | 0 | 2024 | 2050 | 1549.1708 | per Home | 0 | 1 | 25 | PSE Businss Case: APPROVED_Measure Case_Insulation_2022 | 51.9282 | 12.06% | Per Unit Savings from PSE Business Case: APPROVED_Measure Case_Insulation_2022 | 0 | Per Unit Savings from PSE Business Case: APPROVED_Measure Case_Insulation_2022 | 0 | Full | 0 | 0 | 0 | 6475.5338 | 0 | 0 | 0 | Existing conditions, assuming no cost | PSE Businss Case: APPROVED_Measure Case_Insulation_2022 | B | 100% | 38.94% | 100% | 1 | 0 | 0 | No applicable non-energy benefitsIncludes PSE NEI data where applicable. | No applicable non-energy benefits | System | System
Thurston County | Manufactured | Heat Room Gas | Existing | Insulation - Attic - R0 to R30 - NG - MH - HUD | Attic insulation: R0 to R30; HUD manufactured home heated with natural gas | 0 | 2024 | 2050 | 1549.1708 | per Home | 0 | 1 | 25 | PSE Businss Case: APPROVED_Measure Case_Insulation_2022 | 53.274 | 12.06% | Per Unit Savings from PSE Business Case: APPROVED_Measure Case_Insulation_2022 | 0 | Per Unit Savings from PSE Business Case: APPROVED_Measure Case_Insulation_2022 | 0 | Full | 0 | 0 | 0 | 6475.5338 | 0 | 0 | 0 | Existing conditions, assuming no cost | PSE Businss Case: APPROVED_Measure Case_Insulation_2022 | B | 100% | 38.94% | 100% | 1 | 0 | 0 | No applicable non-energy benefitsIncludes PSE NEI data where applicable. | No applicable non-energy benefits | System | System
Thurston County | Multifamily | Heat Central Gas Boiler | Existing | Insulation - Floor - R11 to R30 - GH - MF | R11 to R30 floor insulation: multi-family dwelling heated with natural gas | 0 | 2024 | 2050 | 911.2552 | per Home | 0 | 1 | 45 | PSE Businss Case: APPROVED_Measure Case_Insulation_2022 | 29.6559 | 6.957% | Per Unit Savings from PSE Business Case: APPROVED_Measure Case_Insulation_2022. End use ratio of 100% for Heat Central Gas Boiler. | 0 | Per Unit Savings from PSE Business Case: APPROVED_Measure Case_Insulation_2022. End use ratio of 100% for Heat Central Gas Boiler. | 0 | Full | 0 | 0 | 0 | 1448.8958 | 0 | 0 | 0 | Existing conditions, assuming no cost | PSE Businss Case: APPROVED_Measure Case_Insulation_2022 | K | 100% | 10.49% | 33.31% | 1 | 0 | 0 | No applicable non-energy benefitsIncludes PSE NEI data where applicable. | No applicable non-energy benefits | System | System
Thurston County | Multifamily | Heat Central Gas Furnace | Existing | Insulation - Floor - R11 to R30 - GH - MF | R11 to R30 floor insulation: multi-family dwelling heated with natural gas | 0 | 2024 | 2050 | 911.2552 | per Home | 0 | 1 | 45 | PSE Businss Case: APPROVED_Measure Case_Insulation_2022 | 21.8701 | 6.957% | Per Unit Savings from PSE Business Case: APPROVED_Measure Case_Insulation_2022. End use ratio of 100% for Heat Central Gas Furnace. | 0 | Per Unit Savings from PSE Business Case: APPROVED_Measure Case_Insulation_2022. End use ratio of 100% for Heat Central Gas Furnace. | 0 | Full | 0 | 0 | 0 | 1448.8958 | 0 | 0 | 0 | Existing conditions, assuming no cost | PSE Businss Case: APPROVED_Measure Case_Insulation_2022 | K | 100% | 10.49% | 33.31% | 1 | 0 | 0 | No applicable non-energy benefitsIncludes PSE NEI data where applicable. | No applicable non-energy benefits | System | System
Thurston County | Multifamily | Heat Room Gas | Existing | Insulation - Floor - R11 to R30 - GH - MF | R11 to R30 floor insulation: multi-family dwelling heated with natural gas | 0 | 2024 | 2050 | 911.2552 | per Home | 0 | 1 | 45 | PSE Businss Case: APPROVED_Measure Case_Insulation_2022 | 20.1932 | 6.261% | Per Unit Savings from PSE Business Case: APPROVED_Measure Case_Insulation_2022. Assuming an end use ratio of 90% for Heat Room Gas and applying to the reported PSE Business Case Savings. | 0 | Per Unit Savings from PSE Business Case: APPROVED_Measure Case_Insulation_2022. Assuming an end use ratio of 90% for Heat Room Gas and applying to the reported PSE Business Case Savings. | 0 | Full | 0 | 0 | 0 | 1448.8958 | 0 | 0 | 0 | Existing conditions, assuming no cost | PSE Businss Case: APPROVED_Measure Case_Insulation_2022 | K | 100% | 10.49% | 33.31% | 1 | 0 | 0 | No applicable non-energy benefitsIncludes PSE NEI data where applicable. | No applicable non-energy benefits | System | System
Thurston County | Multifamily - Highly Impacted | Heat Central Gas Boiler | Existing | LIW: Insulation - Floor - R11 to R30 - GH - MF | R11 to R30 floor insulation: multi-family dwelling heated with natural gas | 0 | 2024 | 2050 | 773.4304 | per Home | 0 | 1 | 45 | PSE Businss Case: APPROVED_Measure Case_Insulation_2022 | 25.1705 | 6.957% | Per Unit Savings from PSE Business Case: APPROVED_Measure Case_Insulation_2022. End use ratio of 100% for Heat Central Gas Boiler. | 0 | Per Unit Savings from PSE Business Case: APPROVED_Measure Case_Insulation_2022. End use ratio of 100% for Heat Central Gas Boiler. | 0 | Full | 0 | 0 | 0 | 1229.7544 | 0 | 0 | 0 | Existing conditions, assuming no cost | PSE Businss Case: APPROVED_Measure Case_Insulation_2022 | K | 100% | 10.49% | 33.31% | 1 | 0 | 0 | No applicable non-energy benefitsIncludes PSE NEI data where applicable. | No applicable non-energy benefits | System | System
Thurston County | Multifamily - Highly Impacted | Heat Central Gas Furnace | Existing | LIW: Insulation - Floor - R11 to R30 - GH - MF | R11 to R30 floor insulation: multi-family dwelling heated with natural gas | 0 | 2024 | 2050 | 773.4304 | per Home | 0 | 1 | 45 | PSE Businss Case: APPROVED_Measure Case_Insulation_2022 | 18.5623 | 6.957% | Per Unit Savings from PSE Business Case: APPROVED_Measure Case_Insulation_2022. End use ratio of 100% for Heat Central Gas Furnace. | 0 | Per Unit Savings from PSE Business Case: APPROVED_Measure Case_Insulation_2022. End use ratio of 100% for Heat Central Gas Furnace. | 0 | Full | 0 | 0 | 0 | 1229.7544 | 0 | 0 | 0 | Existing conditions, assuming no cost | PSE Businss Case: APPROVED_Measure Case_Insulation_2022 | K | 100% | 10.49% | 33.31% | 1 | 0 | 0 | No applicable non-energy benefitsIncludes PSE NEI data where applicable. | No applicable non-energy benefits | System | System
Thurston County | Multifamily - Highly Impacted | Heat Room Gas | Existing | LIW: Insulation - Floor - R11 to R30 - GH - MF | R11 to R30 floor insulation: multi-family dwelling heated with natural gas | 0 | 2024 | 2050 | 773.4304 | per Home | 0 | 1 | 45 | PSE Businss Case: APPROVED_Measure Case_Insulation_2022 | 17.1391 | 6.261% | Per Unit Savings from PSE Business Case: APPROVED_Measure Case_Insulation_2022. Assuming an end use ratio of 90% for Heat Room Gas and applying to the reported PSE Business Case Savings. | 0 | Per Unit Savings from PSE Business Case: APPROVED_Measure Case_Insulation_2022. Assuming an end use ratio of 90% for Heat Room Gas and applying to the reported PSE Business Case Savings. | 0 | Full | 0 | 0 | 0 | 1229.7544 | 0 | 0 | 0 | Existing conditions, assuming no cost | PSE Businss Case: APPROVED_Measure Case_Insulation_2022 | K | 100% | 10.49% | 33.31% | 1 | 0 | 0 | No applicable non-energy benefitsIncludes PSE NEI data where applicable. | No applicable non-energy benefits | System | System
Thurston County | Multifamily | Heat Central Gas Boiler | Existing | Insulation - Attic - R0 to R49 - GH - MF | R0 to R49 attic insulation: multi-family dwelling heated with natural gas | 0 | 2024 | 2050 | 911.2552 | per Home | 0 | 1 | 45 | PSE Businss Case: APPROVED_Measure Case_Insulation_2022 | 49.4265 | 11.59% | Per Unit Savings from PSE Business Case: APPROVED_Measure Case_Insulation_2022. End use ratio of 100% for Heat Central Gas Boiler. | 0 | Per Unit Savings from PSE Business Case: APPROVED_Measure Case_Insulation_2022. End use ratio of 100% for Heat Central Gas Boiler. | 0 | Full | 0 | 0 | 0 | 1658.4845 | 0 | 0 | 0 | Existing conditions, assuming no cost | PSE Businss Case: APPROVED_Measure Case_Insulation_2022 | B | 100% | 3.751% | 57.84% | 1 | 0 | 0 | No applicable non-energy benefitsIncludes PSE NEI data where applicable. | No applicable non-energy benefits | System | System
Thurston County | Multifamily | Heat Central Gas Furnace | Existing | Insulation - Attic - R0 to R49 - GH - MF | R0 to R49 attic insulation: multi-family dwelling heated with natural gas | 0 | 2024 | 2050 | 911.2552 | per Home | 0 | 1 | 45 | PSE Businss Case: APPROVED_Measure Case_Insulation_2022 | 36.4502 | 11.59% | Per Unit Savings from PSE Business Case: APPROVED_Measure Case_Insulation_2022. End use ratio of 100% for Heat Central Gas Furnace. | 0 | Per Unit Savings from PSE Business Case: APPROVED_Measure Case_Insulation_2022. End use ratio of 100% for Heat Central Gas Furnace. | 0 | Full | 0 | 0 | 0 | 1658.4845 | 0 | 0 | 0 | Existing conditions, assuming no cost | PSE Businss Case: APPROVED_Measure Case_Insulation_2022 | B | 100% | 3.751% | 57.84% | 1 | 0 | 0 | No applicable non-energy benefitsIncludes PSE NEI data where applicable. | No applicable non-energy benefits | System | System
Thurston County | Multifamily | Heat Room Gas | Existing | Insulation - Attic - R0 to R49 - GH - MF | R0 to R49 attic insulation: multi-family dwelling heated with natural gas | 0 | 2024 | 2050 | 911.2552 | per Home | 0 | 1 | 45 | PSE Businss Case: APPROVED_Measure Case_Insulation_2022 | 32.8052 | 10.17% | Per Unit Savings from PSE Business Case: APPROVED_Measure Case_Insulation_2022. Assuming an end use ratio of 90% for Heat Room Gas and applying to the reported PSE Business Case Savings. | 0 | Per Unit Savings from PSE Business Case: APPROVED_Measure Case_Insulation_2022. Assuming an end use ratio of 90% for Heat Room Gas and applying to the reported PSE Business Case Savings. | 0 | Full | 0 | 0 | 0 | 1658.4845 | 0 | 0 | 0 | Existing conditions, assuming no cost | PSE Businss Case: APPROVED_Measure Case_Insulation_2022 | B | 100% | 3.751% | 57.84% | 1 | 0 | 0 | No applicable non-energy benefitsIncludes PSE NEI data where applicable. | No applicable non-energy benefits | System | System
Thurston County | Multifamily | Heat Central Gas Boiler | Existing | Insulation - Attic - R19 to R49 - GH - MF | R19 to R49 attic insulation: multi-family dwelling heated with natural gas | 0 | 2024 | 2050 | 911.2552 | per Home | 0 | 1 | 45 | PSE Businss Case: APPROVED_Measure Case_Insulation_2022 | 9.8853 | 2.319% | Per Unit Savings from PSE Business Case: APPROVED_Measure Case_Insulation_2022. End use ratio of 100% for Heat Central Gas Boiler. | 0 | Per Unit Savings from PSE Business Case: APPROVED_Measure Case_Insulation_2022. End use ratio of 100% for Heat Central Gas Boiler. | 0 | Full | 0 | 0 | 0 | 710.7791 | 0 | 0 | 0 | Existing conditions, assuming no cost | PSE Businss Case: APPROVED_Measure Case_Insulation_2022 | D | 100% | 8.456% | 32.16% | 1 | 0 | 0 | No applicable non-energy benefitsIncludes PSE NEI data where applicable. | No applicable non-energy benefits | System | System
Thurston County | Multifamily | Heat Central Gas Furnace | Existing | Insulation - Attic - R19 to R49 - GH - MF | R19 to R49 attic insulation: multi-family dwelling heated with natural gas | 0 | 2024 | 2050 | 911.2552 | per Home | 0 | 1 | 45 | PSE Businss Case: APPROVED_Measure Case_Insulation_2022 | 7.29 | 2.319% | Per Unit Savings from PSE Business Case: APPROVED_Measure Case_Insulation_2022. End use ratio of 100% for Heat Central Gas Furnace. | 0 | Per Unit Savings from PSE Business Case: APPROVED_Measure Case_Insulation_2022. End use ratio of 100% for Heat Central Gas Furnace. | 0 | Full | 0 | 0 | 0 | 710.7791 | 0 | 0 | 0 | Existing conditions, assuming no cost | PSE Businss Case: APPROVED_Measure Case_Insulation_2022 | D | 100% | 8.456% | 32.16% | 1 | 0 | 0 | No applicable non-energy benefitsIncludes PSE NEI data where applicable. | No applicable non-energy benefits | System | System
Thurston County | Multifamily | Heat Room Gas | Existing | Insulation - Attic - R19 to R49 - GH - MF | R19 to R49 attic insulation: multi-family dwelling heated with natural gas | 0 | 2024 | 2050 | 911.2552 | per Home | 0 | 1 | 45 | PSE Businss Case: APPROVED_Measure Case_Insulation_2022 | 6.561 | 2.034% | Per Unit Savings from PSE Business Case: APPROVED_Measure Case_Insulation_2022. Assuming an end use ratio of 90% for Heat Room Gas and applying to the reported PSE Business Case Savings. | 0 | Per Unit Savings from PSE Business Case: APPROVED_Measure Case_Insulation_2022. Assuming an end use ratio of 90% for Heat Room Gas and applying to the reported PSE Business Case Savings. | 0 | Full | 0 | 0 | 0 | 710.7791 | 0 | 0 | 0 | Existing conditions, assuming no cost | PSE Businss Case: APPROVED_Measure Case_Insulation_2022 | D | 100% | 8.456% | 32.16% | 1 | 0 | 0 | No applicable non-energy benefitsIncludes PSE NEI data where applicable. | No applicable non-energy benefits | System | System
Thurston County | Multifamily - Highly Impacted | Heat Central Gas Boiler | Existing | LIW: Insulation - Attic - R19 to R49 - GH - MF | R19 to R49 attic insulation: multi-family dwelling heated with natural gas | 0 | 2024 | 2050 | 773.4304 | per Home | 0 | 1 | 45 | PSE Businss Case: APPROVED_Measure Case_Insulation_2022 | 8.3902 | 2.319% | Per Unit Savings from PSE Business Case: APPROVED_Measure Case_Insulation_2022. End use ratio of 100% for Heat Central Gas Boiler. | 0 | Per Unit Savings from PSE Business Case: APPROVED_Measure Case_Insulation_2022. End use ratio of 100% for Heat Central Gas Boiler. | 0 | Full | 0 | 0 | 0 | 603.2757 | 0 | 0 | 0 | Existing conditions, assuming no cost | PSE Businss Case: APPROVED_Measure Case_Insulation_2022 | D | 100% | 8.456% | 32.16% | 1 | 0 | 0 | No applicable non-energy benefitsIncludes PSE NEI data where applicable. | No applicable non-energy benefits | System | System
Thurston County | Multifamily - Highly Impacted | Heat Central Gas Furnace | Existing | LIW: Insulation - Attic - R19 to R49 - GH - MF | R19 to R49 attic insulation: multi-family dwelling heated with natural gas | 0 | 2024 | 2050 | 773.4304 | per Home | 0 | 1 | 45 | PSE Businss Case: APPROVED_Measure Case_Insulation_2022 | 6.1874 | 2.319% | Per Unit Savings from PSE Business Case: APPROVED_Measure Case_Insulation_2022. End use ratio of 100% for Heat Central Gas Furnace. | 0 | Per Unit Savings from PSE Business Case: APPROVED_Measure Case_Insulation_2022. End use ratio of 100% for Heat Central Gas Furnace. | 0 | Full | 0 | 0 | 0 | 603.2757 | 0 | 0 | 0 | Existing conditions, assuming no cost | PSE Businss Case: APPROVED_Measure Case_Insulation_2022 | D | 100% | 8.456% | 32.16% | 1 | 0 | 0 | No applicable non-energy benefitsIncludes PSE NEI data where applicable. | No applicable non-energy benefits | System | System
Thurston County | Multifamily - Highly Impacted | Heat Room Gas | Existing | LIW: Insulation - Attic - R19 to R49 - GH - MF | R19 to R49 attic insulation: multi-family dwelling heated with natural gas | 0 | 2024 | 2050 | 773.4304 | per Home | 0 | 1 | 45 | PSE Businss Case: APPROVED_Measure Case_Insulation_2022 | 5.5687 | 2.034% | Per Unit Savings from PSE Business Case: APPROVED_Measure Case_Insulation_2022. Assuming an end use ratio of 90% for Heat Room Gas and applying to the reported PSE Business Case Savings. | 0 | Per Unit Savings from PSE Business Case: APPROVED_Measure Case_Insulation_2022. Assuming an end use ratio of 90% for Heat Room Gas and applying to the reported PSE Business Case Savings. | 0 | Full | 0 | 0 | 0 | 603.2757 | 0 | 0 | 0 | Existing conditions, assuming no cost | PSE Businss Case: APPROVED_Measure Case_Insulation_2022 | D | 100% | 8.456% | 32.16% | 1 | 0 | 0 | No applicable non-energy benefitsIncludes PSE NEI data where applicable. | No applicable non-energy benefits | System | System
Thurston County | Multifamily - Highly Impacted | Heat Central Gas Boiler | Existing | LIW: Thermostat - ESS - MF - TG | Energy star smart thermostat: multi-family; gas | 0 | 2024 | 2050 | 1 | per Home | 0 | 1 | 11 | PSE Businss Case: APPROVED_Measure Case_Thermostat_2022 | 20.0366 | 5.538% | Per Unit Savings from PSE Business Case: APPROVED_Measure Case_Thermostat_2022. End use ratio of 100% for Heat Central Gas Boiler. | 0 | Per Unit Savings from PSE Business Case: APPROVED_Measure Case_Thermostat_2022. End use ratio of 100% for Heat Central Gas Boiler. | 0 | Full | 0 | 0 | 0 | 400 | 0 | 0 | 0 | Existing conditions, assuming no cost | PSE Businss Case: APPROVED_Measure Case_Thermostat_2022 |  | 100% | 70.4% | 100% | 1 | 0 | 3.64 | No applicable non-energy benefitsIncludes PSE NEI data where applicable. | No applicable non-energy benefits | System | System
Thurston County | Multifamily - Highly Impacted | Heat Central Gas Boiler | New | LIW: Thermostat - ESS - MF - TG | Energy star smart thermostat: multi-family; gas | 0 | 2024 | 2050 | 1 | per Home | 0 | 1 | 11 | PSE Businss Case: APPROVED_Measure Case_Thermostat_2022 | 12.4437 | 5.538% | Per Unit Savings from PSE Business Case: APPROVED_Measure Case_Thermostat_2022. End use ratio of 100% for Heat Central Gas Boiler. | 0 | Per Unit Savings from PSE Business Case: APPROVED_Measure Case_Thermostat_2022. End use ratio of 100% for Heat Central Gas Boiler. | 0 | Full | 0 | 0 | 0 | 400 | 0 | 0 | 0 | Existing conditions, assuming no cost | PSE Businss Case: APPROVED_Measure Case_Thermostat_2022 |  | 100% | 87.12% | 100% | 1 | 0 | 3.64 | No applicable non-energy benefitsIncludes PSE NEI data where applicable. | No applicable non-energy benefits | System | System
Thurston County | Multifamily - Highly Impacted | Heat Central Gas Furnace | Existing | LIW: Thermostat - ESS - MF - TG | Energy star smart thermostat: multi-family; gas | 0 | 2024 | 2050 | 1 | per Home | 0 | 1 | 11 | PSE Businss Case: APPROVED_Measure Case_Thermostat_2022 | 14.7762 | 5.538% | Per Unit Savings from PSE Business Case: APPROVED_Measure Case_Thermostat_2022. End use ratio of 100% for Heat Central Gas Furnace. | 0 | Per Unit Savings from PSE Business Case: APPROVED_Measure Case_Thermostat_2022. End use ratio of 100% for Heat Central Gas Furnace. | 0 | Full | 0 | 0 | 0 | 400 | 0 | 0 | 0 | Existing conditions, assuming no cost | PSE Businss Case: APPROVED_Measure Case_Thermostat_2022 |  | 100% | 70.4% | 100% | 1 | 0 | 3.64 | No applicable non-energy benefitsIncludes PSE NEI data where applicable. | No applicable non-energy benefits | System | System
Thurston County | Multifamily - Highly Impacted | Heat Central Gas Furnace | New | LIW: Thermostat - ESS - MF - TG | Energy star smart thermostat: multi-family; gas | 0 | 2024 | 2050 | 1 | per Home | 0 | 1 | 11 | PSE Businss Case: APPROVED_Measure Case_Thermostat_2022 | 8.5844 | 5.538% | Per Unit Savings from PSE Business Case: APPROVED_Measure Case_Thermostat_2022. End use ratio of 100% for Heat Central Gas Furnace. | 0 | Per Unit Savings from PSE Business Case: APPROVED_Measure Case_Thermostat_2022. End use ratio of 100% for Heat Central Gas Furnace. | 0 | Full | 0 | 0 | 0 | 400 | 0 | 0 | 0 | Existing conditions, assuming no cost | PSE Businss Case: APPROVED_Measure Case_Thermostat_2022 |  | 100% | 87.12% | 100% | 1 | 0 | 3.64 | No applicable non-energy benefitsIncludes PSE NEI data where applicable. | No applicable non-energy benefits | System | System
Thurston County | Manufactured - Highly Impacted | Heat Central Gas Boiler | Existing | LIW: Thermostat - ESS - MH - TG | Energy star smart thermostat: mobile home; gas | 0 | 2024 | 2050 | 1 | per Home | 0 | 1 | 11 | PSE Businss Case: APPROVED_Measure Case_Thermostat_2022 | 25.0606 | 5.538% | Per Unit Savings from PSE Business Case: APPROVED_Measure Case_Thermostat_2022. End use ratio of 100% for Heat Central Gas Boiler. | 0 | Per Unit Savings from PSE Business Case: APPROVED_Measure Case_Thermostat_2022. End use ratio of 100% for Heat Central Gas Boiler. | 0 | Full | 0 | 0 | 0 | 400 | 0 | 0 | 0 | Existing conditions, assuming no cost | PSE Businss Case: APPROVED_Measure Case_Thermostat_2022 |  | 100% | 79.16% | 100% | 1 | 0 | 3.64 | No applicable non-energy benefitsIncludes PSE NEI data where applicable. | No applicable non-energy benefits | System | System
Thurston County | Manufactured - Highly Impacted | Heat Central Gas Boiler | New | LIW: Thermostat - ESS - MH - TG | Energy star smart thermostat: mobile home; gas | 0 | 2024 | 2050 | 1 | per Home | 0 | 1 | 11 | PSE Businss Case: APPROVED_Measure Case_Thermostat_2022 | 15.5639 | 5.538% | Per Unit Savings from PSE Business Case: APPROVED_Measure Case_Thermostat_2022. End use ratio of 100% for Heat Central Gas Boiler. | 0 | Per Unit Savings from PSE Business Case: APPROVED_Measure Case_Thermostat_2022. End use ratio of 100% for Heat Central Gas Boiler. | 0 | Full | 0 | 0 | 0 | 400 | 0 | 0 | 0 | Existing conditions, assuming no cost | PSE Businss Case: APPROVED_Measure Case_Thermostat_2022 |  | 100% | 97.96% | 100% | 1 | 0 | 3.64 | No applicable non-energy benefitsIncludes PSE NEI data where applicable. | No applicable non-energy benefits | System | System
Thurston County | Manufactured - Highly Impacted | Heat Central Gas Furnace | Existing | LIW: Thermostat - ESS - MH - TG | Energy star smart thermostat: mobile home; gas | 0 | 2024 | 2050 | 1 | per Home | 0 | 1 | 11 | PSE Businss Case: APPROVED_Measure Case_Thermostat_2022 | 18.4813 | 5.538% | Per Unit Savings from PSE Business Case: APPROVED_Measure Case_Thermostat_2022. End use ratio of 100% for Heat Central Gas Furnace. | 0 | Per Unit Savings from PSE Business Case: APPROVED_Measure Case_Thermostat_2022. End use ratio of 100% for Heat Central Gas Furnace. | 0 | Full | 0 | 0 | 0 | 400 | 0 | 0 | 0 | Existing conditions, assuming no cost | PSE Businss Case: APPROVED_Measure Case_Thermostat_2022 |  | 100% | 79.16% | 100% | 1 | 0 | 3.64 | No applicable non-energy benefitsIncludes PSE NEI data where applicable. | No applicable non-energy benefits | System | System
Thurston County | Manufactured - Highly Impacted | Heat Central Gas Furnace | New | LIW: Thermostat - ESS - MH - TG | Energy star smart thermostat: mobile home; gas | 0 | 2024 | 2050 | 1 | per Home | 0 | 1 | 11 | PSE Businss Case: APPROVED_Measure Case_Thermostat_2022 | 10.7369 | 5.538% | Per Unit Savings from PSE Business Case: APPROVED_Measure Case_Thermostat_2022. End use ratio of 100% for Heat Central Gas Furnace. | 0 | Per Unit Savings from PSE Business Case: APPROVED_Measure Case_Thermostat_2022. End use ratio of 100% for Heat Central Gas Furnace. | 0 | Full | 0 | 0 | 0 | 400 | 0 | 0 | 0 | Existing conditions, assuming no cost | PSE Businss Case: APPROVED_Measure Case_Thermostat_2022 |  | 100% | 97.96% | 100% | 1 | 0 | 3.64 | No applicable non-energy benefitsIncludes PSE NEI data where applicable. | No applicable non-energy benefits | System | System
Thurston County | Single Family - Highly Impacted | Heat Central Gas Boiler | Existing | LIW: Thermostat - ESS - SF - TG | Energy star smart thermostat: single family; gas | 0 | 2024 | 2050 | 1 | per Home | 0 | 1 | 11 | PSE Businss Case: APPROVED_Measure Case_Thermostat_2022 | 25.7511 | 5.538% | Per Unit Savings from PSE Business Case: APPROVED_Measure Case_Thermostat_2022. End use ratio of 100% for Heat Central Gas Boiler. | 0 | Per Unit Savings from PSE Business Case: APPROVED_Measure Case_Thermostat_2022. End use ratio of 100% for Heat Central Gas Boiler. | 0 | Full | 0 | 0 | 0 | 400 | 0 | 0 | 0 | Existing conditions, assuming no cost | PSE Businss Case: APPROVED_Measure Case_Thermostat_2022 |  | 100% | 68.84% | 100% | 1 | 0 | 26.45 | No applicable non-energy benefitsIncludes PSE NEI data where applicable. | No applicable non-energy benefits | System | System
Thurston County | Single Family - Highly Impacted | Heat Central Gas Boiler | New | LIW: Thermostat - ESS - SF - TG | Energy star smart thermostat: single family; gas | 0 | 2024 | 2050 | 1 | per Home | 0 | 1 | 11 | PSE Businss Case: APPROVED_Measure Case_Thermostat_2022 | 15.9927 | 5.538% | Per Unit Savings from PSE Business Case: APPROVED_Measure Case_Thermostat_2022. End use ratio of 100% for Heat Central Gas Boiler. | 0 | Per Unit Savings from PSE Business Case: APPROVED_Measure Case_Thermostat_2022. End use ratio of 100% for Heat Central Gas Boiler. | 0 | Full | 0 | 0 | 0 | 400 | 0 | 0 | 0 | Existing conditions, assuming no cost | PSE Businss Case: APPROVED_Measure Case_Thermostat_2022 |  | 100% | 85.19% | 100% | 1 | 0 | 26.45 | No applicable non-energy benefitsIncludes PSE NEI data where applicable. | No applicable non-energy benefits | System | System
Thurston County | Single Family - Highly Impacted | Heat Central Gas Furnace | Existing | LIW: Thermostat - ESS - SF - TG | Energy star smart thermostat: single family; gas | 0 | 2024 | 2050 | 1 | per Home | 0 | 1 | 11 | PSE Businss Case: APPROVED_Measure Case_Thermostat_2022 | 18.9905 | 5.538% | Per Unit Savings from PSE Business Case: APPROVED_Measure Case_Thermostat_2022. End use ratio of 100% for Heat Central Gas Furnace. | 0 | Per Unit Savings from PSE Business Case: APPROVED_Measure Case_Thermostat_2022. End use ratio of 100% for Heat Central Gas Furnace. | 0 | Full | 0 | 0 | 0 | 400 | 0 | 0 | 0 | Existing conditions, assuming no cost | PSE Businss Case: APPROVED_Measure Case_Thermostat_2022 |  | 100% | 68.84% | 100% | 1 | 0 | 26.45 | No applicable non-energy benefitsIncludes PSE NEI data where applicable. | No applicable non-energy benefits | System | System
Thurston County | Single Family - Highly Impacted | Heat Central Gas Furnace | New | LIW: Thermostat - ESS - SF - TG | Energy star smart thermostat: single family; gas | 0 | 2024 | 2050 | 1 | per Home | 0 | 1 | 11 | PSE Businss Case: APPROVED_Measure Case_Thermostat_2022 | 11.0327 | 5.538% | Per Unit Savings from PSE Business Case: APPROVED_Measure Case_Thermostat_2022. End use ratio of 100% for Heat Central Gas Furnace. | 0 | Per Unit Savings from PSE Business Case: APPROVED_Measure Case_Thermostat_2022. End use ratio of 100% for Heat Central Gas Furnace. | 0 | Full | 0 | 0 | 0 | 400 | 0 | 0 | 0 | Existing conditions, assuming no cost | PSE Businss Case: APPROVED_Measure Case_Thermostat_2022 |  | 100% | 85.19% | 100% | 1 | 0 | 26.45 | No applicable non-energy benefitsIncludes PSE NEI data where applicable. | No applicable non-energy benefits | System | System
Thurston County | Single Family | Heat Central Gas Boiler | Existing | Thermostat - Smart - GH - Res | Smart thermostat: home heated with natural gas | 0 | 2024 | 2050 | 1 | per Home | 0 | 1 | 11 | PSE Businss Case: APPROVED_Measure Case_Thermostat_2022 | 35.7984 | 5.538% | Per Unit Savings from PSE Business Case: APPROVED_Measure Case_Thermostat_2022. End use ratio of 100% for Heat Central Gas Boiler. | 0 | Per Unit Savings from PSE Business Case: APPROVED_Measure Case_Thermostat_2022. End use ratio of 100% for Heat Central Gas Boiler. | 0 | Full | 0 | 0 | 0 | 189 | 0 | 0 | 0 | Existing conditions, assuming no cost | PSE Businss Case: APPROVED_Measure Case_Thermostat_2022 |  | 100% | 68.84% | 100% | 1 | 0 | 6.076 | No applicable non-energy benefitsIncludes PSE NEI data where applicable. | No applicable non-energy benefits | System | System
Thurston County | Single Family | Heat Central Gas Boiler | New | Thermostat - Smart - GH - Res | Smart thermostat: home heated with natural gas | 0 | 2024 | 2050 | 1 | per Home | 0 | 1 | 11 | PSE Businss Case: APPROVED_Measure Case_Thermostat_2022 | 22.2326 | 5.538% | Per Unit Savings from PSE Business Case: APPROVED_Measure Case_Thermostat_2022. End use ratio of 100% for Heat Central Gas Boiler. | 0 | Per Unit Savings from PSE Business Case: APPROVED_Measure Case_Thermostat_2022. End use ratio of 100% for Heat Central Gas Boiler. | 0 | Full | 0 | 0 | 0 | 189 | 0 | 0 | 0 | Existing conditions, assuming no cost | PSE Businss Case: APPROVED_Measure Case_Thermostat_2022 |  | 100% | 85.19% | 100% | 1 | 0 | 6.076 | No applicable non-energy benefitsIncludes PSE NEI data where applicable. | No applicable non-energy benefits | System | System
Thurston County | Single Family | Heat Central Gas Furnace | Existing | Thermostat - Smart - GH - Res | Smart thermostat: home heated with natural gas | 0 | 2024 | 2050 | 1 | per Home | 0 | 1 | 11 | PSE Businss Case: APPROVED_Measure Case_Thermostat_2022 | 26.4 | 5.538% | Per Unit Savings from PSE Business Case: APPROVED_Measure Case_Thermostat_2022. End use ratio of 100% for Heat Central Gas Furnace. | 0 | Per Unit Savings from PSE Business Case: APPROVED_Measure Case_Thermostat_2022. End use ratio of 100% for Heat Central Gas Furnace. | 0 | Full | 0 | 0 | 0 | 189 | 0 | 0 | 0 | Existing conditions, assuming no cost | PSE Businss Case: APPROVED_Measure Case_Thermostat_2022 |  | 100% | 68.84% | 100% | 1 | 0 | 6.076 | No applicable non-energy benefitsIncludes PSE NEI data where applicable. | No applicable non-energy benefits | System | System
Thurston County | Single Family | Heat Central Gas Furnace | New | Thermostat - Smart - GH - Res | Smart thermostat: home heated with natural gas | 0 | 2024 | 2050 | 1 | per Home | 0 | 1 | 11 | PSE Businss Case: APPROVED_Measure Case_Thermostat_2022 | 15.3374 | 5.538% | Per Unit Savings from PSE Business Case: APPROVED_Measure Case_Thermostat_2022. End use ratio of 100% for Heat Central Gas Furnace. | 0 | Per Unit Savings from PSE Business Case: APPROVED_Measure Case_Thermostat_2022. End use ratio of 100% for Heat Central Gas Furnace. | 0 | Full | 0 | 0 | 0 | 189 | 0 | 0 | 0 | Existing conditions, assuming no cost | PSE Businss Case: APPROVED_Measure Case_Thermostat_2022 |  | 100% | 85.19% | 100% | 1 | 0 | 6.076 | No applicable non-energy benefitsIncludes PSE NEI data where applicable. | No applicable non-energy benefits | System | System
Thurston County | Single Family | Heat Central Gas Boiler | Existing | SFWIN: Windows - Single Pane - to U30 - NG | Single pane windows: U-factor up to 0.30; home heated with natural gas | 0 | 2024 | 2050 | 306.6112 | per Home | 0 | 1 | 45 | PSE Businss Case: APPROVED_Measure Case_Window_2022 | 126.7585 | 19.61% | Per Unit Savings from PSE Business Case: APPROVED_Measure Case_Window_2022 | 0 | Per Unit Savings from PSE Business Case: APPROVED_Measure Case_Window_2022 | 0 | Full | 0 | 0 | 0 | 6929.414 | 0 | 0 | 0 | Existing conditions, assuming no cost | PSE Businss Case: APPROVED_Measure Case_Window_2022 | Q | 100% | 5% | 20.95% | 1 | 0 | 0 | No applicable non-energy benefitsIncludes PSE NEI data where applicable. | No applicable non-energy benefits | System | System
Thurston County | Single Family | Heat Central Gas Furnace | Existing | SFWIN: Windows - Single Pane - to U30 - NG | Single pane windows: U-factor up to 0.30; home heated with natural gas | 0 | 2024 | 2050 | 306.6112 | per Home | 0 | 1 | 45 | PSE Businss Case: APPROVED_Measure Case_Window_2022 | 93.4796 | 19.61% | Per Unit Savings from PSE Business Case: APPROVED_Measure Case_Window_2022 | 0 | Per Unit Savings from PSE Business Case: APPROVED_Measure Case_Window_2022 | 0 | Full | 0 | 0 | 0 | 6929.414 | 0 | 0 | 0 | Existing conditions, assuming no cost | PSE Businss Case: APPROVED_Measure Case_Window_2022 | Q | 100% | 5% | 20.95% | 1 | 0 | 0 | No applicable non-energy benefitsIncludes PSE NEI data where applicable. | No applicable non-energy benefits | System | System
Thurston County | Single Family | Heat Room Gas | Existing | SFWIN: Windows - Single Pane - to U30 - NG | Single pane windows: U-factor up to 0.30; home heated with natural gas | 0 | 2024 | 2050 | 306.6112 | per Home | 0 | 1 | 45 | PSE Businss Case: APPROVED_Measure Case_Window_2022 | 95.9023 | 19.61% | Per Unit Savings from PSE Business Case: APPROVED_Measure Case_Window_2022 | 0 | Per Unit Savings from PSE Business Case: APPROVED_Measure Case_Window_2022 | 0 | Full | 0 | 0 | 0 | 6929.414 | 0 | 0 | 0 | Existing conditions, assuming no cost | PSE Businss Case: APPROVED_Measure Case_Window_2022 | Q | 100% | 5% | 20.95% | 1 | 0 | 0 | No applicable non-energy benefitsIncludes PSE NEI data where applicable. | No applicable non-energy benefits | System | System
Thurston County | Manufactured | Heat Central Gas Boiler | Existing | SFWIN: Windows - Single Pane - to U30 - NG - MH | Single pane windows: U-factor up to 0.30; manufactured home heated with natural gas | 0 | 2024 | 2050 | 178.2998 | per Home | 0 | 1 | 25 | PSE Businss Case: APPROVED_Measure Case_Window_2022 | 147.7147 | 25.31% | Per Unit Savings from PSE Business Case: APPROVED_Measure Case_Window_2022 | 0 | Per Unit Savings from PSE Business Case: APPROVED_Measure Case_Window_2022 | 0 | Full | 0 | 0 | 0 | 3303.8954 | 0 | 0 | 0 | Existing conditions, assuming no cost | PSE Businss Case: APPROVED_Measure Case_Window_2022 |  | 100% | 5% | 44.5% | 1 | 0 | 0 | No applicable non-energy benefitsIncludes PSE NEI data where applicable. | No applicable non-energy benefits | System | System
Thurston County | Manufactured | Heat Central Gas Furnace | Existing | SFWIN: Windows - Single Pane - to U30 - NG - MH | Single pane windows: U-factor up to 0.30; manufactured home heated with natural gas | 0 | 2024 | 2050 | 178.2998 | per Home | 0 | 1 | 25 | PSE Businss Case: APPROVED_Measure Case_Window_2022 | 108.934 | 25.31% | Per Unit Savings from PSE Business Case: APPROVED_Measure Case_Window_2022 | 0 | Per Unit Savings from PSE Business Case: APPROVED_Measure Case_Window_2022 | 0 | Full | 0 | 0 | 0 | 3303.8954 | 0 | 0 | 0 | Existing conditions, assuming no cost | PSE Businss Case: APPROVED_Measure Case_Window_2022 |  | 100% | 5% | 44.5% | 1 | 0 | 0 | No applicable non-energy benefitsIncludes PSE NEI data where applicable. | No applicable non-energy benefits | System | System
Thurston County | Manufactured | Heat Room Gas | Existing | SFWIN: Windows - Single Pane - to U30 - NG - MH | Single pane windows: U-factor up to 0.30; manufactured home heated with natural gas | 0 | 2024 | 2050 | 178.2998 | per Home | 0 | 1 | 25 | PSE Businss Case: APPROVED_Measure Case_Window_2022 | 111.7572 | 25.31% | Per Unit Savings from PSE Business Case: APPROVED_Measure Case_Window_2022 | 0 | Per Unit Savings from PSE Business Case: APPROVED_Measure Case_Window_2022 | 0 | Full | 0 | 0 | 0 | 3303.8954 | 0 | 0 | 0 | Existing conditions, assuming no cost | PSE Businss Case: APPROVED_Measure Case_Window_2022 |  | 100% | 5% | 44.5% | 1 | 0 | 0 | No applicable non-energy benefitsIncludes PSE NEI data where applicable. | No applicable non-energy benefits | System | System
Thurston County | Manufactured - Highly Impacted | Heat Central Gas Boiler | Existing | LIW: Windows - Single Pane - to U30 - NG - MH | Single pane windows: U-factor up to 0.30; manufactured home heated with natural gas | 0 | 2024 | 2050 | 156.9934 | per Home | 0 | 1 | 25 | PSE Businss Case: APPROVED_Measure Case_Window_2022 | 130.0632 | 28.74% | Per Unit Savings from PSE Business Case: APPROVED_Measure Case_Window_2022 | 0 | Per Unit Savings from PSE Business Case: APPROVED_Measure Case_Window_2022 | 0 | Full | 0 | 0 | 0 | 2909.0884 | 0 | 0 | 0 | Existing conditions, assuming no cost | PSE Businss Case: APPROVED_Measure Case_Window_2022 |  | 100% | 5% | 44.5% | 1 | 0 | 0 | No applicable non-energy benefitsIncludes PSE NEI data where applicable. | No applicable non-energy benefits | System | System
Thurston County | Manufactured - Highly Impacted | Heat Central Gas Furnace | Existing | LIW: Windows - Single Pane - to U30 - NG - MH | Single pane windows: U-factor up to 0.30; manufactured home heated with natural gas | 0 | 2024 | 2050 | 156.9934 | per Home | 0 | 1 | 25 | PSE Businss Case: APPROVED_Measure Case_Window_2022 | 95.9167 | 28.74% | Per Unit Savings from PSE Business Case: APPROVED_Measure Case_Window_2022 | 0 | Per Unit Savings from PSE Business Case: APPROVED_Measure Case_Window_2022 | 0 | Full | 0 | 0 | 0 | 2909.0884 | 0 | 0 | 0 | Existing conditions, assuming no cost | PSE Businss Case: APPROVED_Measure Case_Window_2022 |  | 100% | 5% | 44.5% | 1 | 0 | 0 | No applicable non-energy benefitsIncludes PSE NEI data where applicable. | No applicable non-energy benefits | System | System
Thurston County | Manufactured - Highly Impacted | Heat Room Gas | Existing | LIW: Windows - Single Pane - to U30 - NG - MH | Single pane windows: U-factor up to 0.30; manufactured home heated with natural gas | 0 | 2024 | 2050 | 156.9934 | per Home | 0 | 1 | 25 | PSE Businss Case: APPROVED_Measure Case_Window_2022 | 98.4025 | 28.74% | Per Unit Savings from PSE Business Case: APPROVED_Measure Case_Window_2022 | 0 | Per Unit Savings from PSE Business Case: APPROVED_Measure Case_Window_2022 | 0 | Full | 0 | 0 | 0 | 2909.0884 | 0 | 0 | 0 | Existing conditions, assuming no cost | PSE Businss Case: APPROVED_Measure Case_Window_2022 |  | 100% | 5% | 44.5% | 1 | 0 | 0 | No applicable non-energy benefitsIncludes PSE NEI data where applicable. | No applicable non-energy benefits | System | System
Thurston County | Manufactured | Heat Central Gas Boiler | Existing | Windows - Double Pane - Metal Frame - to U30 - NG - MH | Double pane metal-framed windows: U-factor up to 0.30; manufactured home heated with natural gas | 0 | 2024 | 2050 | 178.2998 | per Home | 0 | 1 | 25 | PSE Businss Case: APPROVED_Measure Case_Window_2022 | 63.7318 | 10.92% | Per Unit Savings from PSE Business Case: APPROVED_Measure Case_Window_2022 | 0 | Per Unit Savings from PSE Business Case: APPROVED_Measure Case_Window_2022 | 0 | Full | 0 | 0 | 0 | 3303.8954 | 0 | 0 | 0 | Existing conditions, assuming no cost | PSE Businss Case: APPROVED_Measure Case_Window_2022 |  | 100% | 5% | 55.5% | 1 | 0 | 0 | No applicable non-energy benefitsIncludes PSE NEI data where applicable. | No applicable non-energy benefits | System | System
Thurston County | Manufactured | Heat Central Gas Furnace | Existing | Windows - Double Pane - Metal Frame - to U30 - NG - MH | Double pane metal-framed windows: U-factor up to 0.30; manufactured home heated with natural gas | 0 | 2024 | 2050 | 178.2998 | per Home | 0 | 1 | 25 | PSE Businss Case: APPROVED_Measure Case_Window_2022 | 46.9998 | 10.92% | Per Unit Savings from PSE Business Case: APPROVED_Measure Case_Window_2022 | 0 | Per Unit Savings from PSE Business Case: APPROVED_Measure Case_Window_2022 | 0 | Full | 0 | 0 | 0 | 3303.8954 | 0 | 0 | 0 | Existing conditions, assuming no cost | PSE Businss Case: APPROVED_Measure Case_Window_2022 |  | 100% | 5% | 55.5% | 1 | 0 | 0 | No applicable non-energy benefitsIncludes PSE NEI data where applicable. | No applicable non-energy benefits | System | System
Thurston County | Manufactured | Heat Room Gas | Existing | Windows - Double Pane - Metal Frame - to U30 - NG - MH | Double pane metal-framed windows: U-factor up to 0.30; manufactured home heated with natural gas | 0 | 2024 | 2050 | 178.2998 | per Home | 0 | 1 | 25 | PSE Businss Case: APPROVED_Measure Case_Window_2022 | 48.2179 | 10.92% | Per Unit Savings from PSE Business Case: APPROVED_Measure Case_Window_2022 | 0 | Per Unit Savings from PSE Business Case: APPROVED_Measure Case_Window_2022 | 0 | Full | 0 | 0 | 0 | 3303.8954 | 0 | 0 | 0 | Existing conditions, assuming no cost | PSE Businss Case: APPROVED_Measure Case_Window_2022 |  | 100% | 5% | 55.5% | 1 | 0 | 0 | No applicable non-energy benefitsIncludes PSE NEI data where applicable. | No applicable non-energy benefits | System | System
Thurston County | Manufactured - Highly Impacted | Heat Central Gas Boiler | Existing | LIW: Windows - Double Pane - Metal Frame - to U30 - NG - MH | Double pane metal-framed windows: U-factor up to 0.30; manufactured home heated with natural gas | 0 | 2024 | 2050 | 156.9934 | per Home | 0 | 1 | 25 | PSE Businss Case: APPROVED_Measure Case_Window_2022 | 56.116 | 12.4% | Per Unit Savings from PSE Business Case: APPROVED_Measure Case_Window_2022 | 0 | Per Unit Savings from PSE Business Case: APPROVED_Measure Case_Window_2022 | 0 | Full | 0 | 0 | 0 | 2909.0884 | 0 | 0 | 0 | Existing conditions, assuming no cost | PSE Businss Case: APPROVED_Measure Case_Window_2022 |  | 100% | 5% | 55.5% | 1 | 0 | 0 | No applicable non-energy benefitsIncludes PSE NEI data where applicable. | No applicable non-energy benefits | System | System
Thurston County | Manufactured - Highly Impacted | Heat Central Gas Furnace | Existing | LIW: Windows - Double Pane - Metal Frame - to U30 - NG - MH | Double pane metal-framed windows: U-factor up to 0.30; manufactured home heated with natural gas | 0 | 2024 | 2050 | 156.9934 | per Home | 0 | 1 | 25 | PSE Businss Case: APPROVED_Measure Case_Window_2022 | 41.3835 | 12.4% | Per Unit Savings from PSE Business Case: APPROVED_Measure Case_Window_2022 | 0 | Per Unit Savings from PSE Business Case: APPROVED_Measure Case_Window_2022 | 0 | Full | 0 | 0 | 0 | 2909.0884 | 0 | 0 | 0 | Existing conditions, assuming no cost | PSE Businss Case: APPROVED_Measure Case_Window_2022 |  | 100% | 5% | 55.5% | 1 | 0 | 0 | No applicable non-energy benefitsIncludes PSE NEI data where applicable. | No applicable non-energy benefits | System | System
Thurston County | Manufactured - Highly Impacted | Heat Room Gas | Existing | LIW: Windows - Double Pane - Metal Frame - to U30 - NG - MH | Double pane metal-framed windows: U-factor up to 0.30; manufactured home heated with natural gas | 0 | 2024 | 2050 | 156.9934 | per Home | 0 | 1 | 25 | PSE Businss Case: APPROVED_Measure Case_Window_2022 | 42.456 | 12.4% | Per Unit Savings from PSE Business Case: APPROVED_Measure Case_Window_2022 | 0 | Per Unit Savings from PSE Business Case: APPROVED_Measure Case_Window_2022 | 0 | Full | 0 | 0 | 0 | 2909.0884 | 0 | 0 | 0 | Existing conditions, assuming no cost | PSE Businss Case: APPROVED_Measure Case_Window_2022 |  | 100% | 5% | 55.5% | 1 | 0 | 0 | No applicable non-energy benefitsIncludes PSE NEI data where applicable. | No applicable non-energy benefits | System | System
Thurston County | Single Family - Highly Impacted | Heat Central Gas Boiler | Existing | LIW: Windows - SP to DP - SF - TG | Double pane windows: upgrade from single pane; single family dwelling heated with natural gas; low income customer | 0 | 2024 | 2050 | 243.4666 | per Home | 0 | 1 | 45 | PSE Businss Case: APPROVED_Measure Case_Window_2022 | 100.3628 | 21.58% | Per Unit Savings from PSE Business Case: APPROVED_Measure Case_Window_2022. End use ratio of 100% for Heat Central Gas Boiler. | 0 | Per Unit Savings from PSE Business Case: APPROVED_Measure Case_Window_2022. End use ratio of 100% for Heat Central Gas Boiler. | 0 | Full | 0 | 0 | 0 | 5502.3441 | 0 | 0 | 0 | Existing conditions, assuming no cost | PSE Businss Case: APPROVED_Measure Case_Window_2022 | Q | 100% | 5% | 20.95% | 1 | 0 | 0.48 | No applicable non-energy benefitsIncludes PSE NEI data where applicable. | No applicable non-energy benefits | System | System
Thurston County | Single Family - Highly Impacted | Heat Central Gas Furnace | Existing | LIW: Windows - SP to DP - SF - TG | Double pane windows: upgrade from single pane; single family dwelling heated with natural gas; low income customer | 0 | 2024 | 2050 | 243.4666 | per Home | 0 | 1 | 45 | PSE Businss Case: APPROVED_Measure Case_Window_2022 | 74.0138 | 21.58% | Per Unit Savings from PSE Business Case: APPROVED_Measure Case_Window_2022. End use ratio of 100% for Heat Central Gas Furnace. | 0 | Per Unit Savings from PSE Business Case: APPROVED_Measure Case_Window_2022. End use ratio of 100% for Heat Central Gas Furnace. | 0 | Full | 0 | 0 | 0 | 5502.3441 | 0 | 0 | 0 | Existing conditions, assuming no cost | PSE Businss Case: APPROVED_Measure Case_Window_2022 | Q | 100% | 5% | 20.95% | 1 | 0 | 0.48 | No applicable non-energy benefitsIncludes PSE NEI data where applicable. | No applicable non-energy benefits | System | System
Thurston County | Single Family - Highly Impacted | Heat Room Gas | Existing | LIW: Windows - SP to DP - SF - TG | Double pane windows: upgrade from single pane; single family dwelling heated with natural gas; low income customer | 0 | 2024 | 2050 | 243.4666 | per Home | 0 | 1 | 45 | PSE Businss Case: APPROVED_Measure Case_Window_2022 | 66.6124 | 18.93% | Per Unit Savings from PSE Business Case: APPROVED_Measure Case_Window_2022. Assuming an end use ratio of 90% for Heat Room Gas and applying to the reported PSE Business Case Savings. | 0 | Per Unit Savings from PSE Business Case: APPROVED_Measure Case_Window_2022. Assuming an end use ratio of 90% for Heat Room Gas and applying to the reported PSE Business Case Savings. | 0 | Full | 0 | 0 | 0 | 5502.3441 | 0 | 0 | 0 | Existing conditions, assuming no cost | PSE Businss Case: APPROVED_Measure Case_Window_2022 | Q | 100% | 5% | 20.95% | 1 | 0 | 0.48 | No applicable non-energy benefitsIncludes PSE NEI data where applicable. | No applicable non-energy benefits | System | System
Thurston County | Multifamily | Heat Central Gas Boiler | Existing | Windows - Double Pane - U30 - from SP U120 - GH - MF | Double pane windows: U-factor 0.30; from 1.20 single pane; multi-family dwelling heated with natural gas | 0 | 2024 | 2050 | 36.1897 | per Home | 0 | 1 | 45 | PSE Businss Case: APPROVED_Measure Case_Window_2022 | 45.1474 | 10.59% | Per Unit Savings from PSE Business Case: APPROVED_Measure Case_Window_2022. End use ratio of 100% for Heat Central Gas Boiler. | 0 | Per Unit Savings from PSE Business Case: APPROVED_Measure Case_Window_2022. End use ratio of 100% for Heat Central Gas Boiler. | 0 | Full | 0 | 0 | 0 | 843.2205 | 0 | 0 | 0 | Existing conditions, assuming no cost | PSE Businss Case: APPROVED_Measure Case_Window_2022 | P | 100% | 5% | 19.1% | 1 | 0 | 0 | No applicable non-energy benefitsIncludes PSE NEI data where applicable. | No applicable non-energy benefits | System | System
Thurston County | Multifamily | Heat Central Gas Furnace | Existing | Windows - Double Pane - U30 - from SP U120 - GH - MF | Double pane windows: U-factor 0.30; from 1.20 single pane; multi-family dwelling heated with natural gas | 0 | 2024 | 2050 | 36.1897 | per Home | 0 | 1 | 45 | PSE Businss Case: APPROVED_Measure Case_Window_2022 | 33.2945 | 10.59% | Per Unit Savings from PSE Business Case: APPROVED_Measure Case_Window_2022. End use ratio of 100% for Heat Central Gas Furnace. | 0 | Per Unit Savings from PSE Business Case: APPROVED_Measure Case_Window_2022. End use ratio of 100% for Heat Central Gas Furnace. | 0 | Full | 0 | 0 | 0 | 843.2205 | 0 | 0 | 0 | Existing conditions, assuming no cost | PSE Businss Case: APPROVED_Measure Case_Window_2022 | P | 100% | 5% | 19.1% | 1 | 0 | 0 | No applicable non-energy benefitsIncludes PSE NEI data where applicable. | No applicable non-energy benefits | System | System
Thurston County | Multifamily | Heat Room Gas | Existing | Windows - Double Pane - U30 - from SP U120 - GH - MF | Double pane windows: U-factor 0.30; from 1.20 single pane; multi-family dwelling heated with natural gas | 0 | 2024 | 2050 | 36.1897 | per Home | 0 | 1 | 45 | PSE Businss Case: APPROVED_Measure Case_Window_2022 | 29.9651 | 9.291% | Per Unit Savings from PSE Business Case: APPROVED_Measure Case_Window_2022. Assuming an end use ratio of 90% for Heat Room Gas and applying to the reported PSE Business Case Savings. | 0 | Per Unit Savings from PSE Business Case: APPROVED_Measure Case_Window_2022. Assuming an end use ratio of 90% for Heat Room Gas and applying to the reported PSE Business Case Savings. | 0 | Full | 0 | 0 | 0 | 843.2205 | 0 | 0 | 0 | Existing conditions, assuming no cost | PSE Businss Case: APPROVED_Measure Case_Window_2022 | P | 100% | 5% | 19.1% | 1 | 0 | 0 | No applicable non-energy benefitsIncludes PSE NEI data where applicable. | No applicable non-energy benefits | System | System
Thurston County | Single Family - Highly Impacted | Heat Central Gas Boiler | Existing | Windows - Single Pane - to U30 - GH - SF or DX - MI | Single pane windows: U-factor up to 0.30; single family or duplex dwelling heated with natural gas; moderate income customer | 0 | 2024 | 2050 | 243.4666 | per Home | 0 | 1 | 45 | PSE Businss Case: APPROVED_Measure Case_Window_2022 | 100.6534 | 21.65% | Per Unit Savings from PSE Business Case: APPROVED_Measure Case_Window_2022 | 0 | Per Unit Savings from PSE Business Case: APPROVED_Measure Case_Window_2022 | 0 | Full | 0 | 0 | 0 | 5502.3441 | 0 | 0 | 0 | Existing conditions, assuming no cost | PSE Businss Case: APPROVED_Measure Case_Window_2022 | Q | 100% | 5% | 20.95% | 1 | 0 | 0 | No applicable non-energy benefitsIncludes PSE NEI data where applicable. | No applicable non-energy benefits | System | System
Thurston County | Single Family - Highly Impacted | Heat Central Gas Furnace | Existing | Windows - Single Pane - to U30 - GH - SF or DX - MI | Single pane windows: U-factor up to 0.30; single family or duplex dwelling heated with natural gas; moderate income customer | 0 | 2024 | 2050 | 243.4666 | per Home | 0 | 1 | 45 | PSE Businss Case: APPROVED_Measure Case_Window_2022 | 74.2281 | 21.65% | Per Unit Savings from PSE Business Case: APPROVED_Measure Case_Window_2022 | 0 | Per Unit Savings from PSE Business Case: APPROVED_Measure Case_Window_2022 | 0 | Full | 0 | 0 | 0 | 5502.3441 | 0 | 0 | 0 | Existing conditions, assuming no cost | PSE Businss Case: APPROVED_Measure Case_Window_2022 | Q | 100% | 5% | 20.95% | 1 | 0 | 0 | No applicable non-energy benefitsIncludes PSE NEI data where applicable. | No applicable non-energy benefits | System | System
Thurston County | Single Family - Highly Impacted | Heat Room Gas | Existing | Windows - Single Pane - to U30 - GH - SF or DX - MI | Single pane windows: U-factor up to 0.30; single family or duplex dwelling heated with natural gas; moderate income customer | 0 | 2024 | 2050 | 243.4666 | per Home | 0 | 1 | 45 | PSE Businss Case: APPROVED_Measure Case_Window_2022 | 76.1518 | 21.65% | Per Unit Savings from PSE Business Case: APPROVED_Measure Case_Window_2022 | 0 | Per Unit Savings from PSE Business Case: APPROVED_Measure Case_Window_2022 | 0 | Full | 0 | 0 | 0 | 5502.3441 | 0 | 0 | 0 | Existing conditions, assuming no cost | PSE Businss Case: APPROVED_Measure Case_Window_2022 | Q | 100% | 5% | 20.95% | 1 | 0 | 0 | No applicable non-energy benefitsIncludes PSE NEI data where applicable. | No applicable non-energy benefits | System | System
Thurston County | Multifamily | Heat Central Gas Boiler | Existing | Windows - Double Pane - from U60 to U30 - GH - MF | Double pane windows: U-factor from 0.60 to 0.30; multi-family dwelling heated with natural gas | 0 | 2024 | 2050 | 36.1897 | per Home | 0 | 1 | 45 | PSE Businss Case: APPROVED_Measure Case_Window_2022 | 24.3404 | 5.71% | Per Unit Savings from PSE Business Case: APPROVED_Measure Case_Window_2022. End use ratio of 100% for Heat Central Gas Boiler. | 0 | Per Unit Savings from PSE Business Case: APPROVED_Measure Case_Window_2022. End use ratio of 100% for Heat Central Gas Boiler. | 0 | Full | 0 | 0 | 0 | 843.2205 | 0 | 0 | 0 | Existing conditions, assuming no cost | PSE Businss Case: APPROVED_Measure Case_Window_2022 | O | 100% | 5% | 80.9% | 1 | 0 | 0 | No applicable non-energy benefitsIncludes PSE NEI data where applicable. | No applicable non-energy benefits | System | System
Thurston County | Multifamily | Heat Central Gas Furnace | Existing | Windows - Double Pane - from U60 to U30 - GH - MF | Double pane windows: U-factor from 0.60 to 0.30; multi-family dwelling heated with natural gas | 0 | 2024 | 2050 | 36.1897 | per Home | 0 | 1 | 45 | PSE Businss Case: APPROVED_Measure Case_Window_2022 | 17.9501 | 5.71% | Per Unit Savings from PSE Business Case: APPROVED_Measure Case_Window_2022. End use ratio of 100% for Heat Central Gas Furnace. | 0 | Per Unit Savings from PSE Business Case: APPROVED_Measure Case_Window_2022. End use ratio of 100% for Heat Central Gas Furnace. | 0 | Full | 0 | 0 | 0 | 843.2205 | 0 | 0 | 0 | Existing conditions, assuming no cost | PSE Businss Case: APPROVED_Measure Case_Window_2022 | O | 100% | 5% | 80.9% | 1 | 0 | 0 | No applicable non-energy benefitsIncludes PSE NEI data where applicable. | No applicable non-energy benefits | System | System
Thurston County | Multifamily | Heat Room Gas | Existing | Windows - Double Pane - from U60 to U30 - GH - MF | Double pane windows: U-factor from 0.60 to 0.30; multi-family dwelling heated with natural gas | 0 | 2024 | 2050 | 36.1897 | per Home | 0 | 1 | 45 | PSE Businss Case: APPROVED_Measure Case_Window_2022 | 16.1551 | 5.009% | Per Unit Savings from PSE Business Case: APPROVED_Measure Case_Window_2022. Assuming an end use ratio of 90% for Heat Room Gas and applying to the reported PSE Business Case Savings. | 0 | Per Unit Savings from PSE Business Case: APPROVED_Measure Case_Window_2022. Assuming an end use ratio of 90% for Heat Room Gas and applying to the reported PSE Business Case Savings. | 0 | Full | 0 | 0 | 0 | 843.2205 | 0 | 0 | 0 | Existing conditions, assuming no cost | PSE Businss Case: APPROVED_Measure Case_Window_2022 | O | 100% | 5% | 80.9% | 1 | 0 | 0 | No applicable non-energy benefitsIncludes PSE NEI data where applicable. | No applicable non-energy benefits | System | System
Thurston County | Multifamily | Heat Central Gas Boiler | Existing | Windows - Triple Pane - U22 - from DP U30 - GH - MF | Triple pane windows: U-factor 0.22; from 0.30 double pane; multi-family dwelling heated with natural gas | 0 | 2024 | 2050 | 36.1897 | per Home | 0 | 1 | 45 | PSE Businss Case: APPROVED_Measure Case_Window_2022 | 5.1036 | 1.197% | Per Unit Savings from PSE Business Case: APPROVED_Measure Case_Window_2022. End use ratio of 100% for Heat Central Gas Boiler. | 0 | Per Unit Savings from PSE Business Case: APPROVED_Measure Case_Window_2022. End use ratio of 100% for Heat Central Gas Boiler. | 0 | Incremental | 0 | 0 | 0 | 133.1782 | 0 | 0 | 0 | Measure cost represents incremental cost, default cost of zero | PSE Businss Case: APPROVED_Measure Case_Window_2022 |  | 100% | 2.5% | 80.9% | 1 | 0 | 0 | No applicable non-energy benefitsIncludes PSE NEI data where applicable. | No applicable non-energy benefits | System | System
Thurston County | Multifamily | Heat Central Gas Boiler | New | Windows - Triple Pane - U22 - from DP U30 - GH - MF | Triple pane windows: U-factor 0.22; from 0.30 double pane; multi-family dwelling heated with natural gas | 0 | 2024 | 2050 | 36.1897 | per Home | 0 | 1 | 45 | PSE Businss Case: APPROVED_Measure Case_Window_2022 | 3.1696 | 1.197% | Per Unit Savings from PSE Business Case: APPROVED_Measure Case_Window_2022. End use ratio of 100% for Heat Central Gas Boiler. | 0 | Per Unit Savings from PSE Business Case: APPROVED_Measure Case_Window_2022. End use ratio of 100% for Heat Central Gas Boiler. | 0 | Incremental | 0 | 0 | 0 | 133.1782 | 0 | 0 | 0 | Measure cost represents incremental cost, default cost of zero | PSE Businss Case: APPROVED_Measure Case_Window_2022 |  | 100% | 2.5% | 80.9% | 1 | 0 | 0 | No applicable non-energy benefitsIncludes PSE NEI data where applicable. | No applicable non-energy benefits | System | System
Thurston County | Multifamily | Heat Central Gas Furnace | Existing | Windows - Triple Pane - U22 - from DP U30 - GH - MF | Triple pane windows: U-factor 0.22; from 0.30 double pane; multi-family dwelling heated with natural gas | 0 | 2024 | 2050 | 36.1897 | per Home | 0 | 1 | 45 | PSE Businss Case: APPROVED_Measure Case_Window_2022 | 3.7637 | 1.197% | Per Unit Savings from PSE Business Case: APPROVED_Measure Case_Window_2022. End use ratio of 100% for Heat Central Gas Furnace. | 0 | Per Unit Savings from PSE Business Case: APPROVED_Measure Case_Window_2022. End use ratio of 100% for Heat Central Gas Furnace. | 0 | Incremental | 0 | 0 | 0 | 133.1782 | 0 | 0 | 0 | Measure cost represents incremental cost, default cost of zero | PSE Businss Case: APPROVED_Measure Case_Window_2022 |  | 100% | 2.5% | 80.9% | 1 | 0 | 0 | No applicable non-energy benefitsIncludes PSE NEI data where applicable. | No applicable non-energy benefits | System | System
Thurston County | Multifamily | Heat Central Gas Furnace | New | Windows - Triple Pane - U22 - from DP U30 - GH - MF | Triple pane windows: U-factor 0.22; from 0.30 double pane; multi-family dwelling heated with natural gas | 0 | 2024 | 2050 | 36.1897 | per Home | 0 | 1 | 45 | PSE Businss Case: APPROVED_Measure Case_Window_2022 | 2.1866 | 1.197% | Per Unit Savings from PSE Business Case: APPROVED_Measure Case_Window_2022. End use ratio of 100% for Heat Central Gas Furnace. | 0 | Per Unit Savings from PSE Business Case: APPROVED_Measure Case_Window_2022. End use ratio of 100% for Heat Central Gas Furnace. | 0 | Incremental | 0 | 0 | 0 | 133.1782 | 0 | 0 | 0 | Measure cost represents incremental cost, default cost of zero | PSE Businss Case: APPROVED_Measure Case_Window_2022 |  | 100% | 2.5% | 80.9% | 1 | 0 | 0 | No applicable non-energy benefitsIncludes PSE NEI data where applicable. | No applicable non-energy benefits | System | System
Thurston County | Multifamily | Heat Room Gas | Existing | Windows - Triple Pane - U22 - from DP U30 - GH - MF | Triple pane windows: U-factor 0.22; from 0.30 double pane; multi-family dwelling heated with natural gas | 0 | 2024 | 2050 | 36.1897 | per Home | 0 | 1 | 45 | PSE Businss Case: APPROVED_Measure Case_Window_2022 | 3.3874 | 1.05% | Per Unit Savings from PSE Business Case: APPROVED_Measure Case_Window_2022. Assuming an end use ratio of 90% for Heat Room Gas and applying to the reported PSE Business Case Savings. | 0 | Per Unit Savings from PSE Business Case: APPROVED_Measure Case_Window_2022. Assuming an end use ratio of 90% for Heat Room Gas and applying to the reported PSE Business Case Savings. | 0 | Incremental | 0 | 0 | 0 | 133.1782 | 0 | 0 | 0 | Measure cost represents incremental cost, default cost of zero | PSE Businss Case: APPROVED_Measure Case_Window_2022 |  | 100% | 2.5% | 80.9% | 1 | 0 | 0 | No applicable non-energy benefitsIncludes PSE NEI data where applicable. | No applicable non-energy benefits | System | System
Thurston County | Multifamily | Heat Room Gas | New | Windows - Triple Pane - U22 - from DP U30 - GH - MF | Triple pane windows: U-factor 0.22; from 0.30 double pane; multi-family dwelling heated with natural gas | 0 | 2024 | 2050 | 36.1897 | per Home | 0 | 1 | 45 | PSE Businss Case: APPROVED_Measure Case_Window_2022 | 2.2018 | 1.05% | Per Unit Savings from PSE Business Case: APPROVED_Measure Case_Window_2022. Assuming an end use ratio of 90% for Heat Room Gas and applying to the reported PSE Business Case Savings. | 0 | Per Unit Savings from PSE Business Case: APPROVED_Measure Case_Window_2022. Assuming an end use ratio of 90% for Heat Room Gas and applying to the reported PSE Business Case Savings. | 0 | Incremental | 0 | 0 | 0 | 133.1782 | 0 | 0 | 0 | Measure cost represents incremental cost, default cost of zero | PSE Businss Case: APPROVED_Measure Case_Window_2022 |  | 100% | 2.5% | 80.9% | 1 | 0 | 0 | No applicable non-energy benefitsIncludes PSE NEI data where applicable. | No applicable non-energy benefits | System | System
Thurston County | Multifamily - Highly Impacted | Heat Central Gas Boiler | Existing | Windows - Double Pane - from U60 to U30 - GH - MF - MI | Double pane windows: U-factor from 0.60 to 0.30; multi-family dwelling heated with natural gas; moderate income customer | 0 | 2024 | 2050 | 33.3408 | per Home | 0 | 1 | 45 | PSE Businss Case: APPROVED_Measure Case_Window_2022 | 22.4242 | 6.198% | Per Unit Savings from PSE Business Case: APPROVED_Measure Case_Window_2022. End use ratio of 100% for Heat Central Gas Boiler. | 0 | Per Unit Savings from PSE Business Case: APPROVED_Measure Case_Window_2022. End use ratio of 100% for Heat Central Gas Boiler. | 0 | Full | 0 | 0 | 0 | 776.8403 | 0 | 0 | 0 | Existing conditions, assuming no cost | PSE Businss Case: APPROVED_Measure Case_Window_2022 | O | 100% | 5% | 80.9% | 1 | 0 | 0 | No applicable non-energy benefitsIncludes PSE NEI data where applicable. | No applicable non-energy benefits | System | System
Thurston County | Multifamily - Highly Impacted | Heat Central Gas Furnace | Existing | Windows - Double Pane - from U60 to U30 - GH - MF - MI | Double pane windows: U-factor from 0.60 to 0.30; multi-family dwelling heated with natural gas; moderate income customer | 0 | 2024 | 2050 | 33.3408 | per Home | 0 | 1 | 45 | PSE Businss Case: APPROVED_Measure Case_Window_2022 | 16.537 | 6.198% | Per Unit Savings from PSE Business Case: APPROVED_Measure Case_Window_2022. End use ratio of 100% for Heat Central Gas Furnace. | 0 | Per Unit Savings from PSE Business Case: APPROVED_Measure Case_Window_2022. End use ratio of 100% for Heat Central Gas Furnace. | 0 | Full | 0 | 0 | 0 | 776.8403 | 0 | 0 | 0 | Existing conditions, assuming no cost | PSE Businss Case: APPROVED_Measure Case_Window_2022 | O | 100% | 5% | 80.9% | 1 | 0 | 0 | No applicable non-energy benefitsIncludes PSE NEI data where applicable. | No applicable non-energy benefits | System | System
Thurston County | Multifamily - Highly Impacted | Heat Room Gas | Existing | Windows - Double Pane - from U60 to U30 - GH - MF - MI | Double pane windows: U-factor from 0.60 to 0.30; multi-family dwelling heated with natural gas; moderate income customer | 0 | 2024 | 2050 | 33.3408 | per Home | 0 | 1 | 45 | PSE Businss Case: APPROVED_Measure Case_Window_2022 | 14.8833 | 5.437% | Per Unit Savings from PSE Business Case: APPROVED_Measure Case_Window_2022. Assuming an end use ratio of 90% for Heat Room Gas and applying to the reported PSE Business Case Savings. | 0 | Per Unit Savings from PSE Business Case: APPROVED_Measure Case_Window_2022. Assuming an end use ratio of 90% for Heat Room Gas and applying to the reported PSE Business Case Savings. | 0 | Full | 0 | 0 | 0 | 776.8403 | 0 | 0 | 0 | Existing conditions, assuming no cost | PSE Businss Case: APPROVED_Measure Case_Window_2022 | O | 100% | 5% | 80.9% | 1 | 0 | 0 | No applicable non-energy benefitsIncludes PSE NEI data where applicable. | No applicable non-energy benefits | System | System
Thurston County | Single Family | Heat Central Gas Boiler | Existing | Windows - Double Pane - Metal Frame - to U22 - GH - SF or DX | Double pane metal-framed windows: U-factor up to 0.22; single family or duplex dwelling heated with natural gas | 0 | 2024 | 2050 | 306.6112 | per Home | 0 | 1 | 45 | PSE Businss Case: APPROVED_Measure Case_Window_2022 | 87.6433 | 13.56% | Per Unit Savings from PSE Business Case: APPROVED_Measure Case_Window_2022 | 0 | Per Unit Savings from PSE Business Case: APPROVED_Measure Case_Window_2022 | 0 | Full | 0 | 0 | 0 | 8048.545 | 0 | 0 | 0 | Existing conditions, assuming no cost | PSE Businss Case: APPROVED_Measure Case_Window_2022 | R | 100% | 5% | 78.77% | 1 | 0 | 0 | No applicable non-energy benefitsIncludes PSE NEI data where applicable. | No applicable non-energy benefits | System | System
Thurston County | Single Family | Heat Central Gas Boiler | New | Windows - Double Pane - Metal Frame - to U22 - GH - SF or DX | Double pane metal-framed windows: U-factor up to 0.22; single family or duplex dwelling heated with natural gas | 0 | 2024 | 2050 | 306.6112 | per Home | 0 | 1 | 45 | PSE Businss Case: APPROVED_Measure Case_Window_2022 | 54.4309 | 13.56% | Per Unit Savings from PSE Business Case: APPROVED_Measure Case_Window_2022 | 0 | Per Unit Savings from PSE Business Case: APPROVED_Measure Case_Window_2022 | 0 | Full | 0 | 0 | 0 | 8048.545 | 0 | 0 | 0 | Existing conditions, assuming no cost | PSE Businss Case: APPROVED_Measure Case_Window_2022 | R | 100% | 5% | 78.77% | 1 | 0 | 0 | No applicable non-energy benefitsIncludes PSE NEI data where applicable. | No applicable non-energy benefits | System | System
Thurston County | Single Family | Heat Central Gas Furnace | Existing | Windows - Double Pane - Metal Frame - to U22 - GH - SF or DX | Double pane metal-framed windows: U-factor up to 0.22; single family or duplex dwelling heated with natural gas | 0 | 2024 | 2050 | 306.6112 | per Home | 0 | 1 | 45 | PSE Businss Case: APPROVED_Measure Case_Window_2022 | 64.6336 | 13.56% | Per Unit Savings from PSE Business Case: APPROVED_Measure Case_Window_2022 | 0 | Per Unit Savings from PSE Business Case: APPROVED_Measure Case_Window_2022 | 0 | Full | 0 | 0 | 0 | 8048.545 | 0 | 0 | 0 | Existing conditions, assuming no cost | PSE Businss Case: APPROVED_Measure Case_Window_2022 | R | 100% | 5% | 78.77% | 1 | 0 | 0 | No applicable non-energy benefitsIncludes PSE NEI data where applicable. | No applicable non-energy benefits | System | System
Thurston County | Single Family | Heat Central Gas Furnace | New | Windows - Double Pane - Metal Frame - to U22 - GH - SF or DX | Double pane metal-framed windows: U-factor up to 0.22; single family or duplex dwelling heated with natural gas | 0 | 2024 | 2050 | 306.6112 | per Home | 0 | 1 | 45 | PSE Businss Case: APPROVED_Measure Case_Window_2022 | 37.5497 | 13.56% | Per Unit Savings from PSE Business Case: APPROVED_Measure Case_Window_2022 | 0 | Per Unit Savings from PSE Business Case: APPROVED_Measure Case_Window_2022 | 0 | Full | 0 | 0 | 0 | 8048.545 | 0 | 0 | 0 | Existing conditions, assuming no cost | PSE Businss Case: APPROVED_Measure Case_Window_2022 | R | 100% | 5% | 78.77% | 1 | 0 | 0 | No applicable non-energy benefitsIncludes PSE NEI data where applicable. | No applicable non-energy benefits | System | System
Thurston County | Single Family | Heat Room Gas | Existing | Windows - Double Pane - Metal Frame - to U22 - GH - SF or DX | Double pane metal-framed windows: U-factor up to 0.22; single family or duplex dwelling heated with natural gas | 0 | 2024 | 2050 | 306.6112 | per Home | 0 | 1 | 45 | PSE Businss Case: APPROVED_Measure Case_Window_2022 | 66.3087 | 13.56% | Per Unit Savings from PSE Business Case: APPROVED_Measure Case_Window_2022 | 0 | Per Unit Savings from PSE Business Case: APPROVED_Measure Case_Window_2022 | 0 | Full | 0 | 0 | 0 | 8048.545 | 0 | 0 | 0 | Existing conditions, assuming no cost | PSE Businss Case: APPROVED_Measure Case_Window_2022 | R | 100% | 5% | 78.77% | 1 | 0 | 0 | No applicable non-energy benefitsIncludes PSE NEI data where applicable. | No applicable non-energy benefits | System | System
Thurston County | Single Family | Heat Room Gas | New | Windows - Double Pane - Metal Frame - to U22 - GH - SF or DX | Double pane metal-framed windows: U-factor up to 0.22; single family or duplex dwelling heated with natural gas | 0 | 2024 | 2050 | 306.6112 | per Home | 0 | 1 | 45 | PSE Businss Case: APPROVED_Measure Case_Window_2022 | 43.1007 | 13.56% | Per Unit Savings from PSE Business Case: APPROVED_Measure Case_Window_2022 | 0 | Per Unit Savings from PSE Business Case: APPROVED_Measure Case_Window_2022 | 0 | Full | 0 | 0 | 0 | 8048.545 | 0 | 0 | 0 | Existing conditions, assuming no cost | PSE Businss Case: APPROVED_Measure Case_Window_2022 | R | 100% | 5% | 78.77% | 1 | 0 | 0 | No applicable non-energy benefitsIncludes PSE NEI data where applicable. | No applicable non-energy benefits | System | System
Thurston County | Single Family - Highly Impacted | Heat Central Gas Boiler | Existing | Windows - Double Pane - Metal Frame - to U22 - GH - SF or DX - MI | Double pane metal-framed windows: U-factor up to 0.22; single family or duplex dwelling heated with natural gas; moderate income customer | 0 | 2024 | 2050 | 243.4666 | per Home | 0 | 1 | 45 | PSE Businss Case: APPROVED_Measure Case_Window_2022 | 69.5937 | 14.97% | Per Unit Savings from PSE Business Case: APPROVED_Measure Case_Window_2022 | 0 | Per Unit Savings from PSE Business Case: APPROVED_Measure Case_Window_2022 | 0 | Full | 0 | 0 | 0 | 6390.9971 | 0 | 0 | 0 | Existing conditions, assuming no cost | PSE Businss Case: APPROVED_Measure Case_Window_2022 | R | 100% | 5% | 78.77% | 1 | 0 | 0 | No applicable non-energy benefitsIncludes PSE NEI data where applicable. | No applicable non-energy benefits | System | System
Thurston County | Single Family - Highly Impacted | Heat Central Gas Boiler | New | Windows - Double Pane - Metal Frame - to U22 - GH - SF or DX - MI | Double pane metal-framed windows: U-factor up to 0.22; single family or duplex dwelling heated with natural gas; moderate income customer | 0 | 2024 | 2050 | 243.4666 | per Home | 0 | 1 | 45 | PSE Businss Case: APPROVED_Measure Case_Window_2022 | 43.2212 | 14.97% | Per Unit Savings from PSE Business Case: APPROVED_Measure Case_Window_2022 | 0 | Per Unit Savings from PSE Business Case: APPROVED_Measure Case_Window_2022 | 0 | Full | 0 | 0 | 0 | 6390.9971 | 0 | 0 | 0 | Existing conditions, assuming no cost | PSE Businss Case: APPROVED_Measure Case_Window_2022 | R | 100% | 5% | 78.77% | 1 | 0 | 0 | No applicable non-energy benefitsIncludes PSE NEI data where applicable. | No applicable non-energy benefits | System | System
Thurston County | Single Family - Highly Impacted | Heat Central Gas Furnace | Existing | Windows - Double Pane - Metal Frame - to U22 - GH - SF or DX - MI | Double pane metal-framed windows: U-factor up to 0.22; single family or duplex dwelling heated with natural gas; moderate income customer | 0 | 2024 | 2050 | 243.4666 | per Home | 0 | 1 | 45 | PSE Businss Case: APPROVED_Measure Case_Window_2022 | 51.3227 | 14.97% | Per Unit Savings from PSE Business Case: APPROVED_Measure Case_Window_2022 | 0 | Per Unit Savings from PSE Business Case: APPROVED_Measure Case_Window_2022 | 0 | Full | 0 | 0 | 0 | 6390.9971 | 0 | 0 | 0 | Existing conditions, assuming no cost | PSE Businss Case: APPROVED_Measure Case_Window_2022 | R | 100% | 5% | 78.77% | 1 | 0 | 0 | No applicable non-energy benefitsIncludes PSE NEI data where applicable. | No applicable non-energy benefits | System | System
Thurston County | Single Family - Highly Impacted | Heat Central Gas Furnace | New | Windows - Double Pane - Metal Frame - to U22 - GH - SF or DX - MI | Double pane metal-framed windows: U-factor up to 0.22; single family or duplex dwelling heated with natural gas; moderate income customer | 0 | 2024 | 2050 | 243.4666 | per Home | 0 | 1 | 45 | PSE Businss Case: APPROVED_Measure Case_Window_2022 | 29.8166 | 14.97% | Per Unit Savings from PSE Business Case: APPROVED_Measure Case_Window_2022 | 0 | Per Unit Savings from PSE Business Case: APPROVED_Measure Case_Window_2022 | 0 | Full | 0 | 0 | 0 | 6390.9971 | 0 | 0 | 0 | Existing conditions, assuming no cost | PSE Businss Case: APPROVED_Measure Case_Window_2022 | R | 100% | 5% | 78.77% | 1 | 0 | 0 | No applicable non-energy benefitsIncludes PSE NEI data where applicable. | No applicable non-energy benefits | System | System
Thurston County | Single Family - Highly Impacted | Heat Room Gas | Existing | Windows - Double Pane - Metal Frame - to U22 - GH - SF or DX - MI | Double pane metal-framed windows: U-factor up to 0.22; single family or duplex dwelling heated with natural gas; moderate income customer | 0 | 2024 | 2050 | 243.4666 | per Home | 0 | 1 | 45 | PSE Businss Case: APPROVED_Measure Case_Window_2022 | 52.6529 | 14.97% | Per Unit Savings from PSE Business Case: APPROVED_Measure Case_Window_2022 | 0 | Per Unit Savings from PSE Business Case: APPROVED_Measure Case_Window_2022 | 0 | Full | 0 | 0 | 0 | 6390.9971 | 0 | 0 | 0 | Existing conditions, assuming no cost | PSE Businss Case: APPROVED_Measure Case_Window_2022 | R | 100% | 5% | 78.77% | 1 | 0 | 0 | No applicable non-energy benefitsIncludes PSE NEI data where applicable. | No applicable non-energy benefits | System | System
Thurston County | Single Family - Highly Impacted | Heat Room Gas | New | Windows - Double Pane - Metal Frame - to U22 - GH - SF or DX - MI | Double pane metal-framed windows: U-factor up to 0.22; single family or duplex dwelling heated with natural gas; moderate income customer | 0 | 2024 | 2050 | 243.4666 | per Home | 0 | 1 | 45 | PSE Businss Case: APPROVED_Measure Case_Window_2022 | 34.2244 | 14.97% | Per Unit Savings from PSE Business Case: APPROVED_Measure Case_Window_2022 | 0 | Per Unit Savings from PSE Business Case: APPROVED_Measure Case_Window_2022 | 0 | Full | 0 | 0 | 0 | 6390.9971 | 0 | 0 | 0 | Existing conditions, assuming no cost | PSE Businss Case: APPROVED_Measure Case_Window_2022 | R | 100% | 5% | 78.77% | 1 | 0 | 0 | No applicable non-energy benefitsIncludes PSE NEI data where applicable. | No applicable non-energy benefits | System | System
Thurston County | Multifamily - Highly Impacted | Heat Central Gas Boiler | Existing | Windows - Double Pane - U30 - from SP U120 - GH - MF - MI | Double pane windows: U-factor 0.30; from 1.20 single pane; multi-family dwelling heated with natural gas; moderate income customer | 0 | 2024 | 2050 | 33.3408 | per Home | 0 | 1 | 45 | PSE Businss Case: APPROVED_Measure Case_Window_2022 | 41.5933 | 11.5% | Per Unit Savings from PSE Business Case: APPROVED_Measure Case_Window_2022. End use ratio of 100% for Heat Central Gas Boiler. | 0 | Per Unit Savings from PSE Business Case: APPROVED_Measure Case_Window_2022. End use ratio of 100% for Heat Central Gas Boiler. | 0 | Full | 0 | 0 | 0 | 776.8403 | 0 | 0 | 0 | Existing conditions, assuming no cost | PSE Businss Case: APPROVED_Measure Case_Window_2022 | P | 100% | 5% | 19.1% | 1 | 0 | 0 | No applicable non-energy benefitsIncludes PSE NEI data where applicable. | No applicable non-energy benefits | System | System
Thurston County | Multifamily - Highly Impacted | Heat Central Gas Furnace | Existing | Windows - Double Pane - U30 - from SP U120 - GH - MF - MI | Double pane windows: U-factor 0.30; from 1.20 single pane; multi-family dwelling heated with natural gas; moderate income customer | 0 | 2024 | 2050 | 33.3408 | per Home | 0 | 1 | 45 | PSE Businss Case: APPROVED_Measure Case_Window_2022 | 30.6735 | 11.5% | Per Unit Savings from PSE Business Case: APPROVED_Measure Case_Window_2022. End use ratio of 100% for Heat Central Gas Furnace. | 0 | Per Unit Savings from PSE Business Case: APPROVED_Measure Case_Window_2022. End use ratio of 100% for Heat Central Gas Furnace. | 0 | Full | 0 | 0 | 0 | 776.8403 | 0 | 0 | 0 | Existing conditions, assuming no cost | PSE Businss Case: APPROVED_Measure Case_Window_2022 | P | 100% | 5% | 19.1% | 1 | 0 | 0 | No applicable non-energy benefitsIncludes PSE NEI data where applicable. | No applicable non-energy benefits | System | System
Thurston County | Multifamily - Highly Impacted | Heat Room Gas | Existing | Windows - Double Pane - U30 - from SP U120 - GH - MF - MI | Double pane windows: U-factor 0.30; from 1.20 single pane; multi-family dwelling heated with natural gas; moderate income customer | 0 | 2024 | 2050 | 33.3408 | per Home | 0 | 1 | 45 | PSE Businss Case: APPROVED_Measure Case_Window_2022 | 27.6062 | 10.08% | Per Unit Savings from PSE Business Case: APPROVED_Measure Case_Window_2022. Assuming an end use ratio of 90% for Heat Room Gas and applying to the reported PSE Business Case Savings. | 0 | Per Unit Savings from PSE Business Case: APPROVED_Measure Case_Window_2022. Assuming an end use ratio of 90% for Heat Room Gas and applying to the reported PSE Business Case Savings. | 0 | Full | 0 | 0 | 0 | 776.8403 | 0 | 0 | 0 | Existing conditions, assuming no cost | PSE Businss Case: APPROVED_Measure Case_Window_2022 | P | 100% | 5% | 19.1% | 1 | 0 | 0 | No applicable non-energy benefitsIncludes PSE NEI data where applicable. | No applicable non-energy benefits | System | System
Thurston County | Single Family | Heat Central Gas Boiler | Existing | Windows - Single Pane - to U22 - GH - SF or DX | Single pane windows: U-factor up to 0.22; single family or duplex dwelling heated with natural gas | 0 | 2024 | 2050 | 306.6112 | per Home | 0 | 1 | 45 | PSE Businss Case: APPROVED_Measure Case_Window_2022 | 141.1273 | 21.83% | Per Unit Savings from PSE Business Case: APPROVED_Measure Case_Window_2022 | 0 | Per Unit Savings from PSE Business Case: APPROVED_Measure Case_Window_2022 | 0 | Full | 0 | 0 | 0 | 8048.545 | 0 | 0 | 0 | Existing conditions, assuming no cost | PSE Businss Case: APPROVED_Measure Case_Window_2022 | Q | 100% | 5% | 20.95% | 1 | 0 | 0 | No applicable non-energy benefitsIncludes PSE NEI data where applicable. | No applicable non-energy benefits | System | System
Thurston County | Single Family | Heat Central Gas Furnace | Existing | Windows - Single Pane - to U22 - GH - SF or DX | Single pane windows: U-factor up to 0.22; single family or duplex dwelling heated with natural gas | 0 | 2024 | 2050 | 306.6112 | per Home | 0 | 1 | 45 | PSE Businss Case: APPROVED_Measure Case_Window_2022 | 104.0761 | 21.83% | Per Unit Savings from PSE Business Case: APPROVED_Measure Case_Window_2022 | 0 | Per Unit Savings from PSE Business Case: APPROVED_Measure Case_Window_2022 | 0 | Full | 0 | 0 | 0 | 8048.545 | 0 | 0 | 0 | Existing conditions, assuming no cost | PSE Businss Case: APPROVED_Measure Case_Window_2022 | Q | 100% | 5% | 20.95% | 1 | 0 | 0 | No applicable non-energy benefitsIncludes PSE NEI data where applicable. | No applicable non-energy benefits | System | System
Thurston County | Single Family | Heat Room Gas | Existing | Windows - Single Pane - to U22 - GH - SF or DX | Single pane windows: U-factor up to 0.22; single family or duplex dwelling heated with natural gas | 0 | 2024 | 2050 | 306.6112 | per Home | 0 | 1 | 45 | PSE Businss Case: APPROVED_Measure Case_Window_2022 | 106.7734 | 21.83% | Per Unit Savings from PSE Business Case: APPROVED_Measure Case_Window_2022 | 0 | Per Unit Savings from PSE Business Case: APPROVED_Measure Case_Window_2022 | 0 | Full | 0 | 0 | 0 | 8048.545 | 0 | 0 | 0 | Existing conditions, assuming no cost | PSE Businss Case: APPROVED_Measure Case_Window_2022 | Q | 100% | 5% | 20.95% | 1 | 0 | 0 | No applicable non-energy benefitsIncludes PSE NEI data where applicable. | No applicable non-energy benefits | System | System
Thurston County | Single Family - Highly Impacted | Heat Central Gas Boiler | Existing | Windows - Single Pane - to U22 - GH - SF or DX - MI | Single pane windows: U-factor up to 0.22; single family or duplex dwelling heated with natural gas; moderate income customer | 0 | 2024 | 2050 | 243.4666 | per Home | 0 | 1 | 45 | PSE Businss Case: APPROVED_Measure Case_Window_2022 | 112.063 | 24.1% | Per Unit Savings from PSE Business Case: APPROVED_Measure Case_Window_2022 | 0 | Per Unit Savings from PSE Business Case: APPROVED_Measure Case_Window_2022 | 0 | Full | 0 | 0 | 0 | 6390.9971 | 0 | 0 | 0 | Existing conditions, assuming no cost | PSE Businss Case: APPROVED_Measure Case_Window_2022 | Q | 100% | 5% | 20.95% | 1 | 0 | 0 | No applicable non-energy benefitsIncludes PSE NEI data where applicable. | No applicable non-energy benefits | System | System
Thurston County | Single Family - Highly Impacted | Heat Central Gas Furnace | Existing | Windows - Single Pane - to U22 - GH - SF or DX - MI | Single pane windows: U-factor up to 0.22; single family or duplex dwelling heated with natural gas; moderate income customer | 0 | 2024 | 2050 | 243.4666 | per Home | 0 | 1 | 45 | PSE Businss Case: APPROVED_Measure Case_Window_2022 | 82.6423 | 24.1% | Per Unit Savings from PSE Business Case: APPROVED_Measure Case_Window_2022 | 0 | Per Unit Savings from PSE Business Case: APPROVED_Measure Case_Window_2022 | 0 | Full | 0 | 0 | 0 | 6390.9971 | 0 | 0 | 0 | Existing conditions, assuming no cost | PSE Businss Case: APPROVED_Measure Case_Window_2022 | Q | 100% | 5% | 20.95% | 1 | 0 | 0 | No applicable non-energy benefitsIncludes PSE NEI data where applicable. | No applicable non-energy benefits | System | System
Thurston County | Single Family - Highly Impacted | Heat Room Gas | Existing | Windows - Single Pane - to U22 - GH - SF or DX - MI | Single pane windows: U-factor up to 0.22; single family or duplex dwelling heated with natural gas; moderate income customer | 0 | 2024 | 2050 | 243.4666 | per Home | 0 | 1 | 45 | PSE Businss Case: APPROVED_Measure Case_Window_2022 | 84.7841 | 24.1% | Per Unit Savings from PSE Business Case: APPROVED_Measure Case_Window_2022 | 0 | Per Unit Savings from PSE Business Case: APPROVED_Measure Case_Window_2022 | 0 | Full | 0 | 0 | 0 | 6390.9971 | 0 | 0 | 0 | Existing conditions, assuming no cost | PSE Businss Case: APPROVED_Measure Case_Window_2022 | Q | 100% | 5% | 20.95% | 1 | 0 | 0 | No applicable non-energy benefitsIncludes PSE NEI data where applicable. | No applicable non-energy benefits | System | System
Thurston County | Multifamily - Highly Impacted | Heat Central Gas Boiler | Existing | Windows - Triple Pane - U22 - from DP U30 - GH - MF - MI | Triple pane windows: U-factor 0.22; from 0.30 double pane; multi-family dwelling heated with natural gas; moderate income customer | 0 | 2024 | 2050 | 33.3408 | per Home | 0 | 1 | 45 | PSE Businss Case: APPROVED_Measure Case_Window_2022 | 4.7019 | 1.3% | Per Unit Savings from PSE Business Case: APPROVED_Measure Case_Window_2022. End use ratio of 100% for Heat Central Gas Boiler. | 0 | Per Unit Savings from PSE Business Case: APPROVED_Measure Case_Window_2022. End use ratio of 100% for Heat Central Gas Boiler. | 0 | Incremental | 0 | 0 | 0 | 122.6941 | 0 | 0 | 0 | Measure cost represents incremental cost, default cost of zero | PSE Businss Case: APPROVED_Measure Case_Window_2022 |  | 100% | 2.5% | 80.9% | 1 | 0 | 0 | No applicable non-energy benefitsIncludes PSE NEI data where applicable. | No applicable non-energy benefits | System | System
Thurston County | Multifamily - Highly Impacted | Heat Central Gas Boiler | New | Windows - Triple Pane - U22 - from DP U30 - GH - MF - MI | Triple pane windows: U-factor 0.22; from 0.30 double pane; multi-family dwelling heated with natural gas; moderate income customer | 0 | 2024 | 2050 | 33.3408 | per Home | 0 | 1 | 45 | PSE Businss Case: APPROVED_Measure Case_Window_2022 | 2.9201 | 1.3% | Per Unit Savings from PSE Business Case: APPROVED_Measure Case_Window_2022. End use ratio of 100% for Heat Central Gas Boiler. | 0 | Per Unit Savings from PSE Business Case: APPROVED_Measure Case_Window_2022. End use ratio of 100% for Heat Central Gas Boiler. | 0 | Incremental | 0 | 0 | 0 | 122.6941 | 0 | 0 | 0 | Measure cost represents incremental cost, default cost of zero | PSE Businss Case: APPROVED_Measure Case_Window_2022 |  | 100% | 2.5% | 80.9% | 1 | 0 | 0 | No applicable non-energy benefitsIncludes PSE NEI data where applicable. | No applicable non-energy benefits | System | System
Thurston County | Multifamily - Highly Impacted | Heat Central Gas Furnace | Existing | Windows - Triple Pane - U22 - from DP U30 - GH - MF - MI | Triple pane windows: U-factor 0.22; from 0.30 double pane; multi-family dwelling heated with natural gas; moderate income customer | 0 | 2024 | 2050 | 33.3408 | per Home | 0 | 1 | 45 | PSE Businss Case: APPROVED_Measure Case_Window_2022 | 3.4674 | 1.3% | Per Unit Savings from PSE Business Case: APPROVED_Measure Case_Window_2022. End use ratio of 100% for Heat Central Gas Furnace. | 0 | Per Unit Savings from PSE Business Case: APPROVED_Measure Case_Window_2022. End use ratio of 100% for Heat Central Gas Furnace. | 0 | Incremental | 0 | 0 | 0 | 122.6941 | 0 | 0 | 0 | Measure cost represents incremental cost, default cost of zero | PSE Businss Case: APPROVED_Measure Case_Window_2022 |  | 100% | 2.5% | 80.9% | 1 | 0 | 0 | No applicable non-energy benefitsIncludes PSE NEI data where applicable. | No applicable non-energy benefits | System | System
Thurston County | Multifamily - Highly Impacted | Heat Central Gas Furnace | New | Windows - Triple Pane - U22 - from DP U30 - GH - MF - MI | Triple pane windows: U-factor 0.22; from 0.30 double pane; multi-family dwelling heated with natural gas; moderate income customer | 0 | 2024 | 2050 | 33.3408 | per Home | 0 | 1 | 45 | PSE Businss Case: APPROVED_Measure Case_Window_2022 | 2.0145 | 1.3% | Per Unit Savings from PSE Business Case: APPROVED_Measure Case_Window_2022. End use ratio of 100% for Heat Central Gas Furnace. | 0 | Per Unit Savings from PSE Business Case: APPROVED_Measure Case_Window_2022. End use ratio of 100% for Heat Central Gas Furnace. | 0 | Incremental | 0 | 0 | 0 | 122.6941 | 0 | 0 | 0 | Measure cost represents incremental cost, default cost of zero | PSE Businss Case: APPROVED_Measure Case_Window_2022 |  | 100% | 2.5% | 80.9% | 1 | 0 | 0 | No applicable non-energy benefitsIncludes PSE NEI data where applicable. | No applicable non-energy benefits | System | System
Thurston County | Multifamily - Highly Impacted | Heat Room Gas | Existing | Windows - Triple Pane - U22 - from DP U30 - GH - MF - MI | Triple pane windows: U-factor 0.22; from 0.30 double pane; multi-family dwelling heated with natural gas; moderate income customer | 0 | 2024 | 2050 | 33.3408 | per Home | 0 | 1 | 45 | PSE Businss Case: APPROVED_Measure Case_Window_2022 | 3.1207 | 1.14% | Per Unit Savings from PSE Business Case: APPROVED_Measure Case_Window_2022. Assuming an end use ratio of 90% for Heat Room Gas and applying to the reported PSE Business Case Savings. | 0 | Per Unit Savings from PSE Business Case: APPROVED_Measure Case_Window_2022. Assuming an end use ratio of 90% for Heat Room Gas and applying to the reported PSE Business Case Savings. | 0 | Incremental | 0 | 0 | 0 | 122.6941 | 0 | 0 | 0 | Measure cost represents incremental cost, default cost of zero | PSE Businss Case: APPROVED_Measure Case_Window_2022 |  | 100% | 2.5% | 80.9% | 1 | 0 | 0 | No applicable non-energy benefitsIncludes PSE NEI data where applicable. | No applicable non-energy benefits | System | System
Thurston County | Multifamily - Highly Impacted | Heat Room Gas | New | Windows - Triple Pane - U22 - from DP U30 - GH - MF - MI | Triple pane windows: U-factor 0.22; from 0.30 double pane; multi-family dwelling heated with natural gas; moderate income customer | 0 | 2024 | 2050 | 33.3408 | per Home | 0 | 1 | 45 | PSE Businss Case: APPROVED_Measure Case_Window_2022 | 2.0285 | 1.14% | Per Unit Savings from PSE Business Case: APPROVED_Measure Case_Window_2022. Assuming an end use ratio of 90% for Heat Room Gas and applying to the reported PSE Business Case Savings. | 0 | Per Unit Savings from PSE Business Case: APPROVED_Measure Case_Window_2022. Assuming an end use ratio of 90% for Heat Room Gas and applying to the reported PSE Business Case Savings. | 0 | Incremental | 0 | 0 | 0 | 122.6941 | 0 | 0 | 0 | Measure cost represents incremental cost, default cost of zero | PSE Businss Case: APPROVED_Measure Case_Window_2022 |  | 100% | 2.5% | 80.9% | 1 | 0 | 0 | No applicable non-energy benefitsIncludes PSE NEI data where applicable. | No applicable non-energy benefits | System | System
Thurston County | Multifamily - Highly Impacted | Heat Central Gas Boiler | Existing | Windows - Triple Pane - U22 - from DP U60 - GH - MF - MI | Triple pane windows: U-factor 0.22; from 0.60 double pane; multi-family dwelling heated with natural gas; moderate income customer | 0 | 2024 | 2050 | 33.3408 | per Home | 0 | 1 | 45 | PSE Businss Case: APPROVED_Measure Case_Window_2022 | 27.1261 | 7.497% | Per Unit Savings from PSE Business Case: APPROVED_Measure Case_Window_2022. End use ratio of 100% for Heat Central Gas Boiler. | 0 | Per Unit Savings from PSE Business Case: APPROVED_Measure Case_Window_2022. End use ratio of 100% for Heat Central Gas Boiler. | 0 | Full | 0 | 0 | 0 | 899.5344 | 0 | 0 | 0 | Existing conditions, assuming no cost | PSE Businss Case: APPROVED_Measure Case_Window_2022 | O | 100% | 2.5% | 80.9% | 1 | 0 | 0 | No applicable non-energy benefitsIncludes PSE NEI data where applicable. | No applicable non-energy benefits | System | System
Thurston County | Multifamily - Highly Impacted | Heat Central Gas Boiler | New | Windows - Triple Pane - U22 - from DP U60 - GH - MF - MI | Triple pane windows: U-factor 0.22; from 0.60 double pane; multi-family dwelling heated with natural gas; moderate income customer | 0 | 2024 | 2050 | 33.3408 | per Home | 0 | 1 | 45 | PSE Businss Case: APPROVED_Measure Case_Window_2022 | 16.8467 | 7.497% | Per Unit Savings from PSE Business Case: APPROVED_Measure Case_Window_2022. End use ratio of 100% for Heat Central Gas Boiler. | 0 | Per Unit Savings from PSE Business Case: APPROVED_Measure Case_Window_2022. End use ratio of 100% for Heat Central Gas Boiler. | 0 | Full | 0 | 0 | 0 | 899.5344 | 0 | 0 | 0 | Existing conditions, assuming no cost | PSE Businss Case: APPROVED_Measure Case_Window_2022 | O | 100% | 2.5% | 80.9% | 1 | 0 | 0 | No applicable non-energy benefitsIncludes PSE NEI data where applicable. | No applicable non-energy benefits | System | System
Thurston County | Multifamily - Highly Impacted | Heat Central Gas Furnace | Existing | Windows - Triple Pane - U22 - from DP U60 - GH - MF - MI | Triple pane windows: U-factor 0.22; from 0.60 double pane; multi-family dwelling heated with natural gas; moderate income customer | 0 | 2024 | 2050 | 33.3408 | per Home | 0 | 1 | 45 | PSE Businss Case: APPROVED_Measure Case_Window_2022 | 20.0045 | 7.497% | Per Unit Savings from PSE Business Case: APPROVED_Measure Case_Window_2022. End use ratio of 100% for Heat Central Gas Furnace. | 0 | Per Unit Savings from PSE Business Case: APPROVED_Measure Case_Window_2022. End use ratio of 100% for Heat Central Gas Furnace. | 0 | Full | 0 | 0 | 0 | 899.5344 | 0 | 0 | 0 | Existing conditions, assuming no cost | PSE Businss Case: APPROVED_Measure Case_Window_2022 | O | 100% | 2.5% | 80.9% | 1 | 0 | 0 | No applicable non-energy benefitsIncludes PSE NEI data where applicable. | No applicable non-energy benefits | System | System
Thurston County | Multifamily - Highly Impacted | Heat Central Gas Furnace | New | Windows - Triple Pane - U22 - from DP U60 - GH - MF - MI | Triple pane windows: U-factor 0.22; from 0.60 double pane; multi-family dwelling heated with natural gas; moderate income customer | 0 | 2024 | 2050 | 33.3408 | per Home | 0 | 1 | 45 | PSE Businss Case: APPROVED_Measure Case_Window_2022 | 11.6218 | 7.497% | Per Unit Savings from PSE Business Case: APPROVED_Measure Case_Window_2022. End use ratio of 100% for Heat Central Gas Furnace. | 0 | Per Unit Savings from PSE Business Case: APPROVED_Measure Case_Window_2022. End use ratio of 100% for Heat Central Gas Furnace. | 0 | Full | 0 | 0 | 0 | 899.5344 | 0 | 0 | 0 | Existing conditions, assuming no cost | PSE Businss Case: APPROVED_Measure Case_Window_2022 | O | 100% | 2.5% | 80.9% | 1 | 0 | 0 | No applicable non-energy benefitsIncludes PSE NEI data where applicable. | No applicable non-energy benefits | System | System
Thurston County | Multifamily - Highly Impacted | Heat Room Gas | Existing | Windows - Triple Pane - U22 - from DP U60 - GH - MF - MI | Triple pane windows: U-factor 0.22; from 0.60 double pane; multi-family dwelling heated with natural gas; moderate income customer | 0 | 2024 | 2050 | 33.3408 | per Home | 0 | 1 | 45 | PSE Businss Case: APPROVED_Measure Case_Window_2022 | 18.004 | 6.577% | Per Unit Savings from PSE Business Case: APPROVED_Measure Case_Window_2022. Assuming an end use ratio of 90% for Heat Room Gas and applying to the reported PSE Business Case Savings. | 0 | Per Unit Savings from PSE Business Case: APPROVED_Measure Case_Window_2022. Assuming an end use ratio of 90% for Heat Room Gas and applying to the reported PSE Business Case Savings. | 0 | Full | 0 | 0 | 0 | 899.5344 | 0 | 0 | 0 | Existing conditions, assuming no cost | PSE Businss Case: APPROVED_Measure Case_Window_2022 | O | 100% | 2.5% | 80.9% | 1 | 0 | 0 | No applicable non-energy benefitsIncludes PSE NEI data where applicable. | No applicable non-energy benefits | System | System
Thurston County | Multifamily - Highly Impacted | Heat Room Gas | New | Windows - Triple Pane - U22 - from DP U60 - GH - MF - MI | Triple pane windows: U-factor 0.22; from 0.60 double pane; multi-family dwelling heated with natural gas; moderate income customer | 0 | 2024 | 2050 | 33.3408 | per Home | 0 | 1 | 45 | PSE Businss Case: APPROVED_Measure Case_Window_2022 | 11.7026 | 6.577% | Per Unit Savings from PSE Business Case: APPROVED_Measure Case_Window_2022. Assuming an end use ratio of 90% for Heat Room Gas and applying to the reported PSE Business Case Savings. | 0 | Per Unit Savings from PSE Business Case: APPROVED_Measure Case_Window_2022. Assuming an end use ratio of 90% for Heat Room Gas and applying to the reported PSE Business Case Savings. | 0 | Full | 0 | 0 | 0 | 899.5344 | 0 | 0 | 0 | Existing conditions, assuming no cost | PSE Businss Case: APPROVED_Measure Case_Window_2022 | O | 100% | 2.5% | 80.9% | 1 | 0 | 0 | No applicable non-energy benefitsIncludes PSE NEI data where applicable. | No applicable non-energy benefits | System | System
Thurston County | Multifamily - Highly Impacted | Heat Central Gas Boiler | Existing | Windows - Triple Pane - U22 - from SP U120 - GH - MF - MI | Triple pane windows: U-factor 0.22; from 1.20 single pane; multi-family dwelling heated with natural gas; moderate income customer | 0 | 2024 | 2050 | 33.3408 | per Home | 0 | 1 | 45 | PSE Businss Case: APPROVED_Measure Case_Window_2022 | 45.9335 | 12.7% | Per Unit Savings from PSE Business Case: APPROVED_Measure Case_Window_2022. End use ratio of 100% for Heat Central Gas Boiler. | 0 | Per Unit Savings from PSE Business Case: APPROVED_Measure Case_Window_2022. End use ratio of 100% for Heat Central Gas Boiler. | 0 | Full | 0 | 0 | 0 | 899.5344 | 0 | 0 | 0 | Existing conditions, assuming no cost | PSE Businss Case: APPROVED_Measure Case_Window_2022 | P | 100% | 2.5% | 19.1% | 1 | 0 | 0 | No applicable non-energy benefitsIncludes PSE NEI data where applicable. | No applicable non-energy benefits | System | System
Thurston County | Multifamily - Highly Impacted | Heat Central Gas Boiler | New | Windows - Triple Pane - U22 - from SP U120 - GH - MF - MI | Triple pane windows: U-factor 0.22; from 1.20 single pane; multi-family dwelling heated with natural gas; moderate income customer | 0 | 2024 | 2050 | 33.3408 | per Home | 0 | 1 | 45 | PSE Businss Case: APPROVED_Measure Case_Window_2022 | 28.527 | 12.7% | Per Unit Savings from PSE Business Case: APPROVED_Measure Case_Window_2022. End use ratio of 100% for Heat Central Gas Boiler. | 0 | Per Unit Savings from PSE Business Case: APPROVED_Measure Case_Window_2022. End use ratio of 100% for Heat Central Gas Boiler. | 0 | Full | 0 | 0 | 0 | 899.5344 | 0 | 0 | 0 | Existing conditions, assuming no cost | PSE Businss Case: APPROVED_Measure Case_Window_2022 | P | 100% | 2.5% | 19.1% | 1 | 0 | 0 | No applicable non-energy benefitsIncludes PSE NEI data where applicable. | No applicable non-energy benefits | System | System
Thurston County | Multifamily - Highly Impacted | Heat Central Gas Furnace | Existing | Windows - Triple Pane - U22 - from SP U120 - GH - MF - MI | Triple pane windows: U-factor 0.22; from 1.20 single pane; multi-family dwelling heated with natural gas; moderate income customer | 0 | 2024 | 2050 | 33.3408 | per Home | 0 | 1 | 45 | PSE Businss Case: APPROVED_Measure Case_Window_2022 | 33.8742 | 12.7% | Per Unit Savings from PSE Business Case: APPROVED_Measure Case_Window_2022. End use ratio of 100% for Heat Central Gas Furnace. | 0 | Per Unit Savings from PSE Business Case: APPROVED_Measure Case_Window_2022. End use ratio of 100% for Heat Central Gas Furnace. | 0 | Full | 0 | 0 | 0 | 899.5344 | 0 | 0 | 0 | Existing conditions, assuming no cost | PSE Businss Case: APPROVED_Measure Case_Window_2022 | P | 100% | 2.5% | 19.1% | 1 | 0 | 0 | No applicable non-energy benefitsIncludes PSE NEI data where applicable. | No applicable non-energy benefits | System | System
Thurston County | Multifamily - Highly Impacted | Heat Central Gas Furnace | New | Windows - Triple Pane - U22 - from SP U120 - GH - MF - MI | Triple pane windows: U-factor 0.22; from 1.20 single pane; multi-family dwelling heated with natural gas; moderate income customer | 0 | 2024 | 2050 | 33.3408 | per Home | 0 | 1 | 45 | PSE Businss Case: APPROVED_Measure Case_Window_2022 | 19.6797 | 12.7% | Per Unit Savings from PSE Business Case: APPROVED_Measure Case_Window_2022. End use ratio of 100% for Heat Central Gas Furnace. | 0 | Per Unit Savings from PSE Business Case: APPROVED_Measure Case_Window_2022. End use ratio of 100% for Heat Central Gas Furnace. | 0 | Full | 0 | 0 | 0 | 899.5344 | 0 | 0 | 0 | Existing conditions, assuming no cost | PSE Businss Case: APPROVED_Measure Case_Window_2022 | P | 100% | 2.5% | 19.1% | 1 | 0 | 0 | No applicable non-energy benefitsIncludes PSE NEI data where applicable. | No applicable non-energy benefits | System | System
Thurston County | Multifamily - Highly Impacted | Heat Room Gas | Existing | Windows - Triple Pane - U22 - from SP U120 - GH - MF - MI | Triple pane windows: U-factor 0.22; from 1.20 single pane; multi-family dwelling heated with natural gas; moderate income customer | 0 | 2024 | 2050 | 33.3408 | per Home | 0 | 1 | 45 | PSE Businss Case: APPROVED_Measure Case_Window_2022 | 30.4868 | 11.14% | Per Unit Savings from PSE Business Case: APPROVED_Measure Case_Window_2022. Assuming an end use ratio of 90% for Heat Room Gas and applying to the reported PSE Business Case Savings. | 0 | Per Unit Savings from PSE Business Case: APPROVED_Measure Case_Window_2022. Assuming an end use ratio of 90% for Heat Room Gas and applying to the reported PSE Business Case Savings. | 0 | Full | 0 | 0 | 0 | 899.5344 | 0 | 0 | 0 | Existing conditions, assuming no cost | PSE Businss Case: APPROVED_Measure Case_Window_2022 | P | 100% | 2.5% | 19.1% | 1 | 0 | 0 | No applicable non-energy benefitsIncludes PSE NEI data where applicable. | No applicable non-energy benefits | System | System
Thurston County | Multifamily - Highly Impacted | Heat Room Gas | New | Windows - Triple Pane - U22 - from SP U120 - GH - MF - MI | Triple pane windows: U-factor 0.22; from 1.20 single pane; multi-family dwelling heated with natural gas; moderate income customer | 0 | 2024 | 2050 | 33.3408 | per Home | 0 | 1 | 45 | PSE Businss Case: APPROVED_Measure Case_Window_2022 | 19.8164 | 11.14% | Per Unit Savings from PSE Business Case: APPROVED_Measure Case_Window_2022. Assuming an end use ratio of 90% for Heat Room Gas and applying to the reported PSE Business Case Savings. | 0 | Per Unit Savings from PSE Business Case: APPROVED_Measure Case_Window_2022. Assuming an end use ratio of 90% for Heat Room Gas and applying to the reported PSE Business Case Savings. | 0 | Full | 0 | 0 | 0 | 899.5344 | 0 | 0 | 0 | Existing conditions, assuming no cost | PSE Businss Case: APPROVED_Measure Case_Window_2022 | P | 100% | 2.5% | 19.1% | 1 | 0 | 0 | No applicable non-energy benefitsIncludes PSE NEI data where applicable. | No applicable non-energy benefits | System | System
Thurston County | Multifamily | Water Heat LE 55 Gal | Existing | Tub Spout - DI - GWH - MF | Tub spout: direct install in multi-family dwelling with natural gas water heating | 0 | 2024 | 2050 | 0.96035 | per Home | 0 | 0 | 10 | PSE Businss Case: APPROVED_Measure Case_Adapter_2022 | 7.2026 | 5.605% | Per Unit Savings from PSE Business Case: APPROVED_Measure Case_Adapter_2022 | 0 | Per Unit Savings from PSE Business Case: APPROVED_Measure Case_Adapter_2022 | 0 | Full | 0 | 0 | 0 | 91.2334 | 0 | 0 | 0 | Existing conditions, assuming no cost | PSE Businss Case: APPROVED_Measure Case_Adapter_2022 | AA | 100% | 23.51% | 100% | 1 | 0 | 15.3 | No applicable non-energy benefitsIncludes PSE NEI data where applicable. | No applicable non-energy benefits | System | System
Thurston County | Multifamily | Water Heat LE 55 Gal | New | Tub Spout - DI - GWH - MF | Tub spout: direct install in multi-family dwelling with natural gas water heating | 0 | 2024 | 2050 | 0.96035 | per Home | 0 | 0 | 10 | PSE Businss Case: APPROVED_Measure Case_Adapter_2022 | 6.9437 | 5.605% | Per Unit Savings from PSE Business Case: APPROVED_Measure Case_Adapter_2022 | 0 | Per Unit Savings from PSE Business Case: APPROVED_Measure Case_Adapter_2022 | 0 | Full | 0 | 0 | 0 | 91.2334 | 0 | 0 | 0 | Existing conditions, assuming no cost | PSE Businss Case: APPROVED_Measure Case_Adapter_2022 | AA | 100% | 23.51% | 100% | 1 | 0 | 15.3 | No applicable non-energy benefitsIncludes PSE NEI data where applicable. | No applicable non-energy benefits | System | System
Thurston County | Multifamily | Water Heat GT 55 Gal | Existing | Tub Spout - DI - GWH - MF | Tub spout: direct install in multi-family dwelling with natural gas water heating | 0 | 2024 | 2050 | 0.96035 | per Home | 0 | 0 | 10 | PSE Businss Case: APPROVED_Measure Case_Adapter_2022 | 6.0346 | 5.53% | Adjusting savings using baseline and measure water heating efficiency. PSE Business Case: APPROVED_Measure Case_Adapter_2022 | 0 | Adjusting savings using baseline and measure water heating efficiency. PSE Business Case: APPROVED_Measure Case_Adapter_2022 | 0 | Full | 0 | 0 | 0 | 91.2334 | 0 | 0 | 0 | Existing conditions, assuming no cost | PSE Businss Case: APPROVED_Measure Case_Adapter_2022 | AA | 100% | 23.51% | 100% | 1 | 0 | 15.3 | No applicable non-energy benefitsIncludes PSE NEI data where applicable. | No applicable non-energy benefits | System | System
Thurston County | Multifamily | Water Heat GT 55 Gal | New | Tub Spout - DI - GWH - MF | Tub spout: direct install in multi-family dwelling with natural gas water heating | 0 | 2024 | 2050 | 0.96035 | per Home | 0 | 0 | 10 | PSE Businss Case: APPROVED_Measure Case_Adapter_2022 | 6.0346 | 5.53% | Adjusting savings using baseline and measure water heating efficiency. PSE Business Case: APPROVED_Measure Case_Adapter_2022 | 0 | Adjusting savings using baseline and measure water heating efficiency. PSE Business Case: APPROVED_Measure Case_Adapter_2022 | 0 | Full | 0 | 0 | 0 | 91.2334 | 0 | 0 | 0 | Existing conditions, assuming no cost | PSE Businss Case: APPROVED_Measure Case_Adapter_2022 | AA | 100% | 23.51% | 100% | 1 | 0 | 15.3 | No applicable non-energy benefitsIncludes PSE NEI data where applicable. | No applicable non-energy benefits | System | System
Thurston County | Multifamily - Highly Impacted | Water Heat LE 55 Gal | Existing | Tub Spout - DI - GWH - MF | Tub spout: direct install in multi-family dwelling with natural gas water heating | 0 | 2024 | 2050 | 0.8151 | per Home | 0 | 0 | 10 | PSE Businss Case: APPROVED_Measure Case_Adapter_2022 | 6.1133 | 4.226% | Per Unit Savings from PSE Business Case: APPROVED_Measure Case_Adapter_2022 | 0 | Per Unit Savings from PSE Business Case: APPROVED_Measure Case_Adapter_2022 | 0 | Full | 0 | 0 | 0 | 77.4346 | 0 | 0 | 0 | Existing conditions, assuming no cost | PSE Businss Case: APPROVED_Measure Case_Adapter_2022 | AA | 100% | 23.51% | 100% | 1 | 0 | 15.3 | No applicable non-energy benefitsIncludes PSE NEI data where applicable. | No applicable non-energy benefits | System | System
Thurston County | Multifamily - Highly Impacted | Water Heat LE 55 Gal | New | Tub Spout - DI - GWH - MF | Tub spout: direct install in multi-family dwelling with natural gas water heating | 0 | 2024 | 2050 | 0.8151 | per Home | 0 | 0 | 10 | PSE Businss Case: APPROVED_Measure Case_Adapter_2022 | 5.8935 | 4.226% | Per Unit Savings from PSE Business Case: APPROVED_Measure Case_Adapter_2022 | 0 | Per Unit Savings from PSE Business Case: APPROVED_Measure Case_Adapter_2022 | 0 | Full | 0 | 0 | 0 | 77.4346 | 0 | 0 | 0 | Existing conditions, assuming no cost | PSE Businss Case: APPROVED_Measure Case_Adapter_2022 | AA | 100% | 23.51% | 100% | 1 | 0 | 15.3 | No applicable non-energy benefitsIncludes PSE NEI data where applicable. | No applicable non-energy benefits | System | System
Thurston County | Multifamily - Highly Impacted | Water Heat GT 55 Gal | Existing | Tub Spout - DI - GWH - MF | Tub spout: direct install in multi-family dwelling with natural gas water heating | 0 | 2024 | 2050 | 0.8151 | per Home | 0 | 0 | 10 | PSE Businss Case: APPROVED_Measure Case_Adapter_2022 | 5.1219 | 4.17% | Adjusting savings using baseline and measure water heating efficiency. PSE Business Case: APPROVED_Measure Case_Adapter_2022 | 0 | Adjusting savings using baseline and measure water heating efficiency. PSE Business Case: APPROVED_Measure Case_Adapter_2022 | 0 | Full | 0 | 0 | 0 | 77.4346 | 0 | 0 | 0 | Existing conditions, assuming no cost | PSE Businss Case: APPROVED_Measure Case_Adapter_2022 | AA | 100% | 23.51% | 100% | 1 | 0 | 15.3 | No applicable non-energy benefitsIncludes PSE NEI data where applicable. | No applicable non-energy benefits | System | System
Thurston County | Multifamily - Highly Impacted | Water Heat GT 55 Gal | New | Tub Spout - DI - GWH - MF | Tub spout: direct install in multi-family dwelling with natural gas water heating | 0 | 2024 | 2050 | 0.8151 | per Home | 0 | 0 | 10 | PSE Businss Case: APPROVED_Measure Case_Adapter_2022 | 5.1219 | 4.17% | Adjusting savings using baseline and measure water heating efficiency. PSE Business Case: APPROVED_Measure Case_Adapter_2022 | 0 | Adjusting savings using baseline and measure water heating efficiency. PSE Business Case: APPROVED_Measure Case_Adapter_2022 | 0 | Full | 0 | 0 | 0 | 77.4346 | 0 | 0 | 0 | Existing conditions, assuming no cost | PSE Businss Case: APPROVED_Measure Case_Adapter_2022 | AA | 100% | 23.51% | 100% | 1 | 0 | 15.3 | No applicable non-energy benefitsIncludes PSE NEI data where applicable. | No applicable non-energy benefits | System | System
Thurston County | Manufactured | Water Heat LE 55 Gal | Existing | Tub Spout | Tub spout: direct install in multi-family dwelling with natural gas water heating | 0 | 2024 | 2050 | 1.2832 | per Home | 0 | 0 | 10 | PSE Businss Case: APPROVED_Measure Case_Adapter_2022 | 9.6243 | 6% | Per Unit Savings from PSE Business Case: APPROVED_Measure Case_Adapter_2022 | 0 | Per Unit Savings from PSE Business Case: APPROVED_Measure Case_Adapter_2022 | 0 | Full | 0 | 0 | 0 | 121.9076 | 0 | 0 | 0 | Existing conditions, assuming no cost | PSE Businss Case: APPROVED_Measure Case_Adapter_2022 | AA | 100% | 23.51% | 100% | 1 | 0 | 15.3 | No applicable non-energy benefitsIncludes PSE NEI data where applicable. | No applicable non-energy benefits | System | System
Thurston County | Manufactured | Water Heat LE 55 Gal | New | Tub Spout | Tub spout: direct install in multi-family dwelling with natural gas water heating | 0 | 2024 | 2050 | 1.2832 | per Home | 0 | 0 | 10 | PSE Businss Case: APPROVED_Measure Case_Adapter_2022 | 9.2783 | 6% | Per Unit Savings from PSE Business Case: APPROVED_Measure Case_Adapter_2022 | 0 | Per Unit Savings from PSE Business Case: APPROVED_Measure Case_Adapter_2022 | 0 | Full | 0 | 0 | 0 | 121.9076 | 0 | 0 | 0 | Existing conditions, assuming no cost | PSE Businss Case: APPROVED_Measure Case_Adapter_2022 | AA | 100% | 23.51% | 100% | 1 | 0 | 15.3 | No applicable non-energy benefitsIncludes PSE NEI data where applicable. | No applicable non-energy benefits | System | System
Thurston County | Manufactured | Water Heat GT 55 Gal | Existing | Tub Spout | Tub spout: direct install in multi-family dwelling with natural gas water heating | 0 | 2024 | 2050 | 1.2832 | per Home | 0 | 0 | 10 | PSE Businss Case: APPROVED_Measure Case_Adapter_2022 | 8.0636 | 5.921% | Adjusting savings using baseline and measure water heating efficiency. PSE Business Case: APPROVED_Measure Case_Adapter_2022 | 0 | Adjusting savings using baseline and measure water heating efficiency. PSE Business Case: APPROVED_Measure Case_Adapter_2022 | 0 | Full | 0 | 0 | 0 | 121.9076 | 0 | 0 | 0 | Existing conditions, assuming no cost | PSE Businss Case: APPROVED_Measure Case_Adapter_2022 | AA | 100% | 23.51% | 100% | 1 | 0 | 15.3 | No applicable non-energy benefitsIncludes PSE NEI data where applicable. | No applicable non-energy benefits | System | System
Thurston County | Manufactured | Water Heat GT 55 Gal | New | Tub Spout | Tub spout: direct install in multi-family dwelling with natural gas water heating | 0 | 2024 | 2050 | 1.2832 | per Home | 0 | 0 | 10 | PSE Businss Case: APPROVED_Measure Case_Adapter_2022 | 8.0636 | 5.921% | Adjusting savings using baseline and measure water heating efficiency. PSE Business Case: APPROVED_Measure Case_Adapter_2022 | 0 | Adjusting savings using baseline and measure water heating efficiency. PSE Business Case: APPROVED_Measure Case_Adapter_2022 | 0 | Full | 0 | 0 | 0 | 121.9076 | 0 | 0 | 0 | Existing conditions, assuming no cost | PSE Businss Case: APPROVED_Measure Case_Adapter_2022 | AA | 100% | 23.51% | 100% | 1 | 0 | 15.3 | No applicable non-energy benefitsIncludes PSE NEI data where applicable. | No applicable non-energy benefits | System | System
Thurston County | Manufactured - Highly Impacted | Water Heat LE 55 Gal | Existing | Tub Spout | Tub spout: direct install in multi-family dwelling with natural gas water heating | 0 | 2024 | 2050 | 0.99487 | per Home | 0 | 0 | 10 | PSE Businss Case: APPROVED_Measure Case_Adapter_2022 | 7.4616 | 5.456% | Per Unit Savings from PSE Business Case: APPROVED_Measure Case_Adapter_2022 | 0 | Per Unit Savings from PSE Business Case: APPROVED_Measure Case_Adapter_2022 | 0 | Full | 0 | 0 | 0 | 94.5131 | 0 | 0 | 0 | Existing conditions, assuming no cost | PSE Businss Case: APPROVED_Measure Case_Adapter_2022 | AA | 100% | 23.51% | 100% | 1 | 0 | 15.3 | No applicable non-energy benefitsIncludes PSE NEI data where applicable. | No applicable non-energy benefits | System | System
Thurston County | Manufactured - Highly Impacted | Water Heat LE 55 Gal | New | Tub Spout | Tub spout: direct install in multi-family dwelling with natural gas water heating | 0 | 2024 | 2050 | 0.99487 | per Home | 0 | 0 | 10 | PSE Businss Case: APPROVED_Measure Case_Adapter_2022 | 7.1933 | 5.456% | Per Unit Savings from PSE Business Case: APPROVED_Measure Case_Adapter_2022 | 0 | Per Unit Savings from PSE Business Case: APPROVED_Measure Case_Adapter_2022 | 0 | Full | 0 | 0 | 0 | 94.5131 | 0 | 0 | 0 | Existing conditions, assuming no cost | PSE Businss Case: APPROVED_Measure Case_Adapter_2022 | AA | 100% | 23.51% | 100% | 1 | 0 | 15.3 | No applicable non-energy benefitsIncludes PSE NEI data where applicable. | No applicable non-energy benefits | System | System
Thurston County | Manufactured - Highly Impacted | Water Heat GT 55 Gal | Existing | Tub Spout | Tub spout: direct install in multi-family dwelling with natural gas water heating | 0 | 2024 | 2050 | 0.99487 | per Home | 0 | 0 | 10 | PSE Businss Case: APPROVED_Measure Case_Adapter_2022 | 6.2516 | 5.384% | Adjusting savings using baseline and measure water heating efficiency. PSE Business Case: APPROVED_Measure Case_Adapter_2022 | 0 | Adjusting savings using baseline and measure water heating efficiency. PSE Business Case: APPROVED_Measure Case_Adapter_2022 | 0 | Full | 0 | 0 | 0 | 94.5131 | 0 | 0 | 0 | Existing conditions, assuming no cost | PSE Businss Case: APPROVED_Measure Case_Adapter_2022 | AA | 100% | 23.51% | 100% | 1 | 0 | 15.3 | No applicable non-energy benefitsIncludes PSE NEI data where applicable. | No applicable non-energy benefits | System | System
Thurston County | Manufactured - Highly Impacted | Water Heat GT 55 Gal | New | Tub Spout | Tub spout: direct install in multi-family dwelling with natural gas water heating | 0 | 2024 | 2050 | 0.99487 | per Home | 0 | 0 | 10 | PSE Businss Case: APPROVED_Measure Case_Adapter_2022 | 6.2516 | 5.384% | Adjusting savings using baseline and measure water heating efficiency. PSE Business Case: APPROVED_Measure Case_Adapter_2022 | 0 | Adjusting savings using baseline and measure water heating efficiency. PSE Business Case: APPROVED_Measure Case_Adapter_2022 | 0 | Full | 0 | 0 | 0 | 94.5131 | 0 | 0 | 0 | Existing conditions, assuming no cost | PSE Businss Case: APPROVED_Measure Case_Adapter_2022 | AA | 100% | 23.51% | 100% | 1 | 0 | 15.3 | No applicable non-energy benefitsIncludes PSE NEI data where applicable. | No applicable non-energy benefits | System | System
Thurston County | Single Family | Water Heat LE 55 Gal | Existing | Tub Spout | Tub spout: direct install in multi-family dwelling with natural gas water heating | 0 | 2024 | 2050 | 1.1758 | per Home | 0 | 0 | 10 | PSE Businss Case: APPROVED_Measure Case_Adapter_2022 | 8.8182 | 4.874% | Per Unit Savings from PSE Business Case: APPROVED_Measure Case_Adapter_2022 | 0 | Per Unit Savings from PSE Business Case: APPROVED_Measure Case_Adapter_2022 | 0 | Full | 0 | 0 | 0 | 111.6975 | 0 | 0 | 0 | Existing conditions, assuming no cost | PSE Businss Case: APPROVED_Measure Case_Adapter_2022 | AA | 100% | 23.51% | 100% | 1 | 0 | 15.3 | No applicable non-energy benefitsIncludes PSE NEI data where applicable. | No applicable non-energy benefits | System | System
Thurston County | Single Family | Water Heat LE 55 Gal | New | Tub Spout | Tub spout: direct install in multi-family dwelling with natural gas water heating | 0 | 2024 | 2050 | 1.1758 | per Home | 0 | 0 | 10 | PSE Businss Case: APPROVED_Measure Case_Adapter_2022 | 8.5012 | 4.874% | Per Unit Savings from PSE Business Case: APPROVED_Measure Case_Adapter_2022 | 0 | Per Unit Savings from PSE Business Case: APPROVED_Measure Case_Adapter_2022 | 0 | Full | 0 | 0 | 0 | 111.6975 | 0 | 0 | 0 | Existing conditions, assuming no cost | PSE Businss Case: APPROVED_Measure Case_Adapter_2022 | AA | 100% | 23.51% | 100% | 1 | 0 | 15.3 | No applicable non-energy benefitsIncludes PSE NEI data where applicable. | No applicable non-energy benefits | System | System
Thurston County | Single Family | Water Heat GT 55 Gal | Existing | Tub Spout | Tub spout: direct install in multi-family dwelling with natural gas water heating | 0 | 2024 | 2050 | 1.1758 | per Home | 0 | 0 | 10 | PSE Businss Case: APPROVED_Measure Case_Adapter_2022 | 7.3882 | 4.809% | Adjusting savings using baseline and measure water heating efficiency. PSE Business Case: APPROVED_Measure Case_Adapter_2022 | 0 | Adjusting savings using baseline and measure water heating efficiency. PSE Business Case: APPROVED_Measure Case_Adapter_2022 | 0 | Full | 0 | 0 | 0 | 111.6975 | 0 | 0 | 0 | Existing conditions, assuming no cost | PSE Businss Case: APPROVED_Measure Case_Adapter_2022 | AA | 100% | 23.51% | 100% | 1 | 0 | 15.3 | No applicable non-energy benefitsIncludes PSE NEI data where applicable. | No applicable non-energy benefits | System | System
Thurston County | Single Family | Water Heat GT 55 Gal | New | Tub Spout | Tub spout: direct install in multi-family dwelling with natural gas water heating | 0 | 2024 | 2050 | 1.1758 | per Home | 0 | 0 | 10 | PSE Businss Case: APPROVED_Measure Case_Adapter_2022 | 7.3882 | 4.809% | Adjusting savings using baseline and measure water heating efficiency. PSE Business Case: APPROVED_Measure Case_Adapter_2022 | 0 | Adjusting savings using baseline and measure water heating efficiency. PSE Business Case: APPROVED_Measure Case_Adapter_2022 | 0 | Full | 0 | 0 | 0 | 111.6975 | 0 | 0 | 0 | Existing conditions, assuming no cost | PSE Businss Case: APPROVED_Measure Case_Adapter_2022 | AA | 100% | 23.51% | 100% | 1 | 0 | 15.3 | No applicable non-energy benefitsIncludes PSE NEI data where applicable. | No applicable non-energy benefits | System | System
Thurston County | Single Family - Highly Impacted | Water Heat LE 55 Gal | Existing | Tub Spout | Tub spout: direct install in multi-family dwelling with natural gas water heating | 0 | 2024 | 2050 | 0.84577 | per Home | 0 | 0 | 10 | PSE Businss Case: APPROVED_Measure Case_Adapter_2022 | 6.3433 | 4.013% | Per Unit Savings from PSE Business Case: APPROVED_Measure Case_Adapter_2022 | 0 | Per Unit Savings from PSE Business Case: APPROVED_Measure Case_Adapter_2022 | 0 | Full | 0 | 0 | 0 | 80.348 | 0 | 0 | 0 | Existing conditions, assuming no cost | PSE Businss Case: APPROVED_Measure Case_Adapter_2022 | AA | 100% | 23.51% | 100% | 1 | 0 | 15.3 | No applicable non-energy benefitsIncludes PSE NEI data where applicable. | No applicable non-energy benefits | System | System
Thurston County | Single Family - Highly Impacted | Water Heat LE 55 Gal | New | Tub Spout | Tub spout: direct install in multi-family dwelling with natural gas water heating | 0 | 2024 | 2050 | 0.84577 | per Home | 0 | 0 | 10 | PSE Businss Case: APPROVED_Measure Case_Adapter_2022 | 6.1152 | 4.013% | Per Unit Savings from PSE Business Case: APPROVED_Measure Case_Adapter_2022 | 0 | Per Unit Savings from PSE Business Case: APPROVED_Measure Case_Adapter_2022 | 0 | Full | 0 | 0 | 0 | 80.348 | 0 | 0 | 0 | Existing conditions, assuming no cost | PSE Businss Case: APPROVED_Measure Case_Adapter_2022 | AA | 100% | 23.51% | 100% | 1 | 0 | 15.3 | No applicable non-energy benefitsIncludes PSE NEI data where applicable. | No applicable non-energy benefits | System | System
Thurston County | Single Family - Highly Impacted | Water Heat GT 55 Gal | Existing | Tub Spout | Tub spout: direct install in multi-family dwelling with natural gas water heating | 0 | 2024 | 2050 | 0.84577 | per Home | 0 | 0 | 10 | PSE Businss Case: APPROVED_Measure Case_Adapter_2022 | 5.3146 | 3.959% | Adjusting savings using baseline and measure water heating efficiency. PSE Business Case: APPROVED_Measure Case_Adapter_2022 | 0 | Adjusting savings using baseline and measure water heating efficiency. PSE Business Case: APPROVED_Measure Case_Adapter_2022 | 0 | Full | 0 | 0 | 0 | 80.348 | 0 | 0 | 0 | Existing conditions, assuming no cost | PSE Businss Case: APPROVED_Measure Case_Adapter_2022 | AA | 100% | 23.51% | 100% | 1 | 0 | 15.3 | No applicable non-energy benefitsIncludes PSE NEI data where applicable. | No applicable non-energy benefits | System | System
Thurston County | Single Family - Highly Impacted | Water Heat GT 55 Gal | New | Tub Spout | Tub spout: direct install in multi-family dwelling with natural gas water heating | 0 | 2024 | 2050 | 0.84577 | per Home | 0 | 0 | 10 | PSE Businss Case: APPROVED_Measure Case_Adapter_2022 | 5.3146 | 3.959% | Adjusting savings using baseline and measure water heating efficiency. PSE Business Case: APPROVED_Measure Case_Adapter_2022 | 0 | Adjusting savings using baseline and measure water heating efficiency. PSE Business Case: APPROVED_Measure Case_Adapter_2022 | 0 | Full | 0 | 0 | 0 | 80.348 | 0 | 0 | 0 | Existing conditions, assuming no cost | PSE Businss Case: APPROVED_Measure Case_Adapter_2022 | AA | 100% | 23.51% | 100% | 1 | 0 | 15.3 | No applicable non-energy benefitsIncludes PSE NEI data where applicable. | No applicable non-energy benefits | System | System
Thurston County | Multifamily - Highly Impacted | Heat Central Gas Boiler | Existing | LIW: Integrated Space and Water Heating - MF - TG | Integrated space and water heating system: multi-family; natural gas | 0 | 2024 | 2050 | 1 | per Home | 0 | 1 | 20 | PSE Businss Case: APPROVED_Measure Case_Integrated Space and Water Heat_2022 | 59.4356 | 16.43% | Per Unit Savings from PSE Business Case: APPROVED_Measure Case_Integrated Space and Water Heat_2022 | 0 | Per Unit Savings from PSE Business Case: APPROVED_Measure Case_Integrated Space and Water Heat_2022 | 0 | Full | 0 | 0 | 0 | 5485 | 0 | 0 | 0 | Existing conditions, assuming no cost | PSE Businss Case: APPROVED_Measure Case_Integrated Space and Water Heat_2022 |  | 100% | 71.25% | 100% | 1 | 0 | 12.37 | No applicable non-energy benefitsIncludes PSE NEI data where applicable. | No applicable non-energy benefits | System | System
Thurston County | Multifamily - Highly Impacted | Heat Central Gas Boiler | New | LIW: Integrated Space and Water Heating - MF - TG | Integrated space and water heating system: multi-family; natural gas | 0 | 2024 | 2050 | 1 | per Home | 0 | 1 | 20 | PSE Businss Case: APPROVED_Measure Case_Integrated Space and Water Heat_2022 | 51.3372 | 22.85% | Per Unit Savings from PSE Business Case: APPROVED_Measure Case_Integrated Space and Water Heat_2022 | 0 | Per Unit Savings from PSE Business Case: APPROVED_Measure Case_Integrated Space and Water Heat_2022 | 0 | Full | 0 | 0 | 0 | 5485 | 0 | 0 | 0 | Existing conditions, assuming no cost | PSE Businss Case: APPROVED_Measure Case_Integrated Space and Water Heat_2022 |  | 100% | 71.25% | 100% | 1 | 0 | 12.37 | No applicable non-energy benefitsIncludes PSE NEI data where applicable. | No applicable non-energy benefits | System | System
Thurston County | Multifamily - Highly Impacted | Water Heat LE 55 Gal | Existing | LIW: Integrated Space and Water Heating - MF - TG | Integrated space and water heating system: multi-family; natural gas | 0 | 2024 | 2050 | 1 | per Home | 0 | 1 | 20 | PSE Businss Case: APPROVED_Measure Case_Integrated Space and Water Heat_2022 | 29.7055 | 20.53% | Per Unit Savings from PSE Business Case: APPROVED_Measure Case_Integrated Space and Water Heat_2022 | 0 | Per Unit Savings from PSE Business Case: APPROVED_Measure Case_Integrated Space and Water Heat_2022 | 0 | Full | 0 | 0 | 0 | 5485 | 0 | 0 | 0 | Existing conditions, assuming no cost | PSE Businss Case: APPROVED_Measure Case_Integrated Space and Water Heat_2022 |  | 100% | 71.25% | 100% | 1 | 0 | 12.37 | No applicable non-energy benefitsIncludes PSE NEI data where applicable. | No applicable non-energy benefits | System | System
Thurston County | Multifamily - Highly Impacted | Water Heat LE 55 Gal | New | LIW: Integrated Space and Water Heating - MF - TG | Integrated space and water heating system: multi-family; natural gas | 0 | 2024 | 2050 | 1 | per Home | 0 | 1 | 20 | PSE Businss Case: APPROVED_Measure Case_Integrated Space and Water Heat_2022 | 39.8286 | 28.56% | Per Unit Savings from PSE Business Case: APPROVED_Measure Case_Integrated Space and Water Heat_2022 | 0 | Per Unit Savings from PSE Business Case: APPROVED_Measure Case_Integrated Space and Water Heat_2022 | 0 | Full | 0 | 0 | 0 | 5485 | 0 | 0 | 0 | Existing conditions, assuming no cost | PSE Businss Case: APPROVED_Measure Case_Integrated Space and Water Heat_2022 |  | 100% | 71.25% | 100% | 1 | 0 | 12.37 | No applicable non-energy benefitsIncludes PSE NEI data where applicable. | No applicable non-energy benefits | System | System
Thurston County | Multifamily - Highly Impacted | Water Heat GT 55 Gal | Existing | LIW: Integrated Space and Water Heating - MF - TG | Integrated space and water heating system: multi-family; natural gas | 0 | 2024 | 2050 | 1 | per Home | 0 | 1 | 20 | PSE Businss Case: APPROVED_Measure Case_Integrated Space and Water Heat_2022 | 23.2217 | 18.9% | Adjusting savings using baseline and measure water heating efficiency. PSE Business Case: APPROVED_Measure Case_Integrated Space and Water Heat_2022 | 0 | Adjusting savings using baseline and measure water heating efficiency. PSE Business Case: APPROVED_Measure Case_Integrated Space and Water Heat_2022 | 0 | Full | 0 | 0 | 0 | 5485 | 0 | 0 | 0 | Existing conditions, assuming no cost | PSE Businss Case: APPROVED_Measure Case_Integrated Space and Water Heat_2022 |  | 100% | 71.25% | 100% | 1 | 0 | 12.37 | No applicable non-energy benefitsIncludes PSE NEI data where applicable. | No applicable non-energy benefits | System | System
Thurston County | Multifamily - Highly Impacted | Water Heat GT 55 Gal | New | LIW: Integrated Space and Water Heating - MF - TG | Integrated space and water heating system: multi-family; natural gas | 0 | 2024 | 2050 | 1 | per Home | 0 | 1 | 20 | PSE Businss Case: APPROVED_Measure Case_Integrated Space and Water Heat_2022 | 32.3829 | 26.36% | Adjusting savings using baseline and measure water heating efficiency. PSE Business Case: APPROVED_Measure Case_Integrated Space and Water Heat_2022 | 0 | Adjusting savings using baseline and measure water heating efficiency. PSE Business Case: APPROVED_Measure Case_Integrated Space and Water Heat_2022 | 0 | Full | 0 | 0 | 0 | 5485 | 0 | 0 | 0 | Existing conditions, assuming no cost | PSE Businss Case: APPROVED_Measure Case_Integrated Space and Water Heat_2022 |  | 100% | 71.25% | 100% | 1 | 0 | 12.37 | No applicable non-energy benefitsIncludes PSE NEI data where applicable. | No applicable non-energy benefits | System | System
Thurston County | Single Family - Highly Impacted | Heat Central Gas Boiler | Existing | LIW: Integrated Space and Water Heating - SF - TG | Integrated space and water heating system: single family; natural gas | 0 | 2024 | 2050 | 1 | per Home | 0 | 1 | 20 | PSE Businss Case: APPROVED_Measure Case_Integrated Space and Water Heat_2022 | 62.0923 | 13.35% | Per Unit Savings from PSE Business Case: APPROVED_Measure Case_Integrated Space and Water Heat_2022 | 0 | Per Unit Savings from PSE Business Case: APPROVED_Measure Case_Integrated Space and Water Heat_2022 | 0 | Full | 0 | 0 | 0 | 5485 | 0 | 0 | 0 | Existing conditions, assuming no cost | PSE Businss Case: APPROVED_Measure Case_Integrated Space and Water Heat_2022 |  | 100% | 71.25% | 100% | 1 | 0 | 16.51 | No applicable non-energy benefitsIncludes PSE NEI data where applicable. | No applicable non-energy benefits | System | System
Thurston County | Single Family - Highly Impacted | Heat Central Gas Boiler | New | LIW: Integrated Space and Water Heating - SF - TG | Integrated space and water heating system: single family; natural gas | 0 | 2024 | 2050 | 1 | per Home | 0 | 1 | 20 | PSE Businss Case: APPROVED_Measure Case_Integrated Space and Water Heat_2022 | 54.4614 | 18.86% | Per Unit Savings from PSE Business Case: APPROVED_Measure Case_Integrated Space and Water Heat_2022 | 0 | Per Unit Savings from PSE Business Case: APPROVED_Measure Case_Integrated Space and Water Heat_2022 | 0 | Full | 0 | 0 | 0 | 5485 | 0 | 0 | 0 | Existing conditions, assuming no cost | PSE Businss Case: APPROVED_Measure Case_Integrated Space and Water Heat_2022 |  | 100% | 71.25% | 100% | 1 | 0 | 16.51 | No applicable non-energy benefitsIncludes PSE NEI data where applicable. | No applicable non-energy benefits | System | System
Thurston County | Single Family - Highly Impacted | Water Heat LE 55 Gal | Existing | LIW: Integrated Space and Water Heating - SF - TG | Integrated space and water heating system: single family; natural gas | 0 | 2024 | 2050 | 1 | per Home | 0 | 1 | 20 | PSE Businss Case: APPROVED_Measure Case_Integrated Space and Water Heat_2022 | 26.3847 | 16.69% | Per Unit Savings from PSE Business Case: APPROVED_Measure Case_Integrated Space and Water Heat_2022 | 0 | Per Unit Savings from PSE Business Case: APPROVED_Measure Case_Integrated Space and Water Heat_2022 | 0 | Full | 0 | 0 | 0 | 5485 | 0 | 0 | 0 | Existing conditions, assuming no cost | PSE Businss Case: APPROVED_Measure Case_Integrated Space and Water Heat_2022 |  | 100% | 71.25% | 100% | 1 | 0 | 16.51 | No applicable non-energy benefitsIncludes PSE NEI data where applicable. | No applicable non-energy benefits | System | System
Thurston County | Single Family - Highly Impacted | Water Heat LE 55 Gal | New | LIW: Integrated Space and Water Heating - SF - TG | Integrated space and water heating system: single family; natural gas | 0 | 2024 | 2050 | 1 | per Home | 0 | 1 | 20 | PSE Businss Case: APPROVED_Measure Case_Integrated Space and Water Heat_2022 | 35.9232 | 23.57% | Per Unit Savings from PSE Business Case: APPROVED_Measure Case_Integrated Space and Water Heat_2022 | 0 | Per Unit Savings from PSE Business Case: APPROVED_Measure Case_Integrated Space and Water Heat_2022 | 0 | Full | 0 | 0 | 0 | 5485 | 0 | 0 | 0 | Existing conditions, assuming no cost | PSE Businss Case: APPROVED_Measure Case_Integrated Space and Water Heat_2022 |  | 100% | 71.25% | 100% | 1 | 0 | 16.51 | No applicable non-energy benefitsIncludes PSE NEI data where applicable. | No applicable non-energy benefits | System | System
Thurston County | Single Family - Highly Impacted | Water Heat GT 55 Gal | Existing | LIW: Integrated Space and Water Heating - SF - TG | Integrated space and water heating system: single family; natural gas | 0 | 2024 | 2050 | 1 | per Home | 0 | 1 | 20 | PSE Businss Case: APPROVED_Measure Case_Integrated Space and Water Heat_2022 | 20.5224 | 15.29% | Adjusting savings using baseline and measure water heating efficiency. PSE Business Case: APPROVED_Measure Case_Integrated Space and Water Heat_2022 | 0 | Adjusting savings using baseline and measure water heating efficiency. PSE Business Case: APPROVED_Measure Case_Integrated Space and Water Heat_2022 | 0 | Full | 0 | 0 | 0 | 5485 | 0 | 0 | 0 | Existing conditions, assuming no cost | PSE Businss Case: APPROVED_Measure Case_Integrated Space and Water Heat_2022 |  | 100% | 71.25% | 100% | 1 | 0 | 16.51 | No applicable non-energy benefitsIncludes PSE NEI data where applicable. | No applicable non-energy benefits | System | System
Thurston County | Single Family - Highly Impacted | Water Heat GT 55 Gal | New | LIW: Integrated Space and Water Heating - SF - TG | Integrated space and water heating system: single family; natural gas | 0 | 2024 | 2050 | 1 | per Home | 0 | 1 | 20 | PSE Businss Case: APPROVED_Measure Case_Integrated Space and Water Heat_2022 | 29.0713 | 21.66% | Adjusting savings using baseline and measure water heating efficiency. PSE Business Case: APPROVED_Measure Case_Integrated Space and Water Heat_2022 | 0 | Adjusting savings using baseline and measure water heating efficiency. PSE Business Case: APPROVED_Measure Case_Integrated Space and Water Heat_2022 | 0 | Full | 0 | 0 | 0 | 5485 | 0 | 0 | 0 | Existing conditions, assuming no cost | PSE Businss Case: APPROVED_Measure Case_Integrated Space and Water Heat_2022 |  | 100% | 71.25% | 100% | 1 | 0 | 16.51 | No applicable non-energy benefitsIncludes PSE NEI data where applicable. | No applicable non-energy benefits | System | System
Thurston County | Single Family | Heat Central Gas Boiler | Existing | Integrated Heating System - Space and Water - GH - Res | Integrated space and water heating system: residential dwelling with natural gas | 0 | 2024 | 2050 | 1 | per Home | 0 | 1 | 20 | PSE Businss Case: APPROVED_Measure Case_Integrated Space and Water Heat_2022 | 65.0051 | 10.06% | Per Unit Savings from PSE Business Case: APPROVED_Measure Case_Integrated Space and Water Heat_2022 | 0 | Per Unit Savings from PSE Business Case: APPROVED_Measure Case_Integrated Space and Water Heat_2022 | 0 | Incremental | 0 | 0 | 0 | 1502 | 0 | 0 | 0 | Measure cost represents incremental cost, default cost of zero | PSE Businss Case: APPROVED_Measure Case_Integrated Space and Water Heat_2022 |  | 100% | 71.25% | 100% | 1 | 0 | 7.7064 | No applicable non-energy benefitsIncludes PSE NEI data where applicable. | No applicable non-energy benefits | System | System
Thurston County | Single Family | Heat Central Gas Boiler | New | Integrated Heating System - Space and Water - GH - Res | Integrated space and water heating system: residential dwelling with natural gas | 0 | 2024 | 2050 | 1 | per Home | 0 | 1 | 20 | PSE Businss Case: APPROVED_Measure Case_Integrated Space and Water Heat_2022 | 58 | 14.45% | Per Unit Savings from PSE Business Case: APPROVED_Measure Case_Integrated Space and Water Heat_2022 | 0 | Per Unit Savings from PSE Business Case: APPROVED_Measure Case_Integrated Space and Water Heat_2022 | 0 | Incremental | 0 | 0 | 0 | 1502 | 0 | 0 | 0 | Measure cost represents incremental cost, default cost of zero | PSE Businss Case: APPROVED_Measure Case_Integrated Space and Water Heat_2022 |  | 100% | 71.25% | 100% | 1 | 0 | 7.7064 | No applicable non-energy benefitsIncludes PSE NEI data where applicable. | No applicable non-energy benefits | System | System
Thurston County | Single Family | Water Heat LE 55 Gal | Existing | Integrated Heating System - Space and Water - GH - Res | Integrated space and water heating system: residential dwelling with natural gas | 0 | 2024 | 2050 | 1 | per Home | 0 | 1 | 20 | PSE Businss Case: APPROVED_Measure Case_Integrated Space and Water Heat_2022 | 22.7436 | 12.57% | Per Unit Savings from PSE Business Case: APPROVED_Measure Case_Integrated Space and Water Heat_2022 | 0 | Per Unit Savings from PSE Business Case: APPROVED_Measure Case_Integrated Space and Water Heat_2022 | 0 | Incremental | 0 | 0 | 0 | 1502 | 0 | 0 | 0 | Measure cost represents incremental cost, default cost of zero | PSE Businss Case: APPROVED_Measure Case_Integrated Space and Water Heat_2022 |  | 100% | 71.25% | 100% | 1 | 0 | 7.7064 | No applicable non-energy benefitsIncludes PSE NEI data where applicable. | No applicable non-energy benefits | System | System
Thurston County | Single Family | Water Heat LE 55 Gal | New | Integrated Heating System - Space and Water - GH - Res | Integrated space and water heating system: residential dwelling with natural gas | 0 | 2024 | 2050 | 1 | per Home | 0 | 1 | 20 | PSE Businss Case: APPROVED_Measure Case_Integrated Space and Water Heat_2022 | 31.5 | 18.06% | Per Unit Savings from PSE Business Case: APPROVED_Measure Case_Integrated Space and Water Heat_2022 | 0 | Per Unit Savings from PSE Business Case: APPROVED_Measure Case_Integrated Space and Water Heat_2022 | 0 | Incremental | 0 | 0 | 0 | 1502 | 0 | 0 | 0 | Measure cost represents incremental cost, default cost of zero | PSE Businss Case: APPROVED_Measure Case_Integrated Space and Water Heat_2022 |  | 100% | 71.25% | 100% | 1 | 0 | 7.7064 | No applicable non-energy benefitsIncludes PSE NEI data where applicable. | No applicable non-energy benefits | System | System
Thurston County | Single Family | Water Heat GT 55 Gal | Existing | Integrated Heating System - Space and Water - GH - Res | Integrated space and water heating system: residential dwelling with natural gas | 0 | 2024 | 2050 | 1 | per Home | 0 | 1 | 20 | PSE Businss Case: APPROVED_Measure Case_Integrated Space and Water Heat_2022 | 17.5937 | 11.45% | Adjusting savings using baseline and measure water heating efficiency. PSE Business Case: APPROVED_Measure Case_Integrated Space and Water Heat_2022 | 0 | Adjusting savings using baseline and measure water heating efficiency. PSE Business Case: APPROVED_Measure Case_Integrated Space and Water Heat_2022 | 0 | Incremental | 0 | 0 | 0 | 1502 | 0 | 0 | 0 | Measure cost represents incremental cost, default cost of zero | PSE Businss Case: APPROVED_Measure Case_Integrated Space and Water Heat_2022 |  | 100% | 71.25% | 100% | 1 | 0 | 7.7064 | No applicable non-energy benefitsIncludes PSE NEI data where applicable. | No applicable non-energy benefits | System | System
Thurston County | Single Family | Water Heat GT 55 Gal | New | Integrated Heating System - Space and Water - GH - Res | Integrated space and water heating system: residential dwelling with natural gas | 0 | 2024 | 2050 | 1 | per Home | 0 | 1 | 20 | PSE Businss Case: APPROVED_Measure Case_Integrated Space and Water Heat_2022 | 25.3577 | 16.5% | Adjusting savings using baseline and measure water heating efficiency. PSE Business Case: APPROVED_Measure Case_Integrated Space and Water Heat_2022 | 0 | Adjusting savings using baseline and measure water heating efficiency. PSE Business Case: APPROVED_Measure Case_Integrated Space and Water Heat_2022 | 0 | Incremental | 0 | 0 | 0 | 1502 | 0 | 0 | 0 | Measure cost represents incremental cost, default cost of zero | PSE Businss Case: APPROVED_Measure Case_Integrated Space and Water Heat_2022 |  | 100% | 71.25% | 100% | 1 | 0 | 7.7064 | No applicable non-energy benefitsIncludes PSE NEI data where applicable. | No applicable non-energy benefits | System | System
Thurston County | Multifamily | Heat Central Gas Boiler | Existing | Integrated Heating System - Space and Water - GH - Res | Integrated space and water heating system: residential dwelling with natural gas | 0 | 2024 | 2050 | 1 | per Home | 0 | 1 | 20 | PSE Businss Case: APPROVED_Measure Case_Integrated Space and Water Heat_2022 | 63.9287 | 15% | Per Unit Savings from PSE Business Case: APPROVED_Measure Case_Integrated Space and Water Heat_2022 | 0 | Per Unit Savings from PSE Business Case: APPROVED_Measure Case_Integrated Space and Water Heat_2022 | 0 | Incremental | 0 | 0 | 0 | 1502 | 0 | 0 | 0 | Measure cost represents incremental cost, default cost of zero | PSE Businss Case: APPROVED_Measure Case_Integrated Space and Water Heat_2022 |  | 100% | 71.25% | 100% | 1 | 0 | 7.7064 | No applicable non-energy benefitsIncludes PSE NEI data where applicable. | No applicable non-energy benefits | System | System
Thurston County | Multifamily | Heat Central Gas Boiler | New | Integrated Heating System - Space and Water - GH - Res | Integrated space and water heating system: residential dwelling with natural gas | 0 | 2024 | 2050 | 1 | per Home | 0 | 1 | 20 | PSE Businss Case: APPROVED_Measure Case_Integrated Space and Water Heat_2022 | 56.6781 | 21.41% | Per Unit Savings from PSE Business Case: APPROVED_Measure Case_Integrated Space and Water Heat_2022 | 0 | Per Unit Savings from PSE Business Case: APPROVED_Measure Case_Integrated Space and Water Heat_2022 | 0 | Incremental | 0 | 0 | 0 | 1502 | 0 | 0 | 0 | Measure cost represents incremental cost, default cost of zero | PSE Businss Case: APPROVED_Measure Case_Integrated Space and Water Heat_2022 |  | 100% | 71.25% | 100% | 1 | 0 | 7.7064 | No applicable non-energy benefitsIncludes PSE NEI data where applicable. | No applicable non-energy benefits | System | System
Thurston County | Multifamily | Water Heat LE 55 Gal | Existing | Integrated Heating System - Space and Water - GH - Res | Integrated space and water heating system: residential dwelling with natural gas | 0 | 2024 | 2050 | 1 | per Home | 0 | 1 | 20 | PSE Businss Case: APPROVED_Measure Case_Integrated Space and Water Heat_2022 | 24.0892 | 18.75% | Per Unit Savings from PSE Business Case: APPROVED_Measure Case_Integrated Space and Water Heat_2022 | 0 | Per Unit Savings from PSE Business Case: APPROVED_Measure Case_Integrated Space and Water Heat_2022 | 0 | Incremental | 0 | 0 | 0 | 1502 | 0 | 0 | 0 | Measure cost represents incremental cost, default cost of zero | PSE Businss Case: APPROVED_Measure Case_Integrated Space and Water Heat_2022 |  | 100% | 71.25% | 100% | 1 | 0 | 7.7064 | No applicable non-energy benefitsIncludes PSE NEI data where applicable. | No applicable non-energy benefits | System | System
Thurston County | Multifamily | Water Heat LE 55 Gal | New | Integrated Heating System - Space and Water - GH - Res | Integrated space and water heating system: residential dwelling with natural gas | 0 | 2024 | 2050 | 1 | per Home | 0 | 1 | 20 | PSE Businss Case: APPROVED_Measure Case_Integrated Space and Water Heat_2022 | 33.1523 | 26.76% | Per Unit Savings from PSE Business Case: APPROVED_Measure Case_Integrated Space and Water Heat_2022 | 0 | Per Unit Savings from PSE Business Case: APPROVED_Measure Case_Integrated Space and Water Heat_2022 | 0 | Incremental | 0 | 0 | 0 | 1502 | 0 | 0 | 0 | Measure cost represents incremental cost, default cost of zero | PSE Businss Case: APPROVED_Measure Case_Integrated Space and Water Heat_2022 |  | 100% | 71.25% | 100% | 1 | 0 | 7.7064 | No applicable non-energy benefitsIncludes PSE NEI data where applicable. | No applicable non-energy benefits | System | System
Thurston County | Multifamily | Water Heat GT 55 Gal | Existing | Integrated Heating System - Space and Water - GH - Res | Integrated space and water heating system: residential dwelling with natural gas | 0 | 2024 | 2050 | 1 | per Home | 0 | 1 | 20 | PSE Businss Case: APPROVED_Measure Case_Integrated Space and Water Heat_2022 | 18.6723 | 17.11% | Adjusting savings using baseline and measure water heating efficiency. PSE Business Case: APPROVED_Measure Case_Integrated Space and Water Heat_2022 | 0 | Adjusting savings using baseline and measure water heating efficiency. PSE Business Case: APPROVED_Measure Case_Integrated Space and Water Heat_2022 | 0 | Incremental | 0 | 0 | 0 | 1502 | 0 | 0 | 0 | Measure cost represents incremental cost, default cost of zero | PSE Businss Case: APPROVED_Measure Case_Integrated Space and Water Heat_2022 |  | 100% | 71.25% | 100% | 1 | 0 | 7.7064 | No applicable non-energy benefitsIncludes PSE NEI data where applicable. | No applicable non-energy benefits | System | System
Thurston County | Multifamily | Water Heat GT 55 Gal | New | Integrated Heating System - Space and Water - GH - Res | Integrated space and water heating system: residential dwelling with natural gas | 0 | 2024 | 2050 | 1 | per Home | 0 | 1 | 20 | PSE Businss Case: APPROVED_Measure Case_Integrated Space and Water Heat_2022 | 26.7403 | 24.51% | Adjusting savings using baseline and measure water heating efficiency. PSE Business Case: APPROVED_Measure Case_Integrated Space and Water Heat_2022 | 0 | Adjusting savings using baseline and measure water heating efficiency. PSE Business Case: APPROVED_Measure Case_Integrated Space and Water Heat_2022 | 0 | Incremental | 0 | 0 | 0 | 1502 | 0 | 0 | 0 | Measure cost represents incremental cost, default cost of zero | PSE Businss Case: APPROVED_Measure Case_Integrated Space and Water Heat_2022 |  | 100% | 71.25% | 100% | 1 | 0 | 7.7064 | No applicable non-energy benefitsIncludes PSE NEI data where applicable. | No applicable non-energy benefits | System | System
Thurston County | Manufactured | Heat Central Gas Boiler | Existing | Integrated Heating System - Space and Water - GH - Res | Integrated space and water heating system: residential dwelling with natural gas | 0 | 2024 | 2050 | 1 | per Home | 0 | 1 | 20 | PSE Businss Case: APPROVED_Measure Case_Integrated Space and Water Heat_2022 | 65.2662 | 11.18% | Per Unit Savings from PSE Business Case: APPROVED_Measure Case_Integrated Space and Water Heat_2022 | 0 | Per Unit Savings from PSE Business Case: APPROVED_Measure Case_Integrated Space and Water Heat_2022 | 0 | Incremental | 0 | 0 | 0 | 1502 | 0 | 0 | 0 | Measure cost represents incremental cost, default cost of zero | PSE Businss Case: APPROVED_Measure Case_Integrated Space and Water Heat_2022 |  | 100% | 71.25% | 100% | 1 | 0 | 7.7064 | No applicable non-energy benefitsIncludes PSE NEI data where applicable. | No applicable non-energy benefits | System | System
Thurston County | Manufactured | Heat Central Gas Boiler | New | Integrated Heating System - Space and Water - GH - Res | Integrated space and water heating system: residential dwelling with natural gas | 0 | 2024 | 2050 | 1 | per Home | 0 | 1 | 20 | PSE Businss Case: APPROVED_Measure Case_Integrated Space and Water Heat_2022 | 58.3231 | 16.09% | Per Unit Savings from PSE Business Case: APPROVED_Measure Case_Integrated Space and Water Heat_2022 | 0 | Per Unit Savings from PSE Business Case: APPROVED_Measure Case_Integrated Space and Water Heat_2022 | 0 | Incremental | 0 | 0 | 0 | 1502 | 0 | 0 | 0 | Measure cost represents incremental cost, default cost of zero | PSE Businss Case: APPROVED_Measure Case_Integrated Space and Water Heat_2022 |  | 100% | 71.25% | 100% | 1 | 0 | 7.7064 | No applicable non-energy benefitsIncludes PSE NEI data where applicable. | No applicable non-energy benefits | System | System
Thurston County | Manufactured | Water Heat LE 55 Gal | Existing | Integrated Heating System - Space and Water - GH - Res | Integrated space and water heating system: residential dwelling with natural gas | 0 | 2024 | 2050 | 1 | per Home | 0 | 1 | 20 | PSE Businss Case: APPROVED_Measure Case_Integrated Space and Water Heat_2022 | 22.4172 | 13.98% | Per Unit Savings from PSE Business Case: APPROVED_Measure Case_Integrated Space and Water Heat_2022 | 0 | Per Unit Savings from PSE Business Case: APPROVED_Measure Case_Integrated Space and Water Heat_2022 | 0 | Incremental | 0 | 0 | 0 | 1502 | 0 | 0 | 0 | Measure cost represents incremental cost, default cost of zero | PSE Businss Case: APPROVED_Measure Case_Integrated Space and Water Heat_2022 |  | 100% | 71.25% | 100% | 1 | 0 | 7.7064 | No applicable non-energy benefitsIncludes PSE NEI data where applicable. | No applicable non-energy benefits | System | System
Thurston County | Manufactured | Water Heat LE 55 Gal | New | Integrated Heating System - Space and Water - GH - Res | Integrated space and water heating system: residential dwelling with natural gas | 0 | 2024 | 2050 | 1 | per Home | 0 | 1 | 20 | PSE Businss Case: APPROVED_Measure Case_Integrated Space and Water Heat_2022 | 31.0961 | 20.11% | Per Unit Savings from PSE Business Case: APPROVED_Measure Case_Integrated Space and Water Heat_2022 | 0 | Per Unit Savings from PSE Business Case: APPROVED_Measure Case_Integrated Space and Water Heat_2022 | 0 | Incremental | 0 | 0 | 0 | 1502 | 0 | 0 | 0 | Measure cost represents incremental cost, default cost of zero | PSE Businss Case: APPROVED_Measure Case_Integrated Space and Water Heat_2022 |  | 100% | 71.25% | 100% | 1 | 0 | 7.7064 | No applicable non-energy benefitsIncludes PSE NEI data where applicable. | No applicable non-energy benefits | System | System
Thurston County | Manufactured | Water Heat GT 55 Gal | Existing | Integrated Heating System - Space and Water - GH - Res | Integrated space and water heating system: residential dwelling with natural gas | 0 | 2024 | 2050 | 1 | per Home | 0 | 1 | 20 | PSE Businss Case: APPROVED_Measure Case_Integrated Space and Water Heat_2022 | 17.3327 | 12.73% | Adjusting savings using baseline and measure water heating efficiency. PSE Business Case: APPROVED_Measure Case_Integrated Space and Water Heat_2022 | 0 | Adjusting savings using baseline and measure water heating efficiency. PSE Business Case: APPROVED_Measure Case_Integrated Space and Water Heat_2022 | 0 | Incremental | 0 | 0 | 0 | 1502 | 0 | 0 | 0 | Measure cost represents incremental cost, default cost of zero | PSE Businss Case: APPROVED_Measure Case_Integrated Space and Water Heat_2022 |  | 100% | 71.25% | 100% | 1 | 0 | 7.7064 | No applicable non-energy benefitsIncludes PSE NEI data where applicable. | No applicable non-energy benefits | System | System
Thurston County | Manufactured | Water Heat GT 55 Gal | New | Integrated Heating System - Space and Water - GH - Res | Integrated space and water heating system: residential dwelling with natural gas | 0 | 2024 | 2050 | 1 | per Home | 0 | 1 | 20 | PSE Businss Case: APPROVED_Measure Case_Integrated Space and Water Heat_2022 | 25.0205 | 18.37% | Adjusting savings using baseline and measure water heating efficiency. PSE Business Case: APPROVED_Measure Case_Integrated Space and Water Heat_2022 | 0 | Adjusting savings using baseline and measure water heating efficiency. PSE Business Case: APPROVED_Measure Case_Integrated Space and Water Heat_2022 | 0 | Incremental | 0 | 0 | 0 | 1502 | 0 | 0 | 0 | Measure cost represents incremental cost, default cost of zero | PSE Businss Case: APPROVED_Measure Case_Integrated Space and Water Heat_2022 |  | 100% | 71.25% | 100% | 1 | 0 | 7.7064 | No applicable non-energy benefitsIncludes PSE NEI data where applicable. | No applicable non-energy benefits | System | System
Thurston County | Single Family | Water Heat LE 55 Gal | Existing | Home Energy Reports Gas Single Family - Years 1 and 2 | Home energy reports: 2020, gas | 0 | 2024 | 2050 | 1 | per Home | 0 | 1 | 2 | PSE Business Case: QC_EDITS_Measure Case_Energy Management_2022 | 5 | 2.763% | Applying baseline and measure water heating efficiencies to the per unit savings from the PSE Business Case: QC_EDITS_Measure Case_Energy Management_2022 | 0 | Applying baseline and measure water heating efficiencies to the per unit savings from the PSE Business Case: QC_EDITS_Measure Case_Energy Management_2022 | 0 | Full | 0 | 0 | 0 | 1.97 | 0 | 0 | 0 | Measure cost represents incremental cost, default cost of zero | Average of Year 1 and Year 2 from PSE Business Case: QC_EDITS_Measure Case_Energy Management_2022 |  | 100% | 50% | 100% | 1 | 0 | 0 | No applicable non-energy benefitsIncludes PSE NEI data where applicable. | No applicable non-energy benefits | System | System
Thurston County | Single Family | Water Heat LE 55 Gal | New | Home Energy Reports Gas Single Family - Years 1 and 2 | Home energy reports: 2020, gas | 0 | 2024 | 2050 | 1 | per Home | 0 | 1 | 2 | PSE Business Case: QC_EDITS_Measure Case_Energy Management_2022 | 4.8202 | 2.763% | Applying baseline and measure water heating efficiencies to the per unit savings from the PSE Business Case: QC_EDITS_Measure Case_Energy Management_2022 | 0 | Applying baseline and measure water heating efficiencies to the per unit savings from the PSE Business Case: QC_EDITS_Measure Case_Energy Management_2022 | 0 | Full | 0 | 0 | 0 | 1.97 | 0 | 0 | 0 | Measure cost represents incremental cost, default cost of zero | Average of Year 1 and Year 2 from PSE Business Case: QC_EDITS_Measure Case_Energy Management_2022 |  | 100% | 50% | 100% | 1 | 0 | 0 | No applicable non-energy benefitsIncludes PSE NEI data where applicable. | No applicable non-energy benefits | System | System
Thurston County | Single Family | Water Heat GT 55 Gal | Existing | Home Energy Reports Gas Single Family - Years 1 and 2 | Home energy reports: 2020, gas | 0 | 2024 | 2050 | 1 | per Home | 0 | 1 | 2 | PSE Business Case: QC_EDITS_Measure Case_Energy Management_2022 | 3.5572 | 2.315% | Applying baseline and measure water heating efficiencies to the per unit savings from the PSE Business Case: QC_EDITS_Measure Case_Energy Management_2022 | 0 | Applying baseline and measure water heating efficiencies to the per unit savings from the PSE Business Case: QC_EDITS_Measure Case_Energy Management_2022 | 0 | Full | 0 | 0 | 0 | 1.97 | 0 | 0 | 0 | Measure cost represents incremental cost, default cost of zero | Average of Year 1 and Year 2 from PSE Business Case: QC_EDITS_Measure Case_Energy Management_2022 |  | 100% | 50% | 100% | 1 | 0 | 0 | No applicable non-energy benefitsIncludes PSE NEI data where applicable. | No applicable non-energy benefits | System | System
Thurston County | Single Family | Water Heat GT 55 Gal | New | Home Energy Reports Gas Single Family - Years 1 and 2 | Home energy reports: 2020, gas | 0 | 2024 | 2050 | 1 | per Home | 0 | 1 | 2 | PSE Business Case: QC_EDITS_Measure Case_Energy Management_2022 | 3.5572 | 2.315% | Applying baseline and measure water heating efficiencies to the per unit savings from the PSE Business Case: QC_EDITS_Measure Case_Energy Management_2022 | 0 | Applying baseline and measure water heating efficiencies to the per unit savings from the PSE Business Case: QC_EDITS_Measure Case_Energy Management_2022 | 0 | Full | 0 | 0 | 0 | 1.97 | 0 | 0 | 0 | Measure cost represents incremental cost, default cost of zero | Average of Year 1 and Year 2 from PSE Business Case: QC_EDITS_Measure Case_Energy Management_2022 |  | 100% | 50% | 100% | 1 | 0 | 0 | No applicable non-energy benefitsIncludes PSE NEI data where applicable. | No applicable non-energy benefits | System | System
Thurston County | Single Family - Highly Impacted | Water Heat LE 55 Gal | Existing | Home Energy Reports Gas Single Family - Years 1 and 2 | Home energy reports: 2020, gas | 0 | 2024 | 2050 | 1 | per Home | 0 | 1 | 2 | PSE Business Case: QC_EDITS_Measure Case_Energy Management_2022 | 4.3682 | 2.763% | Applying baseline and measure water heating efficiencies to the per unit savings from the PSE Business Case: QC_EDITS_Measure Case_Energy Management_2022 | 0 | Applying baseline and measure water heating efficiencies to the per unit savings from the PSE Business Case: QC_EDITS_Measure Case_Energy Management_2022 | 0 | Full | 0 | 0 | 0 | 1.97 | 0 | 0 | 0 | Measure cost represents incremental cost, default cost of zero | Average of Year 1 and Year 2 from PSE Business Case: QC_EDITS_Measure Case_Energy Management_2022 |  | 100% | 50% | 100% | 1 | 0 | 0 | No applicable non-energy benefitsIncludes PSE NEI data where applicable. | No applicable non-energy benefits | System | System
Thurston County | Single Family - Highly Impacted | Water Heat LE 55 Gal | New | Home Energy Reports Gas Single Family - Years 1 and 2 | Home energy reports: 2020, gas | 0 | 2024 | 2050 | 1 | per Home | 0 | 1 | 2 | PSE Business Case: QC_EDITS_Measure Case_Energy Management_2022 | 4.2112 | 2.763% | Applying baseline and measure water heating efficiencies to the per unit savings from the PSE Business Case: QC_EDITS_Measure Case_Energy Management_2022 | 0 | Applying baseline and measure water heating efficiencies to the per unit savings from the PSE Business Case: QC_EDITS_Measure Case_Energy Management_2022 | 0 | Full | 0 | 0 | 0 | 1.97 | 0 | 0 | 0 | Measure cost represents incremental cost, default cost of zero | Average of Year 1 and Year 2 from PSE Business Case: QC_EDITS_Measure Case_Energy Management_2022 |  | 100% | 50% | 100% | 1 | 0 | 0 | No applicable non-energy benefitsIncludes PSE NEI data where applicable. | No applicable non-energy benefits | System | System
Thurston County | Single Family - Highly Impacted | Water Heat GT 55 Gal | Existing | Home Energy Reports Gas Single Family - Years 1 and 2 | Home energy reports: 2020, gas | 0 | 2024 | 2050 | 1 | per Home | 0 | 1 | 2 | PSE Business Case: QC_EDITS_Measure Case_Energy Management_2022 | 3.1077 | 2.315% | Applying baseline and measure water heating efficiencies to the per unit savings from the PSE Business Case: QC_EDITS_Measure Case_Energy Management_2022 | 0 | Applying baseline and measure water heating efficiencies to the per unit savings from the PSE Business Case: QC_EDITS_Measure Case_Energy Management_2022 | 0 | Full | 0 | 0 | 0 | 1.97 | 0 | 0 | 0 | Measure cost represents incremental cost, default cost of zero | Average of Year 1 and Year 2 from PSE Business Case: QC_EDITS_Measure Case_Energy Management_2022 |  | 100% | 50% | 100% | 1 | 0 | 0 | No applicable non-energy benefitsIncludes PSE NEI data where applicable. | No applicable non-energy benefits | System | System
Thurston County | Single Family - Highly Impacted | Water Heat GT 55 Gal | New | Home Energy Reports Gas Single Family - Years 1 and 2 | Home energy reports: 2020, gas | 0 | 2024 | 2050 | 1 | per Home | 0 | 1 | 2 | PSE Business Case: QC_EDITS_Measure Case_Energy Management_2022 | 3.1077 | 2.315% | Applying baseline and measure water heating efficiencies to the per unit savings from the PSE Business Case: QC_EDITS_Measure Case_Energy Management_2022 | 0 | Applying baseline and measure water heating efficiencies to the per unit savings from the PSE Business Case: QC_EDITS_Measure Case_Energy Management_2022 | 0 | Full | 0 | 0 | 0 | 1.97 | 0 | 0 | 0 | Measure cost represents incremental cost, default cost of zero | Average of Year 1 and Year 2 from PSE Business Case: QC_EDITS_Measure Case_Energy Management_2022 |  | 100% | 50% | 100% | 1 | 0 | 0 | No applicable non-energy benefitsIncludes PSE NEI data where applicable. | No applicable non-energy benefits | System | System
Thurston County | Multifamily | Water Heat LE 55 Gal | Existing | Home Energy Reports Gas Multifamily - Years 1 and 2 | Home energy reports: 2020, gas | 0 | 2024 | 2050 | 1 | per Home | 0 | 1 | 2 | PSE Business Case: QC_EDITS_Measure Case_Energy Management_2022 | 3.5511 | 2.763% | Applying baseline and measure water heating efficiencies to the per unit savings from the PSE Business Case: QC_EDITS_Measure Case_Energy Management_2022 | 0 | Applying baseline and measure water heating efficiencies to the per unit savings from the PSE Business Case: QC_EDITS_Measure Case_Energy Management_2022 | 0 | Full | 0 | 0 | 0 | 1.97 | 0 | 0 | 0 | Measure cost represents incremental cost, default cost of zero | Average of Year 1 and Year 2 from PSE Business Case: QC_EDITS_Measure Case_Energy Management_2022 |  | 100% | 50% | 100% | 1 | 0 | 0 | No applicable non-energy benefitsIncludes PSE NEI data where applicable. | No applicable non-energy benefits | System | System
Thurston County | Multifamily | Water Heat LE 55 Gal | New | Home Energy Reports Gas Multifamily - Years 1 and 2 | Home energy reports: 2020, gas | 0 | 2024 | 2050 | 1 | per Home | 0 | 1 | 2 | PSE Business Case: QC_EDITS_Measure Case_Energy Management_2022 | 3.4234 | 2.763% | Applying baseline and measure water heating efficiencies to the per unit savings from the PSE Business Case: QC_EDITS_Measure Case_Energy Management_2022 | 0 | Applying baseline and measure water heating efficiencies to the per unit savings from the PSE Business Case: QC_EDITS_Measure Case_Energy Management_2022 | 0 | Full | 0 | 0 | 0 | 1.97 | 0 | 0 | 0 | Measure cost represents incremental cost, default cost of zero | Average of Year 1 and Year 2 from PSE Business Case: QC_EDITS_Measure Case_Energy Management_2022 |  | 100% | 50% | 100% | 1 | 0 | 0 | No applicable non-energy benefitsIncludes PSE NEI data where applicable. | No applicable non-energy benefits | System | System
Thurston County | Multifamily | Water Heat GT 55 Gal | Existing | Home Energy Reports Gas Multifamily - Years 1 and 2 | Home energy reports: 2020, gas | 0 | 2024 | 2050 | 1 | per Home | 0 | 1 | 2 | PSE Business Case: QC_EDITS_Measure Case_Energy Management_2022 | 2.5264 | 2.315% | Applying baseline and measure water heating efficiencies to the per unit savings from the PSE Business Case: QC_EDITS_Measure Case_Energy Management_2022 | 0 | Applying baseline and measure water heating efficiencies to the per unit savings from the PSE Business Case: QC_EDITS_Measure Case_Energy Management_2022 | 0 | Full | 0 | 0 | 0 | 1.97 | 0 | 0 | 0 | Measure cost represents incremental cost, default cost of zero | Average of Year 1 and Year 2 from PSE Business Case: QC_EDITS_Measure Case_Energy Management_2022 |  | 100% | 50% | 100% | 1 | 0 | 0 | No applicable non-energy benefitsIncludes PSE NEI data where applicable. | No applicable non-energy benefits | System | System
Thurston County | Multifamily | Water Heat GT 55 Gal | New | Home Energy Reports Gas Multifamily - Years 1 and 2 | Home energy reports: 2020, gas | 0 | 2024 | 2050 | 1 | per Home | 0 | 1 | 2 | PSE Business Case: QC_EDITS_Measure Case_Energy Management_2022 | 2.5264 | 2.315% | Applying baseline and measure water heating efficiencies to the per unit savings from the PSE Business Case: QC_EDITS_Measure Case_Energy Management_2022 | 0 | Applying baseline and measure water heating efficiencies to the per unit savings from the PSE Business Case: QC_EDITS_Measure Case_Energy Management_2022 | 0 | Full | 0 | 0 | 0 | 1.97 | 0 | 0 | 0 | Measure cost represents incremental cost, default cost of zero | Average of Year 1 and Year 2 from PSE Business Case: QC_EDITS_Measure Case_Energy Management_2022 |  | 100% | 50% | 100% | 1 | 0 | 0 | No applicable non-energy benefitsIncludes PSE NEI data where applicable. | No applicable non-energy benefits | System | System
Thurston County | Multifamily - Highly Impacted | Water Heat LE 55 Gal | Existing | Home Energy Reports Gas Multifamily - Years 1 and 2 | Home energy reports: 2020, gas | 0 | 2024 | 2050 | 1 | per Home | 0 | 1 | 2 | PSE Business Case: QC_EDITS_Measure Case_Energy Management_2022 | 3.9977 | 2.763% | Applying baseline and measure water heating efficiencies to the per unit savings from the PSE Business Case: QC_EDITS_Measure Case_Energy Management_2022 | 0 | Applying baseline and measure water heating efficiencies to the per unit savings from the PSE Business Case: QC_EDITS_Measure Case_Energy Management_2022 | 0 | Full | 0 | 0 | 0 | 1.97 | 0 | 0 | 0 | Measure cost represents incremental cost, default cost of zero | Average of Year 1 and Year 2 from PSE Business Case: QC_EDITS_Measure Case_Energy Management_2022 |  | 100% | 50% | 100% | 1 | 0 | 0 | No applicable non-energy benefitsIncludes PSE NEI data where applicable. | No applicable non-energy benefits | System | System
Thurston County | Multifamily - Highly Impacted | Water Heat LE 55 Gal | New | Home Energy Reports Gas Multifamily - Years 1 and 2 | Home energy reports: 2020, gas | 0 | 2024 | 2050 | 1 | per Home | 0 | 1 | 2 | PSE Business Case: QC_EDITS_Measure Case_Energy Management_2022 | 3.854 | 2.763% | Applying baseline and measure water heating efficiencies to the per unit savings from the PSE Business Case: QC_EDITS_Measure Case_Energy Management_2022 | 0 | Applying baseline and measure water heating efficiencies to the per unit savings from the PSE Business Case: QC_EDITS_Measure Case_Energy Management_2022 | 0 | Full | 0 | 0 | 0 | 1.97 | 0 | 0 | 0 | Measure cost represents incremental cost, default cost of zero | Average of Year 1 and Year 2 from PSE Business Case: QC_EDITS_Measure Case_Energy Management_2022 |  | 100% | 50% | 100% | 1 | 0 | 0 | No applicable non-energy benefitsIncludes PSE NEI data where applicable. | No applicable non-energy benefits | System | System
Thurston County | Multifamily - Highly Impacted | Water Heat GT 55 Gal | Existing | Home Energy Reports Gas Multifamily - Years 1 and 2 | Home energy reports: 2020, gas | 0 | 2024 | 2050 | 1 | per Home | 0 | 1 | 2 | PSE Business Case: QC_EDITS_Measure Case_Energy Management_2022 | 2.8441 | 2.315% | Applying baseline and measure water heating efficiencies to the per unit savings from the PSE Business Case: QC_EDITS_Measure Case_Energy Management_2022 | 0 | Applying baseline and measure water heating efficiencies to the per unit savings from the PSE Business Case: QC_EDITS_Measure Case_Energy Management_2022 | 0 | Full | 0 | 0 | 0 | 1.97 | 0 | 0 | 0 | Measure cost represents incremental cost, default cost of zero | Average of Year 1 and Year 2 from PSE Business Case: QC_EDITS_Measure Case_Energy Management_2022 |  | 100% | 50% | 100% | 1 | 0 | 0 | No applicable non-energy benefitsIncludes PSE NEI data where applicable. | No applicable non-energy benefits | System | System
Thurston County | Multifamily - Highly Impacted | Water Heat GT 55 Gal | New | Home Energy Reports Gas Multifamily - Years 1 and 2 | Home energy reports: 2020, gas | 0 | 2024 | 2050 | 1 | per Home | 0 | 1 | 2 | PSE Business Case: QC_EDITS_Measure Case_Energy Management_2022 | 2.8441 | 2.315% | Applying baseline and measure water heating efficiencies to the per unit savings from the PSE Business Case: QC_EDITS_Measure Case_Energy Management_2022 | 0 | Applying baseline and measure water heating efficiencies to the per unit savings from the PSE Business Case: QC_EDITS_Measure Case_Energy Management_2022 | 0 | Full | 0 | 0 | 0 | 1.97 | 0 | 0 | 0 | Measure cost represents incremental cost, default cost of zero | Average of Year 1 and Year 2 from PSE Business Case: QC_EDITS_Measure Case_Energy Management_2022 |  | 100% | 50% | 100% | 1 | 0 | 0 | No applicable non-energy benefitsIncludes PSE NEI data where applicable. | No applicable non-energy benefits | System | System
Thurston County | Manufactured | Water Heat LE 55 Gal | Existing | Home Energy Reports Gas Manufactured Homes - Years 1 and 2 | Home energy reports: 2020, gas | 0 | 2024 | 2050 | 1 | per Home | 0 | 1 | 2 | PSE Business Case: QC_EDITS_Measure Case_Energy Management_2022 | 4.4322 | 2.763% | Applying baseline and measure water heating efficiencies to the per unit savings from the PSE Business Case: QC_EDITS_Measure Case_Energy Management_2022 | 0 | Applying baseline and measure water heating efficiencies to the per unit savings from the PSE Business Case: QC_EDITS_Measure Case_Energy Management_2022 | 0 | Full | 0 | 0 | 0 | 1.97 | 0 | 0 | 0 | Measure cost represents incremental cost, default cost of zero | Average of Year 1 and Year 2 from PSE Business Case: QC_EDITS_Measure Case_Energy Management_2022 |  | 100% | 50% | 100% | 1 | 0 | 0 | No applicable non-energy benefitsIncludes PSE NEI data where applicable. | No applicable non-energy benefits | System | System
Thurston County | Manufactured | Water Heat LE 55 Gal | New | Home Energy Reports Gas Manufactured Homes - Years 1 and 2 | Home energy reports: 2020, gas | 0 | 2024 | 2050 | 1 | per Home | 0 | 1 | 2 | PSE Business Case: QC_EDITS_Measure Case_Energy Management_2022 | 4.2729 | 2.763% | Applying baseline and measure water heating efficiencies to the per unit savings from the PSE Business Case: QC_EDITS_Measure Case_Energy Management_2022 | 0 | Applying baseline and measure water heating efficiencies to the per unit savings from the PSE Business Case: QC_EDITS_Measure Case_Energy Management_2022 | 0 | Full | 0 | 0 | 0 | 1.97 | 0 | 0 | 0 | Measure cost represents incremental cost, default cost of zero | Average of Year 1 and Year 2 from PSE Business Case: QC_EDITS_Measure Case_Energy Management_2022 |  | 100% | 50% | 100% | 1 | 0 | 0 | No applicable non-energy benefitsIncludes PSE NEI data where applicable. | No applicable non-energy benefits | System | System
Thurston County | Manufactured | Water Heat GT 55 Gal | Existing | Home Energy Reports Gas Manufactured Homes - Years 1 and 2 | Home energy reports: 2020, gas | 0 | 2024 | 2050 | 1 | per Home | 0 | 1 | 2 | PSE Business Case: QC_EDITS_Measure Case_Energy Management_2022 | 3.1532 | 2.315% | Applying baseline and measure water heating efficiencies to the per unit savings from the PSE Business Case: QC_EDITS_Measure Case_Energy Management_2022 | 0 | Applying baseline and measure water heating efficiencies to the per unit savings from the PSE Business Case: QC_EDITS_Measure Case_Energy Management_2022 | 0 | Full | 0 | 0 | 0 | 1.97 | 0 | 0 | 0 | Measure cost represents incremental cost, default cost of zero | Average of Year 1 and Year 2 from PSE Business Case: QC_EDITS_Measure Case_Energy Management_2022 |  | 100% | 50% | 100% | 1 | 0 | 0 | No applicable non-energy benefitsIncludes PSE NEI data where applicable. | No applicable non-energy benefits | System | System
Thurston County | Manufactured | Water Heat GT 55 Gal | New | Home Energy Reports Gas Manufactured Homes - Years 1 and 2 | Home energy reports: 2020, gas | 0 | 2024 | 2050 | 1 | per Home | 0 | 1 | 2 | PSE Business Case: QC_EDITS_Measure Case_Energy Management_2022 | 3.1532 | 2.315% | Applying baseline and measure water heating efficiencies to the per unit savings from the PSE Business Case: QC_EDITS_Measure Case_Energy Management_2022 | 0 | Applying baseline and measure water heating efficiencies to the per unit savings from the PSE Business Case: QC_EDITS_Measure Case_Energy Management_2022 | 0 | Full | 0 | 0 | 0 | 1.97 | 0 | 0 | 0 | Measure cost represents incremental cost, default cost of zero | Average of Year 1 and Year 2 from PSE Business Case: QC_EDITS_Measure Case_Energy Management_2022 |  | 100% | 50% | 100% | 1 | 0 | 0 | No applicable non-energy benefitsIncludes PSE NEI data where applicable. | No applicable non-energy benefits | System | System
Thurston County | Manufactured - Highly Impacted | Water Heat LE 55 Gal | Existing | Home Energy Reports Gas Manufactured Homes - Years 1 and 2 | Home energy reports: 2020, gas | 0 | 2024 | 2050 | 1 | per Home | 0 | 1 | 2 | PSE Business Case: QC_EDITS_Measure Case_Energy Management_2022 | 3.779 | 2.763% | Applying baseline and measure water heating efficiencies to the per unit savings from the PSE Business Case: QC_EDITS_Measure Case_Energy Management_2022 | 0 | Applying baseline and measure water heating efficiencies to the per unit savings from the PSE Business Case: QC_EDITS_Measure Case_Energy Management_2022 | 0 | Full | 0 | 0 | 0 | 1.97 | 0 | 0 | 0 | Measure cost represents incremental cost, default cost of zero | Average of Year 1 and Year 2 from PSE Business Case: QC_EDITS_Measure Case_Energy Management_2022 |  | 100% | 50% | 100% | 1 | 0 | 0 | No applicable non-energy benefitsIncludes PSE NEI data where applicable. | No applicable non-energy benefits | System | System
Thurston County | Manufactured - Highly Impacted | Water Heat LE 55 Gal | New | Home Energy Reports Gas Manufactured Homes - Years 1 and 2 | Home energy reports: 2020, gas | 0 | 2024 | 2050 | 1 | per Home | 0 | 1 | 2 | PSE Business Case: QC_EDITS_Measure Case_Energy Management_2022 | 3.6431 | 2.763% | Applying baseline and measure water heating efficiencies to the per unit savings from the PSE Business Case: QC_EDITS_Measure Case_Energy Management_2022 | 0 | Applying baseline and measure water heating efficiencies to the per unit savings from the PSE Business Case: QC_EDITS_Measure Case_Energy Management_2022 | 0 | Full | 0 | 0 | 0 | 1.97 | 0 | 0 | 0 | Measure cost represents incremental cost, default cost of zero | Average of Year 1 and Year 2 from PSE Business Case: QC_EDITS_Measure Case_Energy Management_2022 |  | 100% | 50% | 100% | 1 | 0 | 0 | No applicable non-energy benefitsIncludes PSE NEI data where applicable. | No applicable non-energy benefits | System | System
Thurston County | Manufactured - Highly Impacted | Water Heat GT 55 Gal | Existing | Home Energy Reports Gas Manufactured Homes - Years 1 and 2 | Home energy reports: 2020, gas | 0 | 2024 | 2050 | 1 | per Home | 0 | 1 | 2 | PSE Business Case: QC_EDITS_Measure Case_Energy Management_2022 | 2.6885 | 2.315% | Applying baseline and measure water heating efficiencies to the per unit savings from the PSE Business Case: QC_EDITS_Measure Case_Energy Management_2022 | 0 | Applying baseline and measure water heating efficiencies to the per unit savings from the PSE Business Case: QC_EDITS_Measure Case_Energy Management_2022 | 0 | Full | 0 | 0 | 0 | 1.97 | 0 | 0 | 0 | Measure cost represents incremental cost, default cost of zero | Average of Year 1 and Year 2 from PSE Business Case: QC_EDITS_Measure Case_Energy Management_2022 |  | 100% | 50% | 100% | 1 | 0 | 0 | No applicable non-energy benefitsIncludes PSE NEI data where applicable. | No applicable non-energy benefits | System | System
Thurston County | Manufactured - Highly Impacted | Water Heat GT 55 Gal | New | Home Energy Reports Gas Manufactured Homes - Years 1 and 2 | Home energy reports: 2020, gas | 0 | 2024 | 2050 | 1 | per Home | 0 | 1 | 2 | PSE Business Case: QC_EDITS_Measure Case_Energy Management_2022 | 2.6885 | 2.315% | Applying baseline and measure water heating efficiencies to the per unit savings from the PSE Business Case: QC_EDITS_Measure Case_Energy Management_2022 | 0 | Applying baseline and measure water heating efficiencies to the per unit savings from the PSE Business Case: QC_EDITS_Measure Case_Energy Management_2022 | 0 | Full | 0 | 0 | 0 | 1.97 | 0 | 0 | 0 | Measure cost represents incremental cost, default cost of zero | Average of Year 1 and Year 2 from PSE Business Case: QC_EDITS_Measure Case_Energy Management_2022 |  | 100% | 50% | 100% | 1 | 0 | 0 | No applicable non-energy benefitsIncludes PSE NEI data where applicable. | No applicable non-energy benefits | System | System
Thurston County | Multifamily | Heat Central Gas Boiler | Existing | Low E Storm Window_Single Pane Wood Frame_HZ1_Gas | Heating Energy | 0 | 2024 | 2050 | 36.1897 | per Home | 0 | 1 | 20 | RTF measure workbook ResMFWeatherization_v4_3, for the measure Low E Storm Window_Single Pane Wood Frame_HZ1_Gas | 36.1586 | 8.482% | RTF measure workbook ResMFWeatherization_v4_3, for the measure Low E Storm Window_Single Pane Wood Frame_HZ1_Gas | 0 | RTF measure workbook ResMFWeatherization_v4_3, for the measure Low E Storm Window_Single Pane Wood Frame_HZ1_Gas | 0 | Incremental | 0 | 0 | 0 | 417.1638 | 0 | 0 | 0 | See 'Measure Equipment Cost Source' | RTF measure workbook ResMFWeatherization_v4_3, for the measure Low E Storm Window_Single Pane Wood Frame_HZ1_Gas |  | 100% | 4.838% | 9.551% | 1 | 0 | 0 | See source workbook for details. Includes PSE NEI data where applicable. | RTF measure workbook ResMFWeatherization_v4_3, for the measure Low E Storm Window_Single Pane Wood Frame_HZ1_Gas | System | System
Thurston County | Multifamily - Highly Impacted | Heat Central Gas Boiler | Existing | Low E Storm Window_Single Pane Wood Frame_HZ1_Gas | Heating Energy | 0 | 2024 | 2050 | 33.3408 | per Home | 0 | 1 | 20 | RTF measure workbook ResMFWeatherization_v4_3, for the measure Low E Storm Window_Single Pane Wood Frame_HZ1_Gas | 33.3121 | 9.207% | RTF measure workbook ResMFWeatherization_v4_3, for the measure Low E Storm Window_Single Pane Wood Frame_HZ1_Gas | 0 | RTF measure workbook ResMFWeatherization_v4_3, for the measure Low E Storm Window_Single Pane Wood Frame_HZ1_Gas | 0 | Incremental | 0 | 0 | 0 | 384.3238 | 0 | 0 | 0 | See 'Measure Equipment Cost Source' | RTF measure workbook ResMFWeatherization_v4_3, for the measure Low E Storm Window_Single Pane Wood Frame_HZ1_Gas |  | 100% | 4.838% | 9.551% | 1 | 0 | 0 | See source workbook for details. Includes PSE NEI data where applicable. | RTF measure workbook ResMFWeatherization_v4_3, for the measure Low E Storm Window_Single Pane Wood Frame_HZ1_Gas | System | System
Thurston County | Multifamily | Heat Central Gas Boiler | Existing | Low E Storm Window_Single Pane Metal Frame_HZ1_Gas | Heating Energy | 0 | 2024 | 2050 | 36.1897 | per Home | 0 | 1 | 20 | RTF measure workbook ResMFWeatherization_v4_3, for the measure Low E Storm Window_Single Pane Metal Frame_HZ1_Gas | 46.3622 | 10.88% | RTF measure workbook ResMFWeatherization_v4_3, for the measure Low E Storm Window_Single Pane Metal Frame_HZ1_Gas | 0 | RTF measure workbook ResMFWeatherization_v4_3, for the measure Low E Storm Window_Single Pane Metal Frame_HZ1_Gas | 0 | Incremental | 0 | 0 | 0 | 417.1638 | 0 | 0 | 0 | See 'Measure Equipment Cost Source' | RTF measure workbook ResMFWeatherization_v4_3, for the measure Low E Storm Window_Single Pane Metal Frame_HZ1_Gas |  | 100% | 10.59% | 9.551% | 1 | 0 | 0 | See source workbook for details. Includes PSE NEI data where applicable. | RTF measure workbook ResMFWeatherization_v4_3, for the measure Low E Storm Window_Single Pane Metal Frame_HZ1_Gas | System | System
Thurston County | Multifamily - Highly Impacted | Heat Central Gas Boiler | Existing | Low E Storm Window_Single Pane Metal Frame_HZ1_Gas | Heating Energy | 0 | 2024 | 2050 | 33.3408 | per Home | 0 | 1 | 20 | RTF measure workbook ResMFWeatherization_v4_3, for the measure Low E Storm Window_Single Pane Metal Frame_HZ1_Gas | 42.7124 | 11.8% | RTF measure workbook ResMFWeatherization_v4_3, for the measure Low E Storm Window_Single Pane Metal Frame_HZ1_Gas | 0 | RTF measure workbook ResMFWeatherization_v4_3, for the measure Low E Storm Window_Single Pane Metal Frame_HZ1_Gas | 0 | Incremental | 0 | 0 | 0 | 384.3238 | 0 | 0 | 0 | See 'Measure Equipment Cost Source' | RTF measure workbook ResMFWeatherization_v4_3, for the measure Low E Storm Window_Single Pane Metal Frame_HZ1_Gas |  | 100% | 10.59% | 9.551% | 1 | 0 | 0 | See source workbook for details. Includes PSE NEI data where applicable. | RTF measure workbook ResMFWeatherization_v4_3, for the measure Low E Storm Window_Single Pane Metal Frame_HZ1_Gas | System | System
Thurston County | Multifamily | Heat Central Gas Boiler | Existing | Low E Storm Window_Double Pane Metal Frame_HZ1_Gas | Heating Energy | 0 | 2024 | 2050 | 36.1897 | per Home | 0 | 1 | 20 | RTF measure workbook ResMFWeatherization_v4_3, for the measure Low E Storm Window_Double Pane Metal Frame_HZ1_Gas | 23.4554 | 5.502% | RTF measure workbook ResMFWeatherization_v4_3, for the measure Low E Storm Window_Double Pane Metal Frame_HZ1_Gas | 0 | RTF measure workbook ResMFWeatherization_v4_3, for the measure Low E Storm Window_Double Pane Metal Frame_HZ1_Gas | 0 | Incremental | 0 | 0 | 0 | 417.1638 | 0 | 0 | 0 | See 'Measure Equipment Cost Source' | RTF measure workbook ResMFWeatherization_v4_3, for the measure Low E Storm Window_Double Pane Metal Frame_HZ1_Gas |  | 100% | 40.47% | 40.45% | 1 | 0 | 0 | See source workbook for details. Includes PSE NEI data where applicable. | RTF measure workbook ResMFWeatherization_v4_3, for the measure Low E Storm Window_Double Pane Metal Frame_HZ1_Gas | System | System
Thurston County | Multifamily - Highly Impacted | Heat Central Gas Boiler | Existing | Low E Storm Window_Double Pane Metal Frame_HZ1_Gas | Heating Energy | 0 | 2024 | 2050 | 33.3408 | per Home | 0 | 1 | 20 | RTF measure workbook ResMFWeatherization_v4_3, for the measure Low E Storm Window_Double Pane Metal Frame_HZ1_Gas | 21.609 | 5.972% | RTF measure workbook ResMFWeatherization_v4_3, for the measure Low E Storm Window_Double Pane Metal Frame_HZ1_Gas | 0 | RTF measure workbook ResMFWeatherization_v4_3, for the measure Low E Storm Window_Double Pane Metal Frame_HZ1_Gas | 0 | Incremental | 0 | 0 | 0 | 384.3238 | 0 | 0 | 0 | See 'Measure Equipment Cost Source' | RTF measure workbook ResMFWeatherization_v4_3, for the measure Low E Storm Window_Double Pane Metal Frame_HZ1_Gas |  | 100% | 40.47% | 40.45% | 1 | 0 | 0 | See source workbook for details. Includes PSE NEI data where applicable. | RTF measure workbook ResMFWeatherization_v4_3, for the measure Low E Storm Window_Double Pane Metal Frame_HZ1_Gas | System | System
Thurston County | Multifamily | Heat Central Gas Furnace | Existing | Low E Storm Window_Single Pane Wood Frame_HZ1_Gas | Heating Energy | 0 | 2024 | 2050 | 36.1897 | per Home | 0 | 1 | 20 | RTF measure workbook ResMFWeatherization_v4_3, for the measure Low E Storm Window_Single Pane Wood Frame_HZ1_Gas | 26.6656 | 8.482% | RTF measure workbook ResMFWeatherization_v4_3, for the measure Low E Storm Window_Single Pane Wood Frame_HZ1_Gas | 0 | RTF measure workbook ResMFWeatherization_v4_3, for the measure Low E Storm Window_Single Pane Wood Frame_HZ1_Gas | 0 | Incremental | 0 | 0 | 0 | 417.1638 | 0 | 0 | 0 | See 'Measure Equipment Cost Source' | RTF measure workbook ResMFWeatherization_v4_3, for the measure Low E Storm Window_Single Pane Wood Frame_HZ1_Gas |  | 100% | 4.838% | 9.551% | 1 | 0 | 0 | See source workbook for details. Includes PSE NEI data where applicable. | RTF measure workbook ResMFWeatherization_v4_3, for the measure Low E Storm Window_Single Pane Wood Frame_HZ1_Gas | System | System
Thurston County | Multifamily - Highly Impacted | Heat Central Gas Furnace | Existing | Low E Storm Window_Single Pane Wood Frame_HZ1_Gas | Heating Energy | 0 | 2024 | 2050 | 33.3408 | per Home | 0 | 1 | 20 | RTF measure workbook ResMFWeatherization_v4_3, for the measure Low E Storm Window_Single Pane Wood Frame_HZ1_Gas | 24.5664 | 9.207% | RTF measure workbook ResMFWeatherization_v4_3, for the measure Low E Storm Window_Single Pane Wood Frame_HZ1_Gas | 0 | RTF measure workbook ResMFWeatherization_v4_3, for the measure Low E Storm Window_Single Pane Wood Frame_HZ1_Gas | 0 | Incremental | 0 | 0 | 0 | 384.3238 | 0 | 0 | 0 | See 'Measure Equipment Cost Source' | RTF measure workbook ResMFWeatherization_v4_3, for the measure Low E Storm Window_Single Pane Wood Frame_HZ1_Gas |  | 100% | 4.838% | 9.551% | 1 | 0 | 0 | See source workbook for details. Includes PSE NEI data where applicable. | RTF measure workbook ResMFWeatherization_v4_3, for the measure Low E Storm Window_Single Pane Wood Frame_HZ1_Gas | System | System
Thurston County | Multifamily | Heat Central Gas Furnace | Existing | Low E Storm Window_Single Pane Metal Frame_HZ1_Gas | Heating Energy | 0 | 2024 | 2050 | 36.1897 | per Home | 0 | 1 | 20 | RTF measure workbook ResMFWeatherization_v4_3, for the measure Low E Storm Window_Single Pane Metal Frame_HZ1_Gas | 34.1904 | 10.88% | RTF measure workbook ResMFWeatherization_v4_3, for the measure Low E Storm Window_Single Pane Metal Frame_HZ1_Gas | 0 | RTF measure workbook ResMFWeatherization_v4_3, for the measure Low E Storm Window_Single Pane Metal Frame_HZ1_Gas | 0 | Incremental | 0 | 0 | 0 | 417.1638 | 0 | 0 | 0 | See 'Measure Equipment Cost Source' | RTF measure workbook ResMFWeatherization_v4_3, for the measure Low E Storm Window_Single Pane Metal Frame_HZ1_Gas |  | 100% | 10.59% | 9.551% | 1 | 0 | 0 | See source workbook for details. Includes PSE NEI data where applicable. | RTF measure workbook ResMFWeatherization_v4_3, for the measure Low E Storm Window_Single Pane Metal Frame_HZ1_Gas | System | System
Thurston County | Multifamily - Highly Impacted | Heat Central Gas Furnace | Existing | Low E Storm Window_Single Pane Metal Frame_HZ1_Gas | Heating Energy | 0 | 2024 | 2050 | 33.3408 | per Home | 0 | 1 | 20 | RTF measure workbook ResMFWeatherization_v4_3, for the measure Low E Storm Window_Single Pane Metal Frame_HZ1_Gas | 31.4988 | 11.8% | RTF measure workbook ResMFWeatherization_v4_3, for the measure Low E Storm Window_Single Pane Metal Frame_HZ1_Gas | 0 | RTF measure workbook ResMFWeatherization_v4_3, for the measure Low E Storm Window_Single Pane Metal Frame_HZ1_Gas | 0 | Incremental | 0 | 0 | 0 | 384.3238 | 0 | 0 | 0 | See 'Measure Equipment Cost Source' | RTF measure workbook ResMFWeatherization_v4_3, for the measure Low E Storm Window_Single Pane Metal Frame_HZ1_Gas |  | 100% | 10.59% | 9.551% | 1 | 0 | 0 | See source workbook for details. Includes PSE NEI data where applicable. | RTF measure workbook ResMFWeatherization_v4_3, for the measure Low E Storm Window_Single Pane Metal Frame_HZ1_Gas | System | System
Thurston County | Multifamily | Heat Central Gas Furnace | Existing | Low E Storm Window_Double Pane Metal Frame_HZ1_Gas | Heating Energy | 0 | 2024 | 2050 | 36.1897 | per Home | 0 | 1 | 20 | RTF measure workbook ResMFWeatherization_v4_3, for the measure Low E Storm Window_Double Pane Metal Frame_HZ1_Gas | 17.2975 | 5.502% | RTF measure workbook ResMFWeatherization_v4_3, for the measure Low E Storm Window_Double Pane Metal Frame_HZ1_Gas | 0 | RTF measure workbook ResMFWeatherization_v4_3, for the measure Low E Storm Window_Double Pane Metal Frame_HZ1_Gas | 0 | Incremental | 0 | 0 | 0 | 417.1638 | 0 | 0 | 0 | See 'Measure Equipment Cost Source' | RTF measure workbook ResMFWeatherization_v4_3, for the measure Low E Storm Window_Double Pane Metal Frame_HZ1_Gas |  | 100% | 40.47% | 40.45% | 1 | 0 | 0 | See source workbook for details. Includes PSE NEI data where applicable. | RTF measure workbook ResMFWeatherization_v4_3, for the measure Low E Storm Window_Double Pane Metal Frame_HZ1_Gas | System | System
Thurston County | Multifamily - Highly Impacted | Heat Central Gas Furnace | Existing | Low E Storm Window_Double Pane Metal Frame_HZ1_Gas | Heating Energy | 0 | 2024 | 2050 | 33.3408 | per Home | 0 | 1 | 20 | RTF measure workbook ResMFWeatherization_v4_3, for the measure Low E Storm Window_Double Pane Metal Frame_HZ1_Gas | 15.9358 | 5.972% | RTF measure workbook ResMFWeatherization_v4_3, for the measure Low E Storm Window_Double Pane Metal Frame_HZ1_Gas | 0 | RTF measure workbook ResMFWeatherization_v4_3, for the measure Low E Storm Window_Double Pane Metal Frame_HZ1_Gas | 0 | Incremental | 0 | 0 | 0 | 384.3238 | 0 | 0 | 0 | See 'Measure Equipment Cost Source' | RTF measure workbook ResMFWeatherization_v4_3, for the measure Low E Storm Window_Double Pane Metal Frame_HZ1_Gas |  | 100% | 40.47% | 40.45% | 1 | 0 | 0 | See source workbook for details. Includes PSE NEI data where applicable. | RTF measure workbook ResMFWeatherization_v4_3, for the measure Low E Storm Window_Double Pane Metal Frame_HZ1_Gas | System | System
Thurston County | Multifamily | Heat Room Gas | Existing | Low E Storm Window_Single Pane Wood Frame_HZ1_Gas | Heating Energy | 0 | 2024 | 2050 | 36.1897 | per Home | 0 | 1 | 20 | RTF measure workbook ResMFWeatherization_v4_3, for the measure Low E Storm Window_Single Pane Wood Frame_HZ1_Gas | 27.3567 | 8.482% | RTF measure workbook ResMFWeatherization_v4_3, for the measure Low E Storm Window_Single Pane Wood Frame_HZ1_Gas | 0 | RTF measure workbook ResMFWeatherization_v4_3, for the measure Low E Storm Window_Single Pane Wood Frame_HZ1_Gas | 0 | Incremental | 0 | 0 | 0 | 417.1638 | 0 | 0 | 0 | See 'Measure Equipment Cost Source' | RTF measure workbook ResMFWeatherization_v4_3, for the measure Low E Storm Window_Single Pane Wood Frame_HZ1_Gas |  | 100% | 1.015% | 9.551% | 1 | 0 | 0 | See source workbook for details. Includes PSE NEI data where applicable. | RTF measure workbook ResMFWeatherization_v4_3, for the measure Low E Storm Window_Single Pane Wood Frame_HZ1_Gas | System | System
Thurston County | Multifamily - Highly Impacted | Heat Room Gas | Existing | Low E Storm Window_Single Pane Wood Frame_HZ1_Gas | Heating Energy | 0 | 2024 | 2050 | 33.3408 | per Home | 0 | 1 | 20 | RTF measure workbook ResMFWeatherization_v4_3, for the measure Low E Storm Window_Single Pane Wood Frame_HZ1_Gas | 25.2031 | 9.207% | RTF measure workbook ResMFWeatherization_v4_3, for the measure Low E Storm Window_Single Pane Wood Frame_HZ1_Gas | 0 | RTF measure workbook ResMFWeatherization_v4_3, for the measure Low E Storm Window_Single Pane Wood Frame_HZ1_Gas | 0 | Incremental | 0 | 0 | 0 | 384.3238 | 0 | 0 | 0 | See 'Measure Equipment Cost Source' | RTF measure workbook ResMFWeatherization_v4_3, for the measure Low E Storm Window_Single Pane Wood Frame_HZ1_Gas |  | 100% | 1.015% | 9.551% | 1 | 0 | 0 | See source workbook for details. Includes PSE NEI data where applicable. | RTF measure workbook ResMFWeatherization_v4_3, for the measure Low E Storm Window_Single Pane Wood Frame_HZ1_Gas | System | System
Thurston County | Multifamily | Heat Room Gas | Existing | Low E Storm Window_Single Pane Metal Frame_HZ1_Gas | Heating Energy | 0 | 2024 | 2050 | 36.1897 | per Home | 0 | 1 | 20 | RTF measure workbook ResMFWeatherization_v4_3, for the measure Low E Storm Window_Single Pane Metal Frame_HZ1_Gas | 35.0765 | 10.88% | RTF measure workbook ResMFWeatherization_v4_3, for the measure Low E Storm Window_Single Pane Metal Frame_HZ1_Gas | 0 | RTF measure workbook ResMFWeatherization_v4_3, for the measure Low E Storm Window_Single Pane Metal Frame_HZ1_Gas | 0 | Incremental | 0 | 0 | 0 | 417.1638 | 0 | 0 | 0 | See 'Measure Equipment Cost Source' | RTF measure workbook ResMFWeatherization_v4_3, for the measure Low E Storm Window_Single Pane Metal Frame_HZ1_Gas |  | 100% | 7.616% | 9.551% | 1 | 0 | 0 | See source workbook for details. Includes PSE NEI data where applicable. | RTF measure workbook ResMFWeatherization_v4_3, for the measure Low E Storm Window_Single Pane Metal Frame_HZ1_Gas | System | System
Thurston County | Multifamily - Highly Impacted | Heat Room Gas | Existing | Low E Storm Window_Single Pane Metal Frame_HZ1_Gas | Heating Energy | 0 | 2024 | 2050 | 33.3408 | per Home | 0 | 1 | 20 | RTF measure workbook ResMFWeatherization_v4_3, for the measure Low E Storm Window_Single Pane Metal Frame_HZ1_Gas | 32.3152 | 11.8% | RTF measure workbook ResMFWeatherization_v4_3, for the measure Low E Storm Window_Single Pane Metal Frame_HZ1_Gas | 0 | RTF measure workbook ResMFWeatherization_v4_3, for the measure Low E Storm Window_Single Pane Metal Frame_HZ1_Gas | 0 | Incremental | 0 | 0 | 0 | 384.3238 | 0 | 0 | 0 | See 'Measure Equipment Cost Source' | RTF measure workbook ResMFWeatherization_v4_3, for the measure Low E Storm Window_Single Pane Metal Frame_HZ1_Gas |  | 100% | 7.616% | 9.551% | 1 | 0 | 0 | See source workbook for details. Includes PSE NEI data where applicable. | RTF measure workbook ResMFWeatherization_v4_3, for the measure Low E Storm Window_Single Pane Metal Frame_HZ1_Gas | System | System
Thurston County | Multifamily | Heat Room Gas | Existing | Low E Storm Window_Double Pane Metal Frame_HZ1_Gas | Heating Energy | 0 | 2024 | 2050 | 36.1897 | per Home | 0 | 1 | 20 | RTF measure workbook ResMFWeatherization_v4_3, for the measure Low E Storm Window_Double Pane Metal Frame_HZ1_Gas | 17.7458 | 5.502% | RTF measure workbook ResMFWeatherization_v4_3, for the measure Low E Storm Window_Double Pane Metal Frame_HZ1_Gas | 0 | RTF measure workbook ResMFWeatherization_v4_3, for the measure Low E Storm Window_Double Pane Metal Frame_HZ1_Gas | 0 | Incremental | 0 | 0 | 0 | 417.1638 | 0 | 0 | 0 | See 'Measure Equipment Cost Source' | RTF measure workbook ResMFWeatherization_v4_3, for the measure Low E Storm Window_Double Pane Metal Frame_HZ1_Gas |  | 100% | 18.99% | 40.45% | 1 | 0 | 0 | See source workbook for details. Includes PSE NEI data where applicable. | RTF measure workbook ResMFWeatherization_v4_3, for the measure Low E Storm Window_Double Pane Metal Frame_HZ1_Gas | System | System
Thurston County | Multifamily - Highly Impacted | Heat Room Gas | Existing | Low E Storm Window_Double Pane Metal Frame_HZ1_Gas | Heating Energy | 0 | 2024 | 2050 | 33.3408 | per Home | 0 | 1 | 20 | RTF measure workbook ResMFWeatherization_v4_3, for the measure Low E Storm Window_Double Pane Metal Frame_HZ1_Gas | 16.3488 | 5.972% | RTF measure workbook ResMFWeatherization_v4_3, for the measure Low E Storm Window_Double Pane Metal Frame_HZ1_Gas | 0 | RTF measure workbook ResMFWeatherization_v4_3, for the measure Low E Storm Window_Double Pane Metal Frame_HZ1_Gas | 0 | Incremental | 0 | 0 | 0 | 384.3238 | 0 | 0 | 0 | See 'Measure Equipment Cost Source' | RTF measure workbook ResMFWeatherization_v4_3, for the measure Low E Storm Window_Double Pane Metal Frame_HZ1_Gas |  | 100% | 18.99% | 40.45% | 1 | 0 | 0 | See source workbook for details. Includes PSE NEI data where applicable. | RTF measure workbook ResMFWeatherization_v4_3, for the measure Low E Storm Window_Double Pane Metal Frame_HZ1_Gas | System | System
Thurston County | Single Family | Heat Central Gas Boiler | Existing | Windows - Add a Low-e Storm Window to an existing Single Paned Window - Heating Zone 1 (Gas FAF - Non-Condensing) | Gas Heating and Cooling | 0 | 2024 | 2050 | 173.9813 | per Home | 0 | 1 | 20 | RTF measure workbook ResSFWx_v4_4, for the measure Windows - Add a Low-e Storm Window to an existing Single Paned Window - Heating Zone 1 (Gas FAF - Non-Condensing) | 76.8495 | 11.89% | RTF measure workbook ResSFWx_v4_4, for the measure Windows - Add a Low-e Storm Window to an existing Single Paned Window - Heating Zone 1 (Gas FAF - Non-Condensing) | 111.3346 | RTF measure workbook ResSFWx_v4_4, for the measure Windows - Add a Low-e Storm Window to an existing Single Paned Window - Heating Zone 1 (Gas FAF - Non-Condensing) | 0 | Incremental | 0 | 0 | 0 | 2001.7471 | 0 | 0 | 0 | See 'Measure Equipment Cost Source' | RTF measure workbook ResSFWx_v4_4, for the measure Windows - Add a Low-e Storm Window to an existing Single Paned Window - Heating Zone 1 (Gas FAF - Non-Condensing) |  | 100% | 6.508% | 20.95% | 1 | 0 | 0 | See source workbook for details. Includes PSE NEI data where applicable. | RTF measure workbook ResSFWx_v4_4, for the measure Windows - Add a Low-e Storm Window to an existing Single Paned Window - Heating Zone 1 (Gas FAF - Non-Condensing) | System | System
Thurston County | Single Family - Highly Impacted | Heat Central Gas Boiler | Existing | Windows - Add a Low-e Storm Window to an existing Single Paned Window - Heating Zone 1 (Gas FAF - Non-Condensing) | Gas Heating and Cooling | 0 | 2024 | 2050 | 157.6097 | per Home | 0 | 1 | 20 | RTF measure workbook ResSFWx_v4_4, for the measure Windows - Add a Low-e Storm Window to an existing Single Paned Window - Heating Zone 1 (Gas FAF - Non-Condensing) | 69.618 | 14.97% | RTF measure workbook ResSFWx_v4_4, for the measure Windows - Add a Low-e Storm Window to an existing Single Paned Window - Heating Zone 1 (Gas FAF - Non-Condensing) | 100.858 | RTF measure workbook ResSFWx_v4_4, for the measure Windows - Add a Low-e Storm Window to an existing Single Paned Window - Heating Zone 1 (Gas FAF - Non-Condensing) | 0 | Incremental | 0 | 0 | 0 | 1813.3825 | 0 | 0 | 0 | See 'Measure Equipment Cost Source' | RTF measure workbook ResSFWx_v4_4, for the measure Windows - Add a Low-e Storm Window to an existing Single Paned Window - Heating Zone 1 (Gas FAF - Non-Condensing) |  | 100% | 6.508% | 20.95% | 1 | 0 | 0 | See source workbook for details. Includes PSE NEI data where applicable. | RTF measure workbook ResSFWx_v4_4, for the measure Windows - Add a Low-e Storm Window to an existing Single Paned Window - Heating Zone 1 (Gas FAF - Non-Condensing) | System | System
Thurston County | Single Family | Heat Central Gas Furnace | Existing | Windows - Add a Low-e Storm Window to an existing Single Paned Window - Heating Zone 1 (Gas FAF - Non-Condensing) | Gas Heating and Cooling | 0 | 2024 | 2050 | 173.9813 | per Home | 0 | 1 | 20 | RTF measure workbook ResSFWx_v4_4, for the measure Windows - Add a Low-e Storm Window to an existing Single Paned Window - Heating Zone 1 (Gas FAF - Non-Condensing) | 56.6736 | 11.89% | RTF measure workbook ResSFWx_v4_4, for the measure Windows - Add a Low-e Storm Window to an existing Single Paned Window - Heating Zone 1 (Gas FAF - Non-Condensing) | 111.3346 | RTF measure workbook ResSFWx_v4_4, for the measure Windows - Add a Low-e Storm Window to an existing Single Paned Window - Heating Zone 1 (Gas FAF - Non-Condensing) | 0 | Incremental | 0 | 0 | 0 | 2001.7471 | 0 | 0 | 0 | See 'Measure Equipment Cost Source' | RTF measure workbook ResSFWx_v4_4, for the measure Windows - Add a Low-e Storm Window to an existing Single Paned Window - Heating Zone 1 (Gas FAF - Non-Condensing) |  | 100% | 6.508% | 20.95% | 1 | 0 | 0 | See source workbook for details. Includes PSE NEI data where applicable. | RTF measure workbook ResSFWx_v4_4, for the measure Windows - Add a Low-e Storm Window to an existing Single Paned Window - Heating Zone 1 (Gas FAF - Non-Condensing) | System | System
Thurston County | Single Family - Highly Impacted | Heat Central Gas Furnace | Existing | Windows - Add a Low-e Storm Window to an existing Single Paned Window - Heating Zone 1 (Gas FAF - Non-Condensing) | Gas Heating and Cooling | 0 | 2024 | 2050 | 157.6097 | per Home | 0 | 1 | 20 | RTF measure workbook ResSFWx_v4_4, for the measure Windows - Add a Low-e Storm Window to an existing Single Paned Window - Heating Zone 1 (Gas FAF - Non-Condensing) | 51.3406 | 14.97% | RTF measure workbook ResSFWx_v4_4, for the measure Windows - Add a Low-e Storm Window to an existing Single Paned Window - Heating Zone 1 (Gas FAF - Non-Condensing) | 100.858 | RTF measure workbook ResSFWx_v4_4, for the measure Windows - Add a Low-e Storm Window to an existing Single Paned Window - Heating Zone 1 (Gas FAF - Non-Condensing) | 0 | Incremental | 0 | 0 | 0 | 1813.3825 | 0 | 0 | 0 | See 'Measure Equipment Cost Source' | RTF measure workbook ResSFWx_v4_4, for the measure Windows - Add a Low-e Storm Window to an existing Single Paned Window - Heating Zone 1 (Gas FAF - Non-Condensing) |  | 100% | 6.508% | 20.95% | 1 | 0 | 0 | See source workbook for details. Includes PSE NEI data where applicable. | RTF measure workbook ResSFWx_v4_4, for the measure Windows - Add a Low-e Storm Window to an existing Single Paned Window - Heating Zone 1 (Gas FAF - Non-Condensing) | System | System
Thurston County | Single Family | Heat Room Gas | Existing | Windows - Add a Low-e Storm Window to an existing Single Paned Window - Heating Zone 1 (Gas FAF - Non-Condensing) | Gas Heating and Cooling | 0 | 2024 | 2050 | 173.9813 | per Home | 0 | 1 | 20 | RTF measure workbook ResSFWx_v4_4, for the measure Windows - Add a Low-e Storm Window to an existing Single Paned Window - Heating Zone 1 (Gas FAF - Non-Condensing) | 58.1424 | 11.89% | RTF measure workbook ResSFWx_v4_4, for the measure Windows - Add a Low-e Storm Window to an existing Single Paned Window - Heating Zone 1 (Gas FAF - Non-Condensing) | 111.3346 | RTF measure workbook ResSFWx_v4_4, for the measure Windows - Add a Low-e Storm Window to an existing Single Paned Window - Heating Zone 1 (Gas FAF - Non-Condensing) | 0 | Incremental | 0 | 0 | 0 | 2001.7471 | 0 | 0 | 0 | See 'Measure Equipment Cost Source' | RTF measure workbook ResSFWx_v4_4, for the measure Windows - Add a Low-e Storm Window to an existing Single Paned Window - Heating Zone 1 (Gas FAF - Non-Condensing) |  | 100% | 6.508% | 20.95% | 1 | 0 | 0 | See source workbook for details. Includes PSE NEI data where applicable. | RTF measure workbook ResSFWx_v4_4, for the measure Windows - Add a Low-e Storm Window to an existing Single Paned Window - Heating Zone 1 (Gas FAF - Non-Condensing) | System | System
Thurston County | Single Family - Highly Impacted | Heat Room Gas | Existing | Windows - Add a Low-e Storm Window to an existing Single Paned Window - Heating Zone 1 (Gas FAF - Non-Condensing) | Gas Heating and Cooling | 0 | 2024 | 2050 | 157.6097 | per Home | 0 | 1 | 20 | RTF measure workbook ResSFWx_v4_4, for the measure Windows - Add a Low-e Storm Window to an existing Single Paned Window - Heating Zone 1 (Gas FAF - Non-Condensing) | 52.6712 | 14.97% | RTF measure workbook ResSFWx_v4_4, for the measure Windows - Add a Low-e Storm Window to an existing Single Paned Window - Heating Zone 1 (Gas FAF - Non-Condensing) | 100.858 | RTF measure workbook ResSFWx_v4_4, for the measure Windows - Add a Low-e Storm Window to an existing Single Paned Window - Heating Zone 1 (Gas FAF - Non-Condensing) | 0 | Incremental | 0 | 0 | 0 | 1813.3825 | 0 | 0 | 0 | See 'Measure Equipment Cost Source' | RTF measure workbook ResSFWx_v4_4, for the measure Windows - Add a Low-e Storm Window to an existing Single Paned Window - Heating Zone 1 (Gas FAF - Non-Condensing) |  | 100% | 6.508% | 20.95% | 1 | 0 | 0 | See source workbook for details. Includes PSE NEI data where applicable. | RTF measure workbook ResSFWx_v4_4, for the measure Windows - Add a Low-e Storm Window to an existing Single Paned Window - Heating Zone 1 (Gas FAF - Non-Condensing) | System | System
Thurston County | Single Family | Heat Central Gas Boiler | Existing | Windows - Add a Low-e Storm Window to an existing Double Paned Window - Heating Zone 1 (Gas FAF - Non-Condensing) | Gas Heating and Cooling | 0 | 2024 | 2050 | 173.9813 | per Home | 0 | 1 | 20 | RTF measure workbook ResSFWx_v4_4, for the measure Windows - Add a Low-e Storm Window to an existing Double Paned Window - Heating Zone 1 (Gas FAF - Non-Condensing) | 50.3813 | 7.794% | RTF measure workbook ResSFWx_v4_4, for the measure Windows - Add a Low-e Storm Window to an existing Double Paned Window - Heating Zone 1 (Gas FAF - Non-Condensing) | 78.45 | RTF measure workbook ResSFWx_v4_4, for the measure Windows - Add a Low-e Storm Window to an existing Double Paned Window - Heating Zone 1 (Gas FAF - Non-Condensing) | 0 | Incremental | 0 | 0 | 0 | 2001.7471 | 0 | 0 | 0 | See 'Measure Equipment Cost Source' | RTF measure workbook ResSFWx_v4_4, for the measure Windows - Add a Low-e Storm Window to an existing Double Paned Window - Heating Zone 1 (Gas FAF - Non-Condensing) |  | 100% | 26.38% | 78.77% | 1 | 0 | 0 | See source workbook for details. Includes PSE NEI data where applicable. | RTF measure workbook ResSFWx_v4_4, for the measure Windows - Add a Low-e Storm Window to an existing Double Paned Window - Heating Zone 1 (Gas FAF - Non-Condensing) | System | System
Thurston County | Single Family - Highly Impacted | Heat Central Gas Boiler | Existing | Windows - Add a Low-e Storm Window to an existing Double Paned Window - Heating Zone 1 (Gas FAF - Non-Condensing) | Gas Heating and Cooling | 0 | 2024 | 2050 | 157.6097 | per Home | 0 | 1 | 20 | RTF measure workbook ResSFWx_v4_4, for the measure Windows - Add a Low-e Storm Window to an existing Double Paned Window - Heating Zone 1 (Gas FAF - Non-Condensing) | 45.6404 | 9.815% | RTF measure workbook ResSFWx_v4_4, for the measure Windows - Add a Low-e Storm Window to an existing Double Paned Window - Heating Zone 1 (Gas FAF - Non-Condensing) | 71.0678 | RTF measure workbook ResSFWx_v4_4, for the measure Windows - Add a Low-e Storm Window to an existing Double Paned Window - Heating Zone 1 (Gas FAF - Non-Condensing) | 0 | Incremental | 0 | 0 | 0 | 1813.3825 | 0 | 0 | 0 | See 'Measure Equipment Cost Source' | RTF measure workbook ResSFWx_v4_4, for the measure Windows - Add a Low-e Storm Window to an existing Double Paned Window - Heating Zone 1 (Gas FAF - Non-Condensing) |  | 100% | 26.38% | 78.77% | 1 | 0 | 0 | See source workbook for details. Includes PSE NEI data where applicable. | RTF measure workbook ResSFWx_v4_4, for the measure Windows - Add a Low-e Storm Window to an existing Double Paned Window - Heating Zone 1 (Gas FAF - Non-Condensing) | System | System
Thurston County | Single Family | Heat Central Gas Furnace | Existing | Windows - Add a Low-e Storm Window to an existing Double Paned Window - Heating Zone 1 (Gas FAF - Non-Condensing) | Gas Heating and Cooling | 0 | 2024 | 2050 | 173.9813 | per Home | 0 | 1 | 20 | RTF measure workbook ResSFWx_v4_4, for the measure Windows - Add a Low-e Storm Window to an existing Double Paned Window - Heating Zone 1 (Gas FAF - Non-Condensing) | 37.1543 | 7.794% | RTF measure workbook ResSFWx_v4_4, for the measure Windows - Add a Low-e Storm Window to an existing Double Paned Window - Heating Zone 1 (Gas FAF - Non-Condensing) | 78.45 | RTF measure workbook ResSFWx_v4_4, for the measure Windows - Add a Low-e Storm Window to an existing Double Paned Window - Heating Zone 1 (Gas FAF - Non-Condensing) | 0 | Incremental | 0 | 0 | 0 | 2001.7471 | 0 | 0 | 0 | See 'Measure Equipment Cost Source' | RTF measure workbook ResSFWx_v4_4, for the measure Windows - Add a Low-e Storm Window to an existing Double Paned Window - Heating Zone 1 (Gas FAF - Non-Condensing) |  | 100% | 26.38% | 78.77% | 1 | 0 | 0 | See source workbook for details. Includes PSE NEI data where applicable. | RTF measure workbook ResSFWx_v4_4, for the measure Windows - Add a Low-e Storm Window to an existing Double Paned Window - Heating Zone 1 (Gas FAF - Non-Condensing) | System | System
Thurston County | Single Family - Highly Impacted | Heat Central Gas Furnace | Existing | Windows - Add a Low-e Storm Window to an existing Double Paned Window - Heating Zone 1 (Gas FAF - Non-Condensing) | Gas Heating and Cooling | 0 | 2024 | 2050 | 157.6097 | per Home | 0 | 1 | 20 | RTF measure workbook ResSFWx_v4_4, for the measure Windows - Add a Low-e Storm Window to an existing Double Paned Window - Heating Zone 1 (Gas FAF - Non-Condensing) | 33.6581 | 9.815% | RTF measure workbook ResSFWx_v4_4, for the measure Windows - Add a Low-e Storm Window to an existing Double Paned Window - Heating Zone 1 (Gas FAF - Non-Condensing) | 71.0678 | RTF measure workbook ResSFWx_v4_4, for the measure Windows - Add a Low-e Storm Window to an existing Double Paned Window - Heating Zone 1 (Gas FAF - Non-Condensing) | 0 | Incremental | 0 | 0 | 0 | 1813.3825 | 0 | 0 | 0 | See 'Measure Equipment Cost Source' | RTF measure workbook ResSFWx_v4_4, for the measure Windows - Add a Low-e Storm Window to an existing Double Paned Window - Heating Zone 1 (Gas FAF - Non-Condensing) |  | 100% | 26.38% | 78.77% | 1 | 0 | 0 | See source workbook for details. Includes PSE NEI data where applicable. | RTF measure workbook ResSFWx_v4_4, for the measure Windows - Add a Low-e Storm Window to an existing Double Paned Window - Heating Zone 1 (Gas FAF - Non-Condensing) | System | System
Thurston County | Single Family | Heat Room Gas | Existing | Windows - Add a Low-e Storm Window to an existing Double Paned Window - Heating Zone 1 (Gas FAF - Non-Condensing) | Gas Heating and Cooling | 0 | 2024 | 2050 | 173.9813 | per Home | 0 | 1 | 20 | RTF measure workbook ResSFWx_v4_4, for the measure Windows - Add a Low-e Storm Window to an existing Double Paned Window - Heating Zone 1 (Gas FAF - Non-Condensing) | 38.1173 | 7.794% | RTF measure workbook ResSFWx_v4_4, for the measure Windows - Add a Low-e Storm Window to an existing Double Paned Window - Heating Zone 1 (Gas FAF - Non-Condensing) | 78.45 | RTF measure workbook ResSFWx_v4_4, for the measure Windows - Add a Low-e Storm Window to an existing Double Paned Window - Heating Zone 1 (Gas FAF - Non-Condensing) | 0 | Incremental | 0 | 0 | 0 | 2001.7471 | 0 | 0 | 0 | See 'Measure Equipment Cost Source' | RTF measure workbook ResSFWx_v4_4, for the measure Windows - Add a Low-e Storm Window to an existing Double Paned Window - Heating Zone 1 (Gas FAF - Non-Condensing) |  | 100% | 26.38% | 78.77% | 1 | 0 | 0 | See source workbook for details. Includes PSE NEI data where applicable. | RTF measure workbook ResSFWx_v4_4, for the measure Windows - Add a Low-e Storm Window to an existing Double Paned Window - Heating Zone 1 (Gas FAF - Non-Condensing) | System | System
Thurston County | Single Family - Highly Impacted | Heat Room Gas | Existing | Windows - Add a Low-e Storm Window to an existing Double Paned Window - Heating Zone 1 (Gas FAF - Non-Condensing) | Gas Heating and Cooling | 0 | 2024 | 2050 | 157.6097 | per Home | 0 | 1 | 20 | RTF measure workbook ResSFWx_v4_4, for the measure Windows - Add a Low-e Storm Window to an existing Double Paned Window - Heating Zone 1 (Gas FAF - Non-Condensing) | 34.5304 | 9.815% | RTF measure workbook ResSFWx_v4_4, for the measure Windows - Add a Low-e Storm Window to an existing Double Paned Window - Heating Zone 1 (Gas FAF - Non-Condensing) | 71.0678 | RTF measure workbook ResSFWx_v4_4, for the measure Windows - Add a Low-e Storm Window to an existing Double Paned Window - Heating Zone 1 (Gas FAF - Non-Condensing) | 0 | Incremental | 0 | 0 | 0 | 1813.3825 | 0 | 0 | 0 | See 'Measure Equipment Cost Source' | RTF measure workbook ResSFWx_v4_4, for the measure Windows - Add a Low-e Storm Window to an existing Double Paned Window - Heating Zone 1 (Gas FAF - Non-Condensing) |  | 100% | 26.38% | 78.77% | 1 | 0 | 0 | See source workbook for details. Includes PSE NEI data where applicable. | RTF measure workbook ResSFWx_v4_4, for the measure Windows - Add a Low-e Storm Window to an existing Double Paned Window - Heating Zone 1 (Gas FAF - Non-Condensing) | System | System
Thurston County | Manufactured | Heat Central Gas Boiler | Existing | Non-Condensing - Gas Furnace_HZ1_Low-e Storm Window for existing Single Pane Window (per sf) | Gas Heating & Cooling | 0 | 2024 | 2050 | 178.2998 | per Home | 0 | 1 | 20 | RTF measure workbook ResSFWx_v4_4, for the measure Non-Condensing - Gas Furnace_HZ1_Low-e Storm Window for existing Single Pane Window (per sf) | 145.617 | 24.95% | RTF measure workbook ResSFWx_v4_4, for the measure Non-Condensing - Gas Furnace_HZ1_Low-e Storm Window for existing Single Pane Window (per sf) | 185.2091 | RTF measure workbook ResSFWx_v4_4, for the measure Non-Condensing - Gas Furnace_HZ1_Low-e Storm Window for existing Single Pane Window (per sf) | 0 | Incremental | 0 | 0 | 0 | 2057.9835 | 0 | 0 | 0 | See 'Measure Equipment Cost Source' | RTF measure workbook ResSFWx_v4_4, for the measure Non-Condensing - Gas Furnace_HZ1_Low-e Storm Window for existing Single Pane Window (per sf) |  | 100% | 16.17% | 44.5% | 1 | 0 | 0 | See source workbook for details. Includes PSE NEI data where applicable. | RTF measure workbook ResSFWx_v4_4, for the measure Non-Condensing - Gas Furnace_HZ1_Low-e Storm Window for existing Single Pane Window (per sf) | System | System
Thurston County | Manufactured - Highly Impacted | Heat Central Gas Boiler | Existing | Non-Condensing - Gas Furnace_HZ1_Low-e Storm Window for existing Single Pane Window (per sf) | Gas Heating & Cooling | 0 | 2024 | 2050 | 156.9934 | per Home | 0 | 1 | 20 | RTF measure workbook ResSFWx_v4_4, for the measure Non-Condensing - Gas Furnace_HZ1_Low-e Storm Window for existing Single Pane Window (per sf) | 128.2161 | 28.33% | RTF measure workbook ResSFWx_v4_4, for the measure Non-Condensing - Gas Furnace_HZ1_Low-e Storm Window for existing Single Pane Window (per sf) | 163.0771 | RTF measure workbook ResSFWx_v4_4, for the measure Non-Condensing - Gas Furnace_HZ1_Low-e Storm Window for existing Single Pane Window (per sf) | 0 | Incremental | 0 | 0 | 0 | 1812.0598 | 0 | 0 | 0 | See 'Measure Equipment Cost Source' | RTF measure workbook ResSFWx_v4_4, for the measure Non-Condensing - Gas Furnace_HZ1_Low-e Storm Window for existing Single Pane Window (per sf) |  | 100% | 16.17% | 44.5% | 1 | 0 | 0 | See source workbook for details. Includes PSE NEI data where applicable. | RTF measure workbook ResSFWx_v4_4, for the measure Non-Condensing - Gas Furnace_HZ1_Low-e Storm Window for existing Single Pane Window (per sf) | System | System
Thurston County | Manufactured | Heat Central Gas Furnace | Existing | Non-Condensing - Gas Furnace_HZ1_Low-e Storm Window for existing Single Pane Window (per sf) | Gas Heating & Cooling | 0 | 2024 | 2050 | 178.2998 | per Home | 0 | 1 | 20 | RTF measure workbook ResSFWx_v4_4, for the measure Non-Condensing - Gas Furnace_HZ1_Low-e Storm Window for existing Single Pane Window (per sf) | 107.3871 | 24.95% | RTF measure workbook ResSFWx_v4_4, for the measure Non-Condensing - Gas Furnace_HZ1_Low-e Storm Window for existing Single Pane Window (per sf) | 185.2091 | RTF measure workbook ResSFWx_v4_4, for the measure Non-Condensing - Gas Furnace_HZ1_Low-e Storm Window for existing Single Pane Window (per sf) | 0 | Incremental | 0 | 0 | 0 | 2057.9835 | 0 | 0 | 0 | See 'Measure Equipment Cost Source' | RTF measure workbook ResSFWx_v4_4, for the measure Non-Condensing - Gas Furnace_HZ1_Low-e Storm Window for existing Single Pane Window (per sf) |  | 100% | 16.17% | 44.5% | 1 | 0 | 0 | See source workbook for details. Includes PSE NEI data where applicable. | RTF measure workbook ResSFWx_v4_4, for the measure Non-Condensing - Gas Furnace_HZ1_Low-e Storm Window for existing Single Pane Window (per sf) | System | System
Thurston County | Manufactured - Highly Impacted | Heat Central Gas Furnace | Existing | Non-Condensing - Gas Furnace_HZ1_Low-e Storm Window for existing Single Pane Window (per sf) | Gas Heating & Cooling | 0 | 2024 | 2050 | 156.9934 | per Home | 0 | 1 | 20 | RTF measure workbook ResSFWx_v4_4, for the measure Non-Condensing - Gas Furnace_HZ1_Low-e Storm Window for existing Single Pane Window (per sf) | 94.5546 | 28.33% | RTF measure workbook ResSFWx_v4_4, for the measure Non-Condensing - Gas Furnace_HZ1_Low-e Storm Window for existing Single Pane Window (per sf) | 163.0771 | RTF measure workbook ResSFWx_v4_4, for the measure Non-Condensing - Gas Furnace_HZ1_Low-e Storm Window for existing Single Pane Window (per sf) | 0 | Incremental | 0 | 0 | 0 | 1812.0598 | 0 | 0 | 0 | See 'Measure Equipment Cost Source' | RTF measure workbook ResSFWx_v4_4, for the measure Non-Condensing - Gas Furnace_HZ1_Low-e Storm Window for existing Single Pane Window (per sf) |  | 100% | 16.17% | 44.5% | 1 | 0 | 0 | See source workbook for details. Includes PSE NEI data where applicable. | RTF measure workbook ResSFWx_v4_4, for the measure Non-Condensing - Gas Furnace_HZ1_Low-e Storm Window for existing Single Pane Window (per sf) | System | System
Thurston County | Manufactured | Heat Room Gas | Existing | Non-Condensing - Gas Furnace_HZ1_Low-e Storm Window for existing Single Pane Window (per sf) | Gas Heating & Cooling | 0 | 2024 | 2050 | 178.2998 | per Home | 0 | 1 | 20 | RTF measure workbook ResSFWx_v4_4, for the measure Non-Condensing - Gas Furnace_HZ1_Low-e Storm Window for existing Single Pane Window (per sf) | 110.1701 | 24.95% | RTF measure workbook ResSFWx_v4_4, for the measure Non-Condensing - Gas Furnace_HZ1_Low-e Storm Window for existing Single Pane Window (per sf) | 185.2091 | RTF measure workbook ResSFWx_v4_4, for the measure Non-Condensing - Gas Furnace_HZ1_Low-e Storm Window for existing Single Pane Window (per sf) | 0 | Incremental | 0 | 0 | 0 | 2057.9835 | 0 | 0 | 0 | See 'Measure Equipment Cost Source' | RTF measure workbook ResSFWx_v4_4, for the measure Non-Condensing - Gas Furnace_HZ1_Low-e Storm Window for existing Single Pane Window (per sf) |  | 100% | 16.17% | 44.5% | 1 | 0 | 0 | See source workbook for details. Includes PSE NEI data where applicable. | RTF measure workbook ResSFWx_v4_4, for the measure Non-Condensing - Gas Furnace_HZ1_Low-e Storm Window for existing Single Pane Window (per sf) | System | System
Thurston County | Manufactured - Highly Impacted | Heat Room Gas | Existing | Non-Condensing - Gas Furnace_HZ1_Low-e Storm Window for existing Single Pane Window (per sf) | Gas Heating & Cooling | 0 | 2024 | 2050 | 156.9934 | per Home | 0 | 1 | 20 | RTF measure workbook ResSFWx_v4_4, for the measure Non-Condensing - Gas Furnace_HZ1_Low-e Storm Window for existing Single Pane Window (per sf) | 97.0051 | 28.33% | RTF measure workbook ResSFWx_v4_4, for the measure Non-Condensing - Gas Furnace_HZ1_Low-e Storm Window for existing Single Pane Window (per sf) | 163.0771 | RTF measure workbook ResSFWx_v4_4, for the measure Non-Condensing - Gas Furnace_HZ1_Low-e Storm Window for existing Single Pane Window (per sf) | 0 | Incremental | 0 | 0 | 0 | 1812.0598 | 0 | 0 | 0 | See 'Measure Equipment Cost Source' | RTF measure workbook ResSFWx_v4_4, for the measure Non-Condensing - Gas Furnace_HZ1_Low-e Storm Window for existing Single Pane Window (per sf) |  | 100% | 16.17% | 44.5% | 1 | 0 | 0 | See source workbook for details. Includes PSE NEI data where applicable. | RTF measure workbook ResSFWx_v4_4, for the measure Non-Condensing - Gas Furnace_HZ1_Low-e Storm Window for existing Single Pane Window (per sf) | System | System
Thurston County | Manufactured | Heat Central Gas Boiler | Existing | Non-Condensing - Gas Furnace_HZ1_Low-e Storm Window for existing Double Pane Window (per sf) | Gas Heating & Cooling | 0 | 2024 | 2050 | 178.2998 | per Home | 0 | 1 | 20 | RTF measure workbook ResSFWx_v4_4, for the measure Non-Condensing - Gas Furnace_HZ1_Low-e Storm Window for existing Double Pane Window (per sf) | 67.3113 | 11.53% | RTF measure workbook ResSFWx_v4_4, for the measure Non-Condensing - Gas Furnace_HZ1_Low-e Storm Window for existing Double Pane Window (per sf) | 77.3955 | RTF measure workbook ResSFWx_v4_4, for the measure Non-Condensing - Gas Furnace_HZ1_Low-e Storm Window for existing Double Pane Window (per sf) | 0 | Incremental | 0 | 0 | 0 | 2057.9835 | 0 | 0 | 0 | See 'Measure Equipment Cost Source' | RTF measure workbook ResSFWx_v4_4, for the measure Non-Condensing - Gas Furnace_HZ1_Low-e Storm Window for existing Double Pane Window (per sf) |  | 100% | 3.6% | 55.5% | 1 | 0 | 0 | See source workbook for details. Includes PSE NEI data where applicable. | RTF measure workbook ResSFWx_v4_4, for the measure Non-Condensing - Gas Furnace_HZ1_Low-e Storm Window for existing Double Pane Window (per sf) | System | System
Thurston County | Manufactured - Highly Impacted | Heat Central Gas Boiler | Existing | Non-Condensing - Gas Furnace_HZ1_Low-e Storm Window for existing Double Pane Window (per sf) | Gas Heating & Cooling | 0 | 2024 | 2050 | 156.9934 | per Home | 0 | 1 | 20 | RTF measure workbook ResSFWx_v4_4, for the measure Non-Condensing - Gas Furnace_HZ1_Low-e Storm Window for existing Double Pane Window (per sf) | 59.2678 | 13.1% | RTF measure workbook ResSFWx_v4_4, for the measure Non-Condensing - Gas Furnace_HZ1_Low-e Storm Window for existing Double Pane Window (per sf) | 68.1469 | RTF measure workbook ResSFWx_v4_4, for the measure Non-Condensing - Gas Furnace_HZ1_Low-e Storm Window for existing Double Pane Window (per sf) | 0 | Incremental | 0 | 0 | 0 | 1812.0598 | 0 | 0 | 0 | See 'Measure Equipment Cost Source' | RTF measure workbook ResSFWx_v4_4, for the measure Non-Condensing - Gas Furnace_HZ1_Low-e Storm Window for existing Double Pane Window (per sf) |  | 100% | 3.6% | 55.5% | 1 | 0 | 0 | See source workbook for details. Includes PSE NEI data where applicable. | RTF measure workbook ResSFWx_v4_4, for the measure Non-Condensing - Gas Furnace_HZ1_Low-e Storm Window for existing Double Pane Window (per sf) | System | System
Thurston County | Manufactured | Heat Central Gas Furnace | Existing | Non-Condensing - Gas Furnace_HZ1_Low-e Storm Window for existing Double Pane Window (per sf) | Gas Heating & Cooling | 0 | 2024 | 2050 | 178.2998 | per Home | 0 | 1 | 20 | RTF measure workbook ResSFWx_v4_4, for the measure Non-Condensing - Gas Furnace_HZ1_Low-e Storm Window for existing Double Pane Window (per sf) | 49.6396 | 11.53% | RTF measure workbook ResSFWx_v4_4, for the measure Non-Condensing - Gas Furnace_HZ1_Low-e Storm Window for existing Double Pane Window (per sf) | 77.3955 | RTF measure workbook ResSFWx_v4_4, for the measure Non-Condensing - Gas Furnace_HZ1_Low-e Storm Window for existing Double Pane Window (per sf) | 0 | Incremental | 0 | 0 | 0 | 2057.9835 | 0 | 0 | 0 | See 'Measure Equipment Cost Source' | RTF measure workbook ResSFWx_v4_4, for the measure Non-Condensing - Gas Furnace_HZ1_Low-e Storm Window for existing Double Pane Window (per sf) |  | 100% | 3.6% | 55.5% | 1 | 0 | 0 | See source workbook for details. Includes PSE NEI data where applicable. | RTF measure workbook ResSFWx_v4_4, for the measure Non-Condensing - Gas Furnace_HZ1_Low-e Storm Window for existing Double Pane Window (per sf) | System | System
Thurston County | Manufactured - Highly Impacted | Heat Central Gas Furnace | Existing | Non-Condensing - Gas Furnace_HZ1_Low-e Storm Window for existing Double Pane Window (per sf) | Gas Heating & Cooling | 0 | 2024 | 2050 | 156.9934 | per Home | 0 | 1 | 20 | RTF measure workbook ResSFWx_v4_4, for the measure Non-Condensing - Gas Furnace_HZ1_Low-e Storm Window for existing Double Pane Window (per sf) | 43.7078 | 13.1% | RTF measure workbook ResSFWx_v4_4, for the measure Non-Condensing - Gas Furnace_HZ1_Low-e Storm Window for existing Double Pane Window (per sf) | 68.1469 | RTF measure workbook ResSFWx_v4_4, for the measure Non-Condensing - Gas Furnace_HZ1_Low-e Storm Window for existing Double Pane Window (per sf) | 0 | Incremental | 0 | 0 | 0 | 1812.0598 | 0 | 0 | 0 | See 'Measure Equipment Cost Source' | RTF measure workbook ResSFWx_v4_4, for the measure Non-Condensing - Gas Furnace_HZ1_Low-e Storm Window for existing Double Pane Window (per sf) |  | 100% | 3.6% | 55.5% | 1 | 0 | 0 | See source workbook for details. Includes PSE NEI data where applicable. | RTF measure workbook ResSFWx_v4_4, for the measure Non-Condensing - Gas Furnace_HZ1_Low-e Storm Window for existing Double Pane Window (per sf) | System | System
Thurston County | Manufactured | Heat Room Gas | Existing | Non-Condensing - Gas Furnace_HZ1_Low-e Storm Window for existing Double Pane Window (per sf) | Gas Heating & Cooling | 0 | 2024 | 2050 | 178.2998 | per Home | 0 | 1 | 20 | RTF measure workbook ResSFWx_v4_4, for the measure Non-Condensing - Gas Furnace_HZ1_Low-e Storm Window for existing Double Pane Window (per sf) | 50.9261 | 11.53% | RTF measure workbook ResSFWx_v4_4, for the measure Non-Condensing - Gas Furnace_HZ1_Low-e Storm Window for existing Double Pane Window (per sf) | 77.3955 | RTF measure workbook ResSFWx_v4_4, for the measure Non-Condensing - Gas Furnace_HZ1_Low-e Storm Window for existing Double Pane Window (per sf) | 0 | Incremental | 0 | 0 | 0 | 2057.9835 | 0 | 0 | 0 | See 'Measure Equipment Cost Source' | RTF measure workbook ResSFWx_v4_4, for the measure Non-Condensing - Gas Furnace_HZ1_Low-e Storm Window for existing Double Pane Window (per sf) |  | 100% | 3.6% | 55.5% | 1 | 0 | 0 | See source workbook for details. Includes PSE NEI data where applicable. | RTF measure workbook ResSFWx_v4_4, for the measure Non-Condensing - Gas Furnace_HZ1_Low-e Storm Window for existing Double Pane Window (per sf) | System | System
Thurston County | Manufactured - Highly Impacted | Heat Room Gas | Existing | Non-Condensing - Gas Furnace_HZ1_Low-e Storm Window for existing Double Pane Window (per sf) | Gas Heating & Cooling | 0 | 2024 | 2050 | 156.9934 | per Home | 0 | 1 | 20 | RTF measure workbook ResSFWx_v4_4, for the measure Non-Condensing - Gas Furnace_HZ1_Low-e Storm Window for existing Double Pane Window (per sf) | 44.8405 | 13.1% | RTF measure workbook ResSFWx_v4_4, for the measure Non-Condensing - Gas Furnace_HZ1_Low-e Storm Window for existing Double Pane Window (per sf) | 68.1469 | RTF measure workbook ResSFWx_v4_4, for the measure Non-Condensing - Gas Furnace_HZ1_Low-e Storm Window for existing Double Pane Window (per sf) | 0 | Incremental | 0 | 0 | 0 | 1812.0598 | 0 | 0 | 0 | See 'Measure Equipment Cost Source' | RTF measure workbook ResSFWx_v4_4, for the measure Non-Condensing - Gas Furnace_HZ1_Low-e Storm Window for existing Double Pane Window (per sf) |  | 100% | 3.6% | 55.5% | 1 | 0 | 0 | See source workbook for details. Includes PSE NEI data where applicable. | RTF measure workbook ResSFWx_v4_4, for the measure Non-Condensing - Gas Furnace_HZ1_Low-e Storm Window for existing Double Pane Window (per sf) | System | System

## New Construct Building Code Adj
Region | Construction Vintage | 2023 | 2024 | 2025 | 2026 | 2027 | 2028 | 2029 | 2030 | 2031 | 2032 | 2033 | 2034 | 2035 | 2036 | 2037 | 2038 | 2039 | 2040 | 2041 | 2042 | 2043 | 2044 | 2045 | 2046 | 2047 | 2048 | 2049 | 2050
King County | Existing | 100% | 100% | 100% | 100% | 100% | 100% | 100% | 100% | 100% | 100% | 100% | 100% | 100% | 100% | 100% | 100% | 100% | 100% | 100% | 100% | 100% | 100% | 100% | 100% | 100% | 100% | 100% | 100%
Kittitas County | Existing | 100% | 100% | 100% | 100% | 100% | 100% | 100% | 100% | 100% | 100% | 100% | 100% | 100% | 100% | 100% | 100% | 100% | 100% | 100% | 100% | 100% | 100% | 100% | 100% | 100% | 100% | 100% | 100%
Lewis County | Existing | 100% | 100% | 100% | 100% | 100% | 100% | 100% | 100% | 100% | 100% | 100% | 100% | 100% | 100% | 100% | 100% | 100% | 100% | 100% | 100% | 100% | 100% | 100% | 100% | 100% | 100% | 100% | 100%
Pierce County | Existing | 100% | 100% | 100% | 100% | 100% | 100% | 100% | 100% | 100% | 100% | 100% | 100% | 100% | 100% | 100% | 100% | 100% | 100% | 100% | 100% | 100% | 100% | 100% | 100% | 100% | 100% | 100% | 100%
Snohomish County | Existing | 100% | 100% | 100% | 100% | 100% | 100% | 100% | 100% | 100% | 100% | 100% | 100% | 100% | 100% | 100% | 100% | 100% | 100% | 100% | 100% | 100% | 100% | 100% | 100% | 100% | 100% | 100% | 100%
Thurston County | Existing | 100% | 100% | 100% | 100% | 100% | 100% | 100% | 100% | 100% | 100% | 100% | 100% | 100% | 100% | 100% | 100% | 100% | 100% | 100% | 100% | 100% | 100% | 100% | 100% | 100% | 100% | 100% | 100%
King County | New | 87.4% | 87.4% | 87.4% | 74.79% | 74.79% | 74.79% | 62.19% | 62.19% | 62.19% | 49.59% | 49.59% | 49.59% | 49.59% | 49.59% | 49.59% | 49.59% | 49.59% | 49.59% | 49.59% | 49.59% | 49.59% | 49.59% | 49.59% | 49.59% | 49.59% | 49.59% | 49.59% | 49.59%
Kittitas County | New | 87.4% | 87.4% | 87.4% | 74.79% | 74.79% | 74.79% | 62.19% | 62.19% | 62.19% | 49.59% | 49.59% | 49.59% | 49.59% | 49.59% | 49.59% | 49.59% | 49.59% | 49.59% | 49.59% | 49.59% | 49.59% | 49.59% | 49.59% | 49.59% | 49.59% | 49.59% | 49.59% | 49.59%
Lewis County | New | 87.4% | 87.4% | 87.4% | 74.79% | 74.79% | 74.79% | 62.19% | 62.19% | 62.19% | 49.59% | 49.59% | 49.59% | 49.59% | 49.59% | 49.59% | 49.59% | 49.59% | 49.59% | 49.59% | 49.59% | 49.59% | 49.59% | 49.59% | 49.59% | 49.59% | 49.59% | 49.59% | 49.59%
Pierce County | New | 87.4% | 87.4% | 87.4% | 74.79% | 74.79% | 74.79% | 62.19% | 62.19% | 62.19% | 49.59% | 49.59% | 49.59% | 49.59% | 49.59% | 49.59% | 49.59% | 49.59% | 49.59% | 49.59% | 49.59% | 49.59% | 49.59% | 49.59% | 49.59% | 49.59% | 49.59% | 49.59% | 49.59%
Snohomish County | New | 87.4% | 87.4% | 87.4% | 74.79% | 74.79% | 74.79% | 62.19% | 62.19% | 62.19% | 49.59% | 49.59% | 49.59% | 49.59% | 49.59% | 49.59% | 49.59% | 49.59% | 49.59% | 49.59% | 49.59% | 49.59% | 49.59% | 49.59% | 49.59% | 49.59% | 49.59% | 49.59% | 49.59%
Thurston County | New | 87.4% | 87.4% | 87.4% | 74.79% | 74.79% | 74.79% | 62.19% | 62.19% | 62.19% | 49.59% | 49.59% | 49.59% | 49.59% | 49.59% | 49.59% | 49.59% | 49.59% | 49.59% | 49.59% | 49.59% | 49.59% | 49.59% | 49.59% | 49.59% | 49.59% | 49.59% | 49.59% | 49.59%
Note on D2: [Threaded comment] Your version of Excel allows you to read this threaded comment; however, any edits to it will get removed if the file is opened in a newer version of Excel. Learn more: https://go.microsoft.com/fwlink/?linkid=870924 Comment: This is a downward adjustment applied to all new construction UECs to account for WA state policy decreasing the load of new construction buildings. The State Building Code Council must adapt state energy codes that require buildings constructed to move incrementally toward a 70% reduction in net annual energy consumption in residential and nonresidential buildings by 2031, compared to the 2006 Washington State Energy Code (WSEC). (RCW 19.27A.160)

## Natural Gas Ban FS Adj
RegionSegment | RegionSegmentEndUse | Region | Segment | End Use | Construction Vintage | Percent Seattle/Shoreline | Percent Large Multifamily
King CountyMultifamily | King CountyMultifamilyHeat Central Gas Boiler | King County | Multifamily | Heat Central Gas Boiler | New | 34.45% | 19.27%
King CountyMultifamily - Highly Impacted | King CountyMultifamily - Highly ImpactedHeat Central Gas Boiler | King County | Multifamily - Highly Impacted | Heat Central Gas Boiler | New | 34.45% | 11.47%
King CountyMultifamily | King CountyMultifamilyHeat Central Gas Furnace | King County | Multifamily | Heat Central Gas Furnace | New | 34.45% | 19.27%
King CountyMultifamily - Highly Impacted | King CountyMultifamily - Highly ImpactedHeat Central Gas Furnace | King County | Multifamily - Highly Impacted | Heat Central Gas Furnace | New | 34.45% | 11.47%
King CountyMultifamily | King CountyMultifamilyHeat Room Gas | King County | Multifamily | Heat Room Gas | New | 34.45% | 19.27%
King CountyMultifamily - Highly Impacted | King CountyMultifamily - Highly ImpactedHeat Room Gas | King County | Multifamily - Highly Impacted | Heat Room Gas | New | 34.45% | 11.47%
King CountyMultifamily | King CountyMultifamilyWater Heat GT 55 Gal | King County | Multifamily | Water Heat GT 55 Gal | New | 34.45% | 19.27%
King CountyMultifamily - Highly Impacted | King CountyMultifamily - Highly ImpactedWater Heat GT 55 Gal | King County | Multifamily - Highly Impacted | Water Heat GT 55 Gal | New | 34.45% | 11.47%
King CountyMultifamily | King CountyMultifamilyWater Heat LE 55 Gal | King County | Multifamily | Water Heat LE 55 Gal | New | 34.45% | 19.27%
King CountyMultifamily - Highly Impacted | King CountyMultifamily - Highly ImpactedWater Heat LE 55 Gal | King County | Multifamily - Highly Impacted | Water Heat LE 55 Gal | New | 34.45% | 11.47%
Note on F2: [Threaded comment] Your version of Excel allows you to read this threaded comment; however, any edits to it will get removed if the file is opened in a newer version of Excel. Learn more: https://go.microsoft.com/fwlink/?linkid=870924 Comment: The purpose of this tab is to create a multiplier for the listed fuel shares to account for the natural gas ban for PSE's gas customers in seattle and shoreline. This decreases fuel shares ( and subsequently gas loads) for large multifamily buildings

## Climate Change UEC Adjustment
Region | Segment | End Use | 2023 | 2024 | 2025 | 2026 | 2027 | 2028 | 2029 | 2030 | 2031 | 2032 | 2033 | 2034 | 2035 | 2036 | 2037 | 2038 | 2039 | 2040 | 2041 | 2042 | 2043 | 2044 | 2045 | 2046 | 2047 | 2048 | 2049 | 2050
King County | Single Family | Cooking Oven | 100% | 100% | 100% | 100% | 100% | 100% | 100% | 100% | 100% | 100% | 100% | 100% | 100% | 100% | 100% | 100% | 100% | 100% | 100% | 100% | 100% | 100% | 100% | 100% | 100% | 100% | 100% | 100%
King County | Single Family - Highly Impacted | Cooking Oven | 100% | 100% | 100% | 100% | 100% | 100% | 100% | 100% | 100% | 100% | 100% | 100% | 100% | 100% | 100% | 100% | 100% | 100% | 100% | 100% | 100% | 100% | 100% | 100% | 100% | 100% | 100% | 100%
King County | Multifamily | Cooking Oven | 100% | 100% | 100% | 100% | 100% | 100% | 100% | 100% | 100% | 100% | 100% | 100% | 100% | 100% | 100% | 100% | 100% | 100% | 100% | 100% | 100% | 100% | 100% | 100% | 100% | 100% | 100% | 100%
King County | Multifamily - Highly Impacted | Cooking Oven | 100% | 100% | 100% | 100% | 100% | 100% | 100% | 100% | 100% | 100% | 100% | 100% | 100% | 100% | 100% | 100% | 100% | 100% | 100% | 100% | 100% | 100% | 100% | 100% | 100% | 100% | 100% | 100%
King County | Manufactured | Cooking Oven | 100% | 100% | 100% | 100% | 100% | 100% | 100% | 100% | 100% | 100% | 100% | 100% | 100% | 100% | 100% | 100% | 100% | 100% | 100% | 100% | 100% | 100% | 100% | 100% | 100% | 100% | 100% | 100%
King County | Manufactured - Highly Impacted | Cooking Oven | 100% | 100% | 100% | 100% | 100% | 100% | 100% | 100% | 100% | 100% | 100% | 100% | 100% | 100% | 100% | 100% | 100% | 100% | 100% | 100% | 100% | 100% | 100% | 100% | 100% | 100% | 100% | 100%
King County | Single Family | Cooking Range | 100% | 100% | 100% | 100% | 100% | 100% | 100% | 100% | 100% | 100% | 100% | 100% | 100% | 100% | 100% | 100% | 100% | 100% | 100% | 100% | 100% | 100% | 100% | 100% | 100% | 100% | 100% | 100%
King County | Single Family - Highly Impacted | Cooking Range | 100% | 100% | 100% | 100% | 100% | 100% | 100% | 100% | 100% | 100% | 100% | 100% | 100% | 100% | 100% | 100% | 100% | 100% | 100% | 100% | 100% | 100% | 100% | 100% | 100% | 100% | 100% | 100%
King County | Multifamily | Cooking Range | 100% | 100% | 100% | 100% | 100% | 100% | 100% | 100% | 100% | 100% | 100% | 100% | 100% | 100% | 100% | 100% | 100% | 100% | 100% | 100% | 100% | 100% | 100% | 100% | 100% | 100% | 100% | 100%
King County | Multifamily - Highly Impacted | Cooking Range | 100% | 100% | 100% | 100% | 100% | 100% | 100% | 100% | 100% | 100% | 100% | 100% | 100% | 100% | 100% | 100% | 100% | 100% | 100% | 100% | 100% | 100% | 100% | 100% | 100% | 100% | 100% | 100%
King County | Manufactured | Cooking Range | 100% | 100% | 100% | 100% | 100% | 100% | 100% | 100% | 100% | 100% | 100% | 100% | 100% | 100% | 100% | 100% | 100% | 100% | 100% | 100% | 100% | 100% | 100% | 100% | 100% | 100% | 100% | 100%
King County | Manufactured - Highly Impacted | Cooking Range | 100% | 100% | 100% | 100% | 100% | 100% | 100% | 100% | 100% | 100% | 100% | 100% | 100% | 100% | 100% | 100% | 100% | 100% | 100% | 100% | 100% | 100% | 100% | 100% | 100% | 100% | 100% | 100%
King County | Single Family | Other | 100% | 100% | 100% | 100% | 100% | 100% | 100% | 100% | 100% | 100% | 100% | 100% | 100% | 100% | 100% | 100% | 100% | 100% | 100% | 100% | 100% | 100% | 100% | 100% | 100% | 100% | 100% | 100%
King County | Single Family - Highly Impacted | Other | 100% | 100% | 100% | 100% | 100% | 100% | 100% | 100% | 100% | 100% | 100% | 100% | 100% | 100% | 100% | 100% | 100% | 100% | 100% | 100% | 100% | 100% | 100% | 100% | 100% | 100% | 100% | 100%
King County | Multifamily | Other | 100% | 100% | 100% | 100% | 100% | 100% | 100% | 100% | 100% | 100% | 100% | 100% | 100% | 100% | 100% | 100% | 100% | 100% | 100% | 100% | 100% | 100% | 100% | 100% | 100% | 100% | 100% | 100%
King County | Multifamily - Highly Impacted | Other | 100% | 100% | 100% | 100% | 100% | 100% | 100% | 100% | 100% | 100% | 100% | 100% | 100% | 100% | 100% | 100% | 100% | 100% | 100% | 100% | 100% | 100% | 100% | 100% | 100% | 100% | 100% | 100%
King County | Manufactured | Other | 100% | 100% | 100% | 100% | 100% | 100% | 100% | 100% | 100% | 100% | 100% | 100% | 100% | 100% | 100% | 100% | 100% | 100% | 100% | 100% | 100% | 100% | 100% | 100% | 100% | 100% | 100% | 100%
King County | Manufactured - Highly Impacted | Other | 100% | 100% | 100% | 100% | 100% | 100% | 100% | 100% | 100% | 100% | 100% | 100% | 100% | 100% | 100% | 100% | 100% | 100% | 100% | 100% | 100% | 100% | 100% | 100% | 100% | 100% | 100% | 100%
King County | Single Family | Dryer | 100% | 100% | 100% | 100% | 100% | 100% | 100% | 100% | 100% | 100% | 100% | 100% | 100% | 100% | 100% | 100% | 100% | 100% | 100% | 100% | 100% | 100% | 100% | 100% | 100% | 100% | 100% | 100%
King County | Single Family - Highly Impacted | Dryer | 100% | 100% | 100% | 100% | 100% | 100% | 100% | 100% | 100% | 100% | 100% | 100% | 100% | 100% | 100% | 100% | 100% | 100% | 100% | 100% | 100% | 100% | 100% | 100% | 100% | 100% | 100% | 100%
King County | Multifamily | Dryer | 100% | 100% | 100% | 100% | 100% | 100% | 100% | 100% | 100% | 100% | 100% | 100% | 100% | 100% | 100% | 100% | 100% | 100% | 100% | 100% | 100% | 100% | 100% | 100% | 100% | 100% | 100% | 100%
King County | Multifamily - Highly Impacted | Dryer | 100% | 100% | 100% | 100% | 100% | 100% | 100% | 100% | 100% | 100% | 100% | 100% | 100% | 100% | 100% | 100% | 100% | 100% | 100% | 100% | 100% | 100% | 100% | 100% | 100% | 100% | 100% | 100%
King County | Manufactured | Dryer | 100% | 100% | 100% | 100% | 100% | 100% | 100% | 100% | 100% | 100% | 100% | 100% | 100% | 100% | 100% | 100% | 100% | 100% | 100% | 100% | 100% | 100% | 100% | 100% | 100% | 100% | 100% | 100%
King County | Manufactured - Highly Impacted | Dryer | 100% | 100% | 100% | 100% | 100% | 100% | 100% | 100% | 100% | 100% | 100% | 100% | 100% | 100% | 100% | 100% | 100% | 100% | 100% | 100% | 100% | 100% | 100% | 100% | 100% | 100% | 100% | 100%
King County | Single Family | Heat Central Gas Boiler | 118.4% | 117.4% | 115% | 114.5% | 112.9% | 112.3% | 111.4% | 111.1% | 111% | 111% | 109.1% | 108.7% | 108% | 108.1% | 106.7% | 105.9% | 105.6% | 105.5% | 104.5% | 102.1% | 103.3% | 102.5% | 101.4% | 101.1% | 100.7% | 100.4% | 100% | 100%
King County | Single Family - Highly Impacted | Heat Central Gas Boiler | 118.4% | 117.4% | 115% | 114.5% | 112.9% | 112.3% | 111.4% | 111.1% | 111% | 111% | 109.1% | 108.7% | 108% | 108.1% | 106.7% | 105.9% | 105.6% | 105.5% | 104.5% | 102.1% | 103.3% | 102.5% | 101.4% | 101.1% | 100.7% | 100.4% | 100% | 100%
King County | Multifamily | Heat Central Gas Boiler | 118.4% | 117.4% | 115% | 114.5% | 112.9% | 112.3% | 111.4% | 111.1% | 111% | 111% | 109.1% | 108.7% | 108% | 108.1% | 106.7% | 105.9% | 105.6% | 105.5% | 104.5% | 102.1% | 103.3% | 102.5% | 101.4% | 101.1% | 100.7% | 100.4% | 100% | 100%
King County | Multifamily - Highly Impacted | Heat Central Gas Boiler | 118.4% | 117.4% | 115% | 114.5% | 112.9% | 112.3% | 111.4% | 111.1% | 111% | 111% | 109.1% | 108.7% | 108% | 108.1% | 106.7% | 105.9% | 105.6% | 105.5% | 104.5% | 102.1% | 103.3% | 102.5% | 101.4% | 101.1% | 100.7% | 100.4% | 100% | 100%
King County | Manufactured | Heat Central Gas Boiler | 118.4% | 117.4% | 115% | 114.5% | 112.9% | 112.3% | 111.4% | 111.1% | 111% | 111% | 109.1% | 108.7% | 108% | 108.1% | 106.7% | 105.9% | 105.6% | 105.5% | 104.5% | 102.1% | 103.3% | 102.5% | 101.4% | 101.1% | 100.7% | 100.4% | 100% | 100%
King County | Manufactured - Highly Impacted | Heat Central Gas Boiler | 118.4% | 117.4% | 115% | 114.5% | 112.9% | 112.3% | 111.4% | 111.1% | 111% | 111% | 109.1% | 108.7% | 108% | 108.1% | 106.7% | 105.9% | 105.6% | 105.5% | 104.5% | 102.1% | 103.3% | 102.5% | 101.4% | 101.1% | 100.7% | 100.4% | 100% | 100%
King County | Single Family | Heat Central Gas Furnace | 118.4% | 117.4% | 115% | 114.5% | 112.9% | 112.3% | 111.4% | 111.1% | 111% | 111% | 109.1% | 108.7% | 108% | 108.1% | 106.7% | 105.9% | 105.6% | 105.5% | 104.5% | 102.1% | 103.3% | 102.5% | 101.4% | 101.1% | 100.7% | 100.4% | 100% | 100%
King County | Single Family - Highly Impacted | Heat Central Gas Furnace | 118.4% | 117.4% | 115% | 114.5% | 112.9% | 112.3% | 111.4% | 111.1% | 111% | 111% | 109.1% | 108.7% | 108% | 108.1% | 106.7% | 105.9% | 105.6% | 105.5% | 104.5% | 102.1% | 103.3% | 102.5% | 101.4% | 101.1% | 100.7% | 100.4% | 100% | 100%
King County | Multifamily | Heat Central Gas Furnace | 118.4% | 117.4% | 115% | 114.5% | 112.9% | 112.3% | 111.4% | 111.1% | 111% | 111% | 109.1% | 108.7% | 108% | 108.1% | 106.7% | 105.9% | 105.6% | 105.5% | 104.5% | 102.1% | 103.3% | 102.5% | 101.4% | 101.1% | 100.7% | 100.4% | 100% | 100%
King County | Multifamily - Highly Impacted | Heat Central Gas Furnace | 118.4% | 117.4% | 115% | 114.5% | 112.9% | 112.3% | 111.4% | 111.1% | 111% | 111% | 109.1% | 108.7% | 108% | 108.1% | 106.7% | 105.9% | 105.6% | 105.5% | 104.5% | 102.1% | 103.3% | 102.5% | 101.4% | 101.1% | 100.7% | 100.4% | 100% | 100%
King County | Manufactured | Heat Central Gas Furnace | 118.4% | 117.4% | 115% | 114.5% | 112.9% | 112.3% | 111.4% | 111.1% | 111% | 111% | 109.1% | 108.7% | 108% | 108.1% | 106.7% | 105.9% | 105.6% | 105.5% | 104.5% | 102.1% | 103.3% | 102.5% | 101.4% | 101.1% | 100.7% | 100.4% | 100% | 100%
King County | Manufactured - Highly Impacted | Heat Central Gas Furnace | 118.4% | 117.4% | 115% | 114.5% | 112.9% | 112.3% | 111.4% | 111.1% | 111% | 111% | 109.1% | 108.7% | 108% | 108.1% | 106.7% | 105.9% | 105.6% | 105.5% | 104.5% | 102.1% | 103.3% | 102.5% | 101.4% | 101.1% | 100.7% | 100.4% | 100% | 100%
King County | Single Family | Heat Room Gas | 118.4% | 117.4% | 115% | 114.5% | 112.9% | 112.3% | 111.4% | 111.1% | 111% | 111% | 109.1% | 108.7% | 108% | 108.1% | 106.7% | 105.9% | 105.6% | 105.5% | 104.5% | 102.1% | 103.3% | 102.5% | 101.4% | 101.1% | 100.7% | 100.4% | 100% | 100%
King County | Single Family - Highly Impacted | Heat Room Gas | 118.4% | 117.4% | 115% | 114.5% | 112.9% | 112.3% | 111.4% | 111.1% | 111% | 111% | 109.1% | 108.7% | 108% | 108.1% | 106.7% | 105.9% | 105.6% | 105.5% | 104.5% | 102.1% | 103.3% | 102.5% | 101.4% | 101.1% | 100.7% | 100.4% | 100% | 100%
King County | Multifamily | Heat Room Gas | 118.4% | 117.4% | 115% | 114.5% | 112.9% | 112.3% | 111.4% | 111.1% | 111% | 111% | 109.1% | 108.7% | 108% | 108.1% | 106.7% | 105.9% | 105.6% | 105.5% | 104.5% | 102.1% | 103.3% | 102.5% | 101.4% | 101.1% | 100.7% | 100.4% | 100% | 100%
King County | Multifamily - Highly Impacted | Heat Room Gas | 118.4% | 117.4% | 115% | 114.5% | 112.9% | 112.3% | 111.4% | 111.1% | 111% | 111% | 109.1% | 108.7% | 108% | 108.1% | 106.7% | 105.9% | 105.6% | 105.5% | 104.5% | 102.1% | 103.3% | 102.5% | 101.4% | 101.1% | 100.7% | 100.4% | 100% | 100%
King County | Manufactured | Heat Room Gas | 118.4% | 117.4% | 115% | 114.5% | 112.9% | 112.3% | 111.4% | 111.1% | 111% | 111% | 109.1% | 108.7% | 108% | 108.1% | 106.7% | 105.9% | 105.6% | 105.5% | 104.5% | 102.1% | 103.3% | 102.5% | 101.4% | 101.1% | 100.7% | 100.4% | 100% | 100%
King County | Manufactured - Highly Impacted | Heat Room Gas | 118.4% | 117.4% | 115% | 114.5% | 112.9% | 112.3% | 111.4% | 111.1% | 111% | 111% | 109.1% | 108.7% | 108% | 108.1% | 106.7% | 105.9% | 105.6% | 105.5% | 104.5% | 102.1% | 103.3% | 102.5% | 101.4% | 101.1% | 100.7% | 100.4% | 100% | 100%
King County | Single Family | Pool Heat | 100% | 100% | 100% | 100% | 100% | 100% | 100% | 100% | 100% | 100% | 100% | 100% | 100% | 100% | 100% | 100% | 100% | 100% | 100% | 100% | 100% | 100% | 100% | 100% | 100% | 100% | 100% | 100%
King County | Single Family - Highly Impacted | Pool Heat | 100% | 100% | 100% | 100% | 100% | 100% | 100% | 100% | 100% | 100% | 100% | 100% | 100% | 100% | 100% | 100% | 100% | 100% | 100% | 100% | 100% | 100% | 100% | 100% | 100% | 100% | 100% | 100%
King County | Multifamily | Pool Heat | 100% | 100% | 100% | 100% | 100% | 100% | 100% | 100% | 100% | 100% | 100% | 100% | 100% | 100% | 100% | 100% | 100% | 100% | 100% | 100% | 100% | 100% | 100% | 100% | 100% | 100% | 100% | 100%
King County | Multifamily - Highly Impacted | Pool Heat | 100% | 100% | 100% | 100% | 100% | 100% | 100% | 100% | 100% | 100% | 100% | 100% | 100% | 100% | 100% | 100% | 100% | 100% | 100% | 100% | 100% | 100% | 100% | 100% | 100% | 100% | 100% | 100%
King County | Manufactured | Pool Heat | 100% | 100% | 100% | 100% | 100% | 100% | 100% | 100% | 100% | 100% | 100% | 100% | 100% | 100% | 100% | 100% | 100% | 100% | 100% | 100% | 100% | 100% | 100% | 100% | 100% | 100% | 100% | 100%
King County | Manufactured - Highly Impacted | Pool Heat | 100% | 100% | 100% | 100% | 100% | 100% | 100% | 100% | 100% | 100% | 100% | 100% | 100% | 100% | 100% | 100% | 100% | 100% | 100% | 100% | 100% | 100% | 100% | 100% | 100% | 100% | 100% | 100%
King County | Single Family | Water Heat LE 55 Gal | 100% | 100% | 100% | 100% | 100% | 100% | 100% | 100% | 100% | 100% | 100% | 100% | 100% | 100% | 100% | 100% | 100% | 100% | 100% | 100% | 100% | 100% | 100% | 100% | 100% | 100% | 100% | 100%
King County | Single Family - Highly Impacted | Water Heat LE 55 Gal | 100% | 100% | 100% | 100% | 100% | 100% | 100% | 100% | 100% | 100% | 100% | 100% | 100% | 100% | 100% | 100% | 100% | 100% | 100% | 100% | 100% | 100% | 100% | 100% | 100% | 100% | 100% | 100%
King County | Multifamily | Water Heat LE 55 Gal | 100% | 100% | 100% | 100% | 100% | 100% | 100% | 100% | 100% | 100% | 100% | 100% | 100% | 100% | 100% | 100% | 100% | 100% | 100% | 100% | 100% | 100% | 100% | 100% | 100% | 100% | 100% | 100%
King County | Multifamily - Highly Impacted | Water Heat LE 55 Gal | 100% | 100% | 100% | 100% | 100% | 100% | 100% | 100% | 100% | 100% | 100% | 100% | 100% | 100% | 100% | 100% | 100% | 100% | 100% | 100% | 100% | 100% | 100% | 100% | 100% | 100% | 100% | 100%
King County | Manufactured | Water Heat LE 55 Gal | 100% | 100% | 100% | 100% | 100% | 100% | 100% | 100% | 100% | 100% | 100% | 100% | 100% | 100% | 100% | 100% | 100% | 100% | 100% | 100% | 100% | 100% | 100% | 100% | 100% | 100% | 100% | 100%
King County | Manufactured - Highly Impacted | Water Heat LE 55 Gal | 100% | 100% | 100% | 100% | 100% | 100% | 100% | 100% | 100% | 100% | 100% | 100% | 100% | 100% | 100% | 100% | 100% | 100% | 100% | 100% | 100% | 100% | 100% | 100% | 100% | 100% | 100% | 100%
King County | Single Family | Water Heat GT 55 Gal | 100% | 100% | 100% | 100% | 100% | 100% | 100% | 100% | 100% | 100% | 100% | 100% | 100% | 100% | 100% | 100% | 100% | 100% | 100% | 100% | 100% | 100% | 100% | 100% | 100% | 100% | 100% | 100%
King County | Single Family - Highly Impacted | Water Heat GT 55 Gal | 100% | 100% | 100% | 100% | 100% | 100% | 100% | 100% | 100% | 100% | 100% | 100% | 100% | 100% | 100% | 100% | 100% | 100% | 100% | 100% | 100% | 100% | 100% | 100% | 100% | 100% | 100% | 100%
King County | Multifamily | Water Heat GT 55 Gal | 100% | 100% | 100% | 100% | 100% | 100% | 100% | 100% | 100% | 100% | 100% | 100% | 100% | 100% | 100% | 100% | 100% | 100% | 100% | 100% | 100% | 100% | 100% | 100% | 100% | 100% | 100% | 100%
King County | Multifamily - Highly Impacted | Water Heat GT 55 Gal | 100% | 100% | 100% | 100% | 100% | 100% | 100% | 100% | 100% | 100% | 100% | 100% | 100% | 100% | 100% | 100% | 100% | 100% | 100% | 100% | 100% | 100% | 100% | 100% | 100% | 100% | 100% | 100%
King County | Manufactured | Water Heat GT 55 Gal | 100% | 100% | 100% | 100% | 100% | 100% | 100% | 100% | 100% | 100% | 100% | 100% | 100% | 100% | 100% | 100% | 100% | 100% | 100% | 100% | 100% | 100% | 100% | 100% | 100% | 100% | 100% | 100%
King County | Manufactured - Highly Impacted | Water Heat GT 55 Gal | 100% | 100% | 100% | 100% | 100% | 100% | 100% | 100% | 100% | 100% | 100% | 100% | 100% | 100% | 100% | 100% | 100% | 100% | 100% | 100% | 100% | 100% | 100% | 100% | 100% | 100% | 100% | 100%
Kittitas County | Single Family | Cooking Oven | 100% | 100% | 100% | 100% | 100% | 100% | 100% | 100% | 100% | 100% | 100% | 100% | 100% | 100% | 100% | 100% | 100% | 100% | 100% | 100% | 100% | 100% | 100% | 100% | 100% | 100% | 100% | 100%
Kittitas County | Single Family - Highly Impacted | Cooking Oven | 100% | 100% | 100% | 100% | 100% | 100% | 100% | 100% | 100% | 100% | 100% | 100% | 100% | 100% | 100% | 100% | 100% | 100% | 100% | 100% | 100% | 100% | 100% | 100% | 100% | 100% | 100% | 100%
Kittitas County | Multifamily | Cooking Oven | 100% | 100% | 100% | 100% | 100% | 100% | 100% | 100% | 100% | 100% | 100% | 100% | 100% | 100% | 100% | 100% | 100% | 100% | 100% | 100% | 100% | 100% | 100% | 100% | 100% | 100% | 100% | 100%
Kittitas County | Multifamily - Highly Impacted | Cooking Oven | 100% | 100% | 100% | 100% | 100% | 100% | 100% | 100% | 100% | 100% | 100% | 100% | 100% | 100% | 100% | 100% | 100% | 100% | 100% | 100% | 100% | 100% | 100% | 100% | 100% | 100% | 100% | 100%
Kittitas County | Manufactured | Cooking Oven | 100% | 100% | 100% | 100% | 100% | 100% | 100% | 100% | 100% | 100% | 100% | 100% | 100% | 100% | 100% | 100% | 100% | 100% | 100% | 100% | 100% | 100% | 100% | 100% | 100% | 100% | 100% | 100%
Kittitas County | Manufactured - Highly Impacted | Cooking Oven | 100% | 100% | 100% | 100% | 100% | 100% | 100% | 100% | 100% | 100% | 100% | 100% | 100% | 100% | 100% | 100% | 100% | 100% | 100% | 100% | 100% | 100% | 100% | 100% | 100% | 100% | 100% | 100%
Kittitas County | Single Family | Cooking Range | 100% | 100% | 100% | 100% | 100% | 100% | 100% | 100% | 100% | 100% | 100% | 100% | 100% | 100% | 100% | 100% | 100% | 100% | 100% | 100% | 100% | 100% | 100% | 100% | 100% | 100% | 100% | 100%
Kittitas County | Single Family - Highly Impacted | Cooking Range | 100% | 100% | 100% | 100% | 100% | 100% | 100% | 100% | 100% | 100% | 100% | 100% | 100% | 100% | 100% | 100% | 100% | 100% | 100% | 100% | 100% | 100% | 100% | 100% | 100% | 100% | 100% | 100%
Kittitas County | Multifamily | Cooking Range | 100% | 100% | 100% | 100% | 100% | 100% | 100% | 100% | 100% | 100% | 100% | 100% | 100% | 100% | 100% | 100% | 100% | 100% | 100% | 100% | 100% | 100% | 100% | 100% | 100% | 100% | 100% | 100%
Kittitas County | Multifamily - Highly Impacted | Cooking Range | 100% | 100% | 100% | 100% | 100% | 100% | 100% | 100% | 100% | 100% | 100% | 100% | 100% | 100% | 100% | 100% | 100% | 100% | 100% | 100% | 100% | 100% | 100% | 100% | 100% | 100% | 100% | 100%
Kittitas County | Manufactured | Cooking Range | 100% | 100% | 100% | 100% | 100% | 100% | 100% | 100% | 100% | 100% | 100% | 100% | 100% | 100% | 100% | 100% | 100% | 100% | 100% | 100% | 100% | 100% | 100% | 100% | 100% | 100% | 100% | 100%
Kittitas County | Manufactured - Highly Impacted | Cooking Range | 100% | 100% | 100% | 100% | 100% | 100% | 100% | 100% | 100% | 100% | 100% | 100% | 100% | 100% | 100% | 100% | 100% | 100% | 100% | 100% | 100% | 100% | 100% | 100% | 100% | 100% | 100% | 100%
Kittitas County | Single Family | Other | 100% | 100% | 100% | 100% | 100% | 100% | 100% | 100% | 100% | 100% | 100% | 100% | 100% | 100% | 100% | 100% | 100% | 100% | 100% | 100% | 100% | 100% | 100% | 100% | 100% | 100% | 100% | 100%
Kittitas County | Single Family - Highly Impacted | Other | 100% | 100% | 100% | 100% | 100% | 100% | 100% | 100% | 100% | 100% | 100% | 100% | 100% | 100% | 100% | 100% | 100% | 100% | 100% | 100% | 100% | 100% | 100% | 100% | 100% | 100% | 100% | 100%
Kittitas County | Multifamily | Other | 100% | 100% | 100% | 100% | 100% | 100% | 100% | 100% | 100% | 100% | 100% | 100% | 100% | 100% | 100% | 100% | 100% | 100% | 100% | 100% | 100% | 100% | 100% | 100% | 100% | 100% | 100% | 100%
Kittitas County | Multifamily - Highly Impacted | Other | 100% | 100% | 100% | 100% | 100% | 100% | 100% | 100% | 100% | 100% | 100% | 100% | 100% | 100% | 100% | 100% | 100% | 100% | 100% | 100% | 100% | 100% | 100% | 100% | 100% | 100% | 100% | 100%
Kittitas County | Manufactured | Other | 100% | 100% | 100% | 100% | 100% | 100% | 100% | 100% | 100% | 100% | 100% | 100% | 100% | 100% | 100% | 100% | 100% | 100% | 100% | 100% | 100% | 100% | 100% | 100% | 100% | 100% | 100% | 100%
Kittitas County | Manufactured - Highly Impacted | Other | 100% | 100% | 100% | 100% | 100% | 100% | 100% | 100% | 100% | 100% | 100% | 100% | 100% | 100% | 100% | 100% | 100% | 100% | 100% | 100% | 100% | 100% | 100% | 100% | 100% | 100% | 100% | 100%
Kittitas County | Single Family | Dryer | 100% | 100% | 100% | 100% | 100% | 100% | 100% | 100% | 100% | 100% | 100% | 100% | 100% | 100% | 100% | 100% | 100% | 100% | 100% | 100% | 100% | 100% | 100% | 100% | 100% | 100% | 100% | 100%
Kittitas County | Single Family - Highly Impacted | Dryer | 100% | 100% | 100% | 100% | 100% | 100% | 100% | 100% | 100% | 100% | 100% | 100% | 100% | 100% | 100% | 100% | 100% | 100% | 100% | 100% | 100% | 100% | 100% | 100% | 100% | 100% | 100% | 100%
Kittitas County | Multifamily | Dryer | 100% | 100% | 100% | 100% | 100% | 100% | 100% | 100% | 100% | 100% | 100% | 100% | 100% | 100% | 100% | 100% | 100% | 100% | 100% | 100% | 100% | 100% | 100% | 100% | 100% | 100% | 100% | 100%
Kittitas County | Multifamily - Highly Impacted | Dryer | 100% | 100% | 100% | 100% | 100% | 100% | 100% | 100% | 100% | 100% | 100% | 100% | 100% | 100% | 100% | 100% | 100% | 100% | 100% | 100% | 100% | 100% | 100% | 100% | 100% | 100% | 100% | 100%
Kittitas County | Manufactured | Dryer | 100% | 100% | 100% | 100% | 100% | 100% | 100% | 100% | 100% | 100% | 100% | 100% | 100% | 100% | 100% | 100% | 100% | 100% | 100% | 100% | 100% | 100% | 100% | 100% | 100% | 100% | 100% | 100%
Kittitas County | Manufactured - Highly Impacted | Dryer | 100% | 100% | 100% | 100% | 100% | 100% | 100% | 100% | 100% | 100% | 100% | 100% | 100% | 100% | 100% | 100% | 100% | 100% | 100% | 100% | 100% | 100% | 100% | 100% | 100% | 100% | 100% | 100%
Kittitas County | Single Family | Heat Central Gas Boiler | 118.4% | 117.4% | 115% | 114.5% | 112.9% | 112.3% | 111.4% | 111.1% | 111% | 111% | 109.1% | 108.7% | 108% | 108.1% | 106.7% | 105.9% | 105.6% | 105.5% | 104.5% | 102.1% | 103.3% | 102.5% | 101.4% | 101.1% | 100.7% | 100.4% | 100% | 100%
Kittitas County | Single Family - Highly Impacted | Heat Central Gas Boiler | 118.4% | 117.4% | 115% | 114.5% | 112.9% | 112.3% | 111.4% | 111.1% | 111% | 111% | 109.1% | 108.7% | 108% | 108.1% | 106.7% | 105.9% | 105.6% | 105.5% | 104.5% | 102.1% | 103.3% | 102.5% | 101.4% | 101.1% | 100.7% | 100.4% | 100% | 100%
Kittitas County | Multifamily | Heat Central Gas Boiler | 118.4% | 117.4% | 115% | 114.5% | 112.9% | 112.3% | 111.4% | 111.1% | 111% | 111% | 109.1% | 108.7% | 108% | 108.1% | 106.7% | 105.9% | 105.6% | 105.5% | 104.5% | 102.1% | 103.3% | 102.5% | 101.4% | 101.1% | 100.7% | 100.4% | 100% | 100%
Kittitas County | Multifamily - Highly Impacted | Heat Central Gas Boiler | 118.4% | 117.4% | 115% | 114.5% | 112.9% | 112.3% | 111.4% | 111.1% | 111% | 111% | 109.1% | 108.7% | 108% | 108.1% | 106.7% | 105.9% | 105.6% | 105.5% | 104.5% | 102.1% | 103.3% | 102.5% | 101.4% | 101.1% | 100.7% | 100.4% | 100% | 100%
Kittitas County | Manufactured | Heat Central Gas Boiler | 118.4% | 117.4% | 115% | 114.5% | 112.9% | 112.3% | 111.4% | 111.1% | 111% | 111% | 109.1% | 108.7% | 108% | 108.1% | 106.7% | 105.9% | 105.6% | 105.5% | 104.5% | 102.1% | 103.3% | 102.5% | 101.4% | 101.1% | 100.7% | 100.4% | 100% | 100%
Kittitas County | Manufactured - Highly Impacted | Heat Central Gas Boiler | 118.4% | 117.4% | 115% | 114.5% | 112.9% | 112.3% | 111.4% | 111.1% | 111% | 111% | 109.1% | 108.7% | 108% | 108.1% | 106.7% | 105.9% | 105.6% | 105.5% | 104.5% | 102.1% | 103.3% | 102.5% | 101.4% | 101.1% | 100.7% | 100.4% | 100% | 100%
Kittitas County | Single Family | Heat Central Gas Furnace | 118.4% | 117.4% | 115% | 114.5% | 112.9% | 112.3% | 111.4% | 111.1% | 111% | 111% | 109.1% | 108.7% | 108% | 108.1% | 106.7% | 105.9% | 105.6% | 105.5% | 104.5% | 102.1% | 103.3% | 102.5% | 101.4% | 101.1% | 100.7% | 100.4% | 100% | 100%
Kittitas County | Single Family - Highly Impacted | Heat Central Gas Furnace | 118.4% | 117.4% | 115% | 114.5% | 112.9% | 112.3% | 111.4% | 111.1% | 111% | 111% | 109.1% | 108.7% | 108% | 108.1% | 106.7% | 105.9% | 105.6% | 105.5% | 104.5% | 102.1% | 103.3% | 102.5% | 101.4% | 101.1% | 100.7% | 100.4% | 100% | 100%
Kittitas County | Multifamily | Heat Central Gas Furnace | 118.4% | 117.4% | 115% | 114.5% | 112.9% | 112.3% | 111.4% | 111.1% | 111% | 111% | 109.1% | 108.7% | 108% | 108.1% | 106.7% | 105.9% | 105.6% | 105.5% | 104.5% | 102.1% | 103.3% | 102.5% | 101.4% | 101.1% | 100.7% | 100.4% | 100% | 100%
Kittitas County | Multifamily - Highly Impacted | Heat Central Gas Furnace | 118.4% | 117.4% | 115% | 114.5% | 112.9% | 112.3% | 111.4% | 111.1% | 111% | 111% | 109.1% | 108.7% | 108% | 108.1% | 106.7% | 105.9% | 105.6% | 105.5% | 104.5% | 102.1% | 103.3% | 102.5% | 101.4% | 101.1% | 100.7% | 100.4% | 100% | 100%
Kittitas County | Manufactured | Heat Central Gas Furnace | 118.4% | 117.4% | 115% | 114.5% | 112.9% | 112.3% | 111.4% | 111.1% | 111% | 111% | 109.1% | 108.7% | 108% | 108.1% | 106.7% | 105.9% | 105.6% | 105.5% | 104.5% | 102.1% | 103.3% | 102.5% | 101.4% | 101.1% | 100.7% | 100.4% | 100% | 100%
Kittitas County | Manufactured - Highly Impacted | Heat Central Gas Furnace | 118.4% | 117.4% | 115% | 114.5% | 112.9% | 112.3% | 111.4% | 111.1% | 111% | 111% | 109.1% | 108.7% | 108% | 108.1% | 106.7% | 105.9% | 105.6% | 105.5% | 104.5% | 102.1% | 103.3% | 102.5% | 101.4% | 101.1% | 100.7% | 100.4% | 100% | 100%
Kittitas County | Single Family | Heat Room Gas | 118.4% | 117.4% | 115% | 114.5% | 112.9% | 112.3% | 111.4% | 111.1% | 111% | 111% | 109.1% | 108.7% | 108% | 108.1% | 106.7% | 105.9% | 105.6% | 105.5% | 104.5% | 102.1% | 103.3% | 102.5% | 101.4% | 101.1% | 100.7% | 100.4% | 100% | 100%
Kittitas County | Single Family - Highly Impacted | Heat Room Gas | 118.4% | 117.4% | 115% | 114.5% | 112.9% | 112.3% | 111.4% | 111.1% | 111% | 111% | 109.1% | 108.7% | 108% | 108.1% | 106.7% | 105.9% | 105.6% | 105.5% | 104.5% | 102.1% | 103.3% | 102.5% | 101.4% | 101.1% | 100.7% | 100.4% | 100% | 100%
Kittitas County | Multifamily | Heat Room Gas | 118.4% | 117.4% | 115% | 114.5% | 112.9% | 112.3% | 111.4% | 111.1% | 111% | 111% | 109.1% | 108.7% | 108% | 108.1% | 106.7% | 105.9% | 105.6% | 105.5% | 104.5% | 102.1% | 103.3% | 102.5% | 101.4% | 101.1% | 100.7% | 100.4% | 100% | 100%
Kittitas County | Multifamily - Highly Impacted | Heat Room Gas | 118.4% | 117.4% | 115% | 114.5% | 112.9% | 112.3% | 111.4% | 111.1% | 111% | 111% | 109.1% | 108.7% | 108% | 108.1% | 106.7% | 105.9% | 105.6% | 105.5% | 104.5% | 102.1% | 103.3% | 102.5% | 101.4% | 101.1% | 100.7% | 100.4% | 100% | 100%
Kittitas County | Manufactured | Heat Room Gas | 118.4% | 117.4% | 115% | 114.5% | 112.9% | 112.3% | 111.4% | 111.1% | 111% | 111% | 109.1% | 108.7% | 108% | 108.1% | 106.7% | 105.9% | 105.6% | 105.5% | 104.5% | 102.1% | 103.3% | 102.5% | 101.4% | 101.1% | 100.7% | 100.4% | 100% | 100%
Kittitas County | Manufactured - Highly Impacted | Heat Room Gas | 118.4% | 117.4% | 115% | 114.5% | 112.9% | 112.3% | 111.4% | 111.1% | 111% | 111% | 109.1% | 108.7% | 108% | 108.1% | 106.7% | 105.9% | 105.6% | 105.5% | 104.5% | 102.1% | 103.3% | 102.5% | 101.4% | 101.1% | 100.7% | 100.4% | 100% | 100%
Kittitas County | Single Family | Pool Heat | 100% | 100% | 100% | 100% | 100% | 100% | 100% | 100% | 100% | 100% | 100% | 100% | 100% | 100% | 100% | 100% | 100% | 100% | 100% | 100% | 100% | 100% | 100% | 100% | 100% | 100% | 100% | 100%
Kittitas County | Single Family - Highly Impacted | Pool Heat | 100% | 100% | 100% | 100% | 100% | 100% | 100% | 100% | 100% | 100% | 100% | 100% | 100% | 100% | 100% | 100% | 100% | 100% | 100% | 100% | 100% | 100% | 100% | 100% | 100% | 100% | 100% | 100%
Kittitas County | Multifamily | Pool Heat | 100% | 100% | 100% | 100% | 100% | 100% | 100% | 100% | 100% | 100% | 100% | 100% | 100% | 100% | 100% | 100% | 100% | 100% | 100% | 100% | 100% | 100% | 100% | 100% | 100% | 100% | 100% | 100%
Kittitas County | Multifamily - Highly Impacted | Pool Heat | 100% | 100% | 100% | 100% | 100% | 100% | 100% | 100% | 100% | 100% | 100% | 100% | 100% | 100% | 100% | 100% | 100% | 100% | 100% | 100% | 100% | 100% | 100% | 100% | 100% | 100% | 100% | 100%
Kittitas County | Manufactured | Pool Heat | 100% | 100% | 100% | 100% | 100% | 100% | 100% | 100% | 100% | 100% | 100% | 100% | 100% | 100% | 100% | 100% | 100% | 100% | 100% | 100% | 100% | 100% | 100% | 100% | 100% | 100% | 100% | 100%
Kittitas County | Manufactured - Highly Impacted | Pool Heat | 100% | 100% | 100% | 100% | 100% | 100% | 100% | 100% | 100% | 100% | 100% | 100% | 100% | 100% | 100% | 100% | 100% | 100% | 100% | 100% | 100% | 100% | 100% | 100% | 100% | 100% | 100% | 100%
Kittitas County | Single Family | Water Heat LE 55 Gal | 100% | 100% | 100% | 100% | 100% | 100% | 100% | 100% | 100% | 100% | 100% | 100% | 100% | 100% | 100% | 100% | 100% | 100% | 100% | 100% | 100% | 100% | 100% | 100% | 100% | 100% | 100% | 100%
Kittitas County | Single Family - Highly Impacted | Water Heat LE 55 Gal | 100% | 100% | 100% | 100% | 100% | 100% | 100% | 100% | 100% | 100% | 100% | 100% | 100% | 100% | 100% | 100% | 100% | 100% | 100% | 100% | 100% | 100% | 100% | 100% | 100% | 100% | 100% | 100%
Kittitas County | Multifamily | Water Heat LE 55 Gal | 100% | 100% | 100% | 100% | 100% | 100% | 100% | 100% | 100% | 100% | 100% | 100% | 100% | 100% | 100% | 100% | 100% | 100% | 100% | 100% | 100% | 100% | 100% | 100% | 100% | 100% | 100% | 100%
Kittitas County | Multifamily - Highly Impacted | Water Heat LE 55 Gal | 100% | 100% | 100% | 100% | 100% | 100% | 100% | 100% | 100% | 100% | 100% | 100% | 100% | 100% | 100% | 100% | 100% | 100% | 100% | 100% | 100% | 100% | 100% | 100% | 100% | 100% | 100% | 100%
Kittitas County | Manufactured | Water Heat LE 55 Gal | 100% | 100% | 100% | 100% | 100% | 100% | 100% | 100% | 100% | 100% | 100% | 100% | 100% | 100% | 100% | 100% | 100% | 100% | 100% | 100% | 100% | 100% | 100% | 100% | 100% | 100% | 100% | 100%
Kittitas County | Manufactured - Highly Impacted | Water Heat LE 55 Gal | 100% | 100% | 100% | 100% | 100% | 100% | 100% | 100% | 100% | 100% | 100% | 100% | 100% | 100% | 100% | 100% | 100% | 100% | 100% | 100% | 100% | 100% | 100% | 100% | 100% | 100% | 100% | 100%
Kittitas County | Single Family | Water Heat GT 55 Gal | 100% | 100% | 100% | 100% | 100% | 100% | 100% | 100% | 100% | 100% | 100% | 100% | 100% | 100% | 100% | 100% | 100% | 100% | 100% | 100% | 100% | 100% | 100% | 100% | 100% | 100% | 100% | 100%
Kittitas County | Single Family - Highly Impacted | Water Heat GT 55 Gal | 100% | 100% | 100% | 100% | 100% | 100% | 100% | 100% | 100% | 100% | 100% | 100% | 100% | 100% | 100% | 100% | 100% | 100% | 100% | 100% | 100% | 100% | 100% | 100% | 100% | 100% | 100% | 100%
Kittitas County | Multifamily | Water Heat GT 55 Gal | 100% | 100% | 100% | 100% | 100% | 100% | 100% | 100% | 100% | 100% | 100% | 100% | 100% | 100% | 100% | 100% | 100% | 100% | 100% | 100% | 100% | 100% | 100% | 100% | 100% | 100% | 100% | 100%
Kittitas County | Multifamily - Highly Impacted | Water Heat GT 55 Gal | 100% | 100% | 100% | 100% | 100% | 100% | 100% | 100% | 100% | 100% | 100% | 100% | 100% | 100% | 100% | 100% | 100% | 100% | 100% | 100% | 100% | 100% | 100% | 100% | 100% | 100% | 100% | 100%
Kittitas County | Manufactured | Water Heat GT 55 Gal | 100% | 100% | 100% | 100% | 100% | 100% | 100% | 100% | 100% | 100% | 100% | 100% | 100% | 100% | 100% | 100% | 100% | 100% | 100% | 100% | 100% | 100% | 100% | 100% | 100% | 100% | 100% | 100%
Kittitas County | Manufactured - Highly Impacted | Water Heat GT 55 Gal | 100% | 100% | 100% | 100% | 100% | 100% | 100% | 100% | 100% | 100% | 100% | 100% | 100% | 100% | 100% | 100% | 100% | 100% | 100% | 100% | 100% | 100% | 100% | 100% | 100% | 100% | 100% | 100%
Lewis County | Single Family | Cooking Oven | 100% | 100% | 100% | 100% | 100% | 100% | 100% | 100% | 100% | 100% | 100% | 100% | 100% | 100% | 100% | 100% | 100% | 100% | 100% | 100% | 100% | 100% | 100% | 100% | 100% | 100% | 100% | 100%
Lewis County | Single Family - Highly Impacted | Cooking Oven | 100% | 100% | 100% | 100% | 100% | 100% | 100% | 100% | 100% | 100% | 100% | 100% | 100% | 100% | 100% | 100% | 100% | 100% | 100% | 100% | 100% | 100% | 100% | 100% | 100% | 100% | 100% | 100%
Lewis County | Multifamily | Cooking Oven | 100% | 100% | 100% | 100% | 100% | 100% | 100% | 100% | 100% | 100% | 100% | 100% | 100% | 100% | 100% | 100% | 100% | 100% | 100% | 100% | 100% | 100% | 100% | 100% | 100% | 100% | 100% | 100%
Lewis County | Multifamily - Highly Impacted | Cooking Oven | 100% | 100% | 100% | 100% | 100% | 100% | 100% | 100% | 100% | 100% | 100% | 100% | 100% | 100% | 100% | 100% | 100% | 100% | 100% | 100% | 100% | 100% | 100% | 100% | 100% | 100% | 100% | 100%
Lewis County | Manufactured | Cooking Oven | 100% | 100% | 100% | 100% | 100% | 100% | 100% | 100% | 100% | 100% | 100% | 100% | 100% | 100% | 100% | 100% | 100% | 100% | 100% | 100% | 100% | 100% | 100% | 100% | 100% | 100% | 100% | 100%
Lewis County | Manufactured - Highly Impacted | Cooking Oven | 100% | 100% | 100% | 100% | 100% | 100% | 100% | 100% | 100% | 100% | 100% | 100% | 100% | 100% | 100% | 100% | 100% | 100% | 100% | 100% | 100% | 100% | 100% | 100% | 100% | 100% | 100% | 100%
Lewis County | Single Family | Cooking Range | 100% | 100% | 100% | 100% | 100% | 100% | 100% | 100% | 100% | 100% | 100% | 100% | 100% | 100% | 100% | 100% | 100% | 100% | 100% | 100% | 100% | 100% | 100% | 100% | 100% | 100% | 100% | 100%
Lewis County | Single Family - Highly Impacted | Cooking Range | 100% | 100% | 100% | 100% | 100% | 100% | 100% | 100% | 100% | 100% | 100% | 100% | 100% | 100% | 100% | 100% | 100% | 100% | 100% | 100% | 100% | 100% | 100% | 100% | 100% | 100% | 100% | 100%
Lewis County | Multifamily | Cooking Range | 100% | 100% | 100% | 100% | 100% | 100% | 100% | 100% | 100% | 100% | 100% | 100% | 100% | 100% | 100% | 100% | 100% | 100% | 100% | 100% | 100% | 100% | 100% | 100% | 100% | 100% | 100% | 100%
Lewis County | Multifamily - Highly Impacted | Cooking Range | 100% | 100% | 100% | 100% | 100% | 100% | 100% | 100% | 100% | 100% | 100% | 100% | 100% | 100% | 100% | 100% | 100% | 100% | 100% | 100% | 100% | 100% | 100% | 100% | 100% | 100% | 100% | 100%
Lewis County | Manufactured | Cooking Range | 100% | 100% | 100% | 100% | 100% | 100% | 100% | 100% | 100% | 100% | 100% | 100% | 100% | 100% | 100% | 100% | 100% | 100% | 100% | 100% | 100% | 100% | 100% | 100% | 100% | 100% | 100% | 100%
Lewis County | Manufactured - Highly Impacted | Cooking Range | 100% | 100% | 100% | 100% | 100% | 100% | 100% | 100% | 100% | 100% | 100% | 100% | 100% | 100% | 100% | 100% | 100% | 100% | 100% | 100% | 100% | 100% | 100% | 100% | 100% | 100% | 100% | 100%
Lewis County | Single Family | Other | 100% | 100% | 100% | 100% | 100% | 100% | 100% | 100% | 100% | 100% | 100% | 100% | 100% | 100% | 100% | 100% | 100% | 100% | 100% | 100% | 100% | 100% | 100% | 100% | 100% | 100% | 100% | 100%
Lewis County | Single Family - Highly Impacted | Other | 100% | 100% | 100% | 100% | 100% | 100% | 100% | 100% | 100% | 100% | 100% | 100% | 100% | 100% | 100% | 100% | 100% | 100% | 100% | 100% | 100% | 100% | 100% | 100% | 100% | 100% | 100% | 100%
Lewis County | Multifamily | Other | 100% | 100% | 100% | 100% | 100% | 100% | 100% | 100% | 100% | 100% | 100% | 100% | 100% | 100% | 100% | 100% | 100% | 100% | 100% | 100% | 100% | 100% | 100% | 100% | 100% | 100% | 100% | 100%
Lewis County | Multifamily - Highly Impacted | Other | 100% | 100% | 100% | 100% | 100% | 100% | 100% | 100% | 100% | 100% | 100% | 100% | 100% | 100% | 100% | 100% | 100% | 100% | 100% | 100% | 100% | 100% | 100% | 100% | 100% | 100% | 100% | 100%
Lewis County | Manufactured | Other | 100% | 100% | 100% | 100% | 100% | 100% | 100% | 100% | 100% | 100% | 100% | 100% | 100% | 100% | 100% | 100% | 100% | 100% | 100% | 100% | 100% | 100% | 100% | 100% | 100% | 100% | 100% | 100%
Lewis County | Manufactured - Highly Impacted | Other | 100% | 100% | 100% | 100% | 100% | 100% | 100% | 100% | 100% | 100% | 100% | 100% | 100% | 100% | 100% | 100% | 100% | 100% | 100% | 100% | 100% | 100% | 100% | 100% | 100% | 100% | 100% | 100%
Lewis County | Single Family | Dryer | 100% | 100% | 100% | 100% | 100% | 100% | 100% | 100% | 100% | 100% | 100% | 100% | 100% | 100% | 100% | 100% | 100% | 100% | 100% | 100% | 100% | 100% | 100% | 100% | 100% | 100% | 100% | 100%
Lewis County | Single Family - Highly Impacted | Dryer | 100% | 100% | 100% | 100% | 100% | 100% | 100% | 100% | 100% | 100% | 100% | 100% | 100% | 100% | 100% | 100% | 100% | 100% | 100% | 100% | 100% | 100% | 100% | 100% | 100% | 100% | 100% | 100%
Lewis County | Multifamily | Dryer | 100% | 100% | 100% | 100% | 100% | 100% | 100% | 100% | 100% | 100% | 100% | 100% | 100% | 100% | 100% | 100% | 100% | 100% | 100% | 100% | 100% | 100% | 100% | 100% | 100% | 100% | 100% | 100%
Lewis County | Multifamily - Highly Impacted | Dryer | 100% | 100% | 100% | 100% | 100% | 100% | 100% | 100% | 100% | 100% | 100% | 100% | 100% | 100% | 100% | 100% | 100% | 100% | 100% | 100% | 100% | 100% | 100% | 100% | 100% | 100% | 100% | 100%
Lewis County | Manufactured | Dryer | 100% | 100% | 100% | 100% | 100% | 100% | 100% | 100% | 100% | 100% | 100% | 100% | 100% | 100% | 100% | 100% | 100% | 100% | 100% | 100% | 100% | 100% | 100% | 100% | 100% | 100% | 100% | 100%
Lewis County | Manufactured - Highly Impacted | Dryer | 100% | 100% | 100% | 100% | 100% | 100% | 100% | 100% | 100% | 100% | 100% | 100% | 100% | 100% | 100% | 100% | 100% | 100% | 100% | 100% | 100% | 100% | 100% | 100% | 100% | 100% | 100% | 100%
Lewis County | Single Family | Heat Central Gas Boiler | 118.4% | 117.4% | 115% | 114.5% | 112.9% | 112.3% | 111.4% | 111.1% | 111% | 111% | 109.1% | 108.7% | 108% | 108.1% | 106.7% | 105.9% | 105.6% | 105.5% | 104.5% | 102.1% | 103.3% | 102.5% | 101.4% | 101.1% | 100.7% | 100.4% | 100% | 100%
Lewis County | Single Family - Highly Impacted | Heat Central Gas Boiler | 118.4% | 117.4% | 115% | 114.5% | 112.9% | 112.3% | 111.4% | 111.1% | 111% | 111% | 109.1% | 108.7% | 108% | 108.1% | 106.7% | 105.9% | 105.6% | 105.5% | 104.5% | 102.1% | 103.3% | 102.5% | 101.4% | 101.1% | 100.7% | 100.4% | 100% | 100%
Lewis County | Multifamily | Heat Central Gas Boiler | 118.4% | 117.4% | 115% | 114.5% | 112.9% | 112.3% | 111.4% | 111.1% | 111% | 111% | 109.1% | 108.7% | 108% | 108.1% | 106.7% | 105.9% | 105.6% | 105.5% | 104.5% | 102.1% | 103.3% | 102.5% | 101.4% | 101.1% | 100.7% | 100.4% | 100% | 100%
Lewis County | Multifamily - Highly Impacted | Heat Central Gas Boiler | 118.4% | 117.4% | 115% | 114.5% | 112.9% | 112.3% | 111.4% | 111.1% | 111% | 111% | 109.1% | 108.7% | 108% | 108.1% | 106.7% | 105.9% | 105.6% | 105.5% | 104.5% | 102.1% | 103.3% | 102.5% | 101.4% | 101.1% | 100.7% | 100.4% | 100% | 100%
Lewis County | Manufactured | Heat Central Gas Boiler | 118.4% | 117.4% | 115% | 114.5% | 112.9% | 112.3% | 111.4% | 111.1% | 111% | 111% | 109.1% | 108.7% | 108% | 108.1% | 106.7% | 105.9% | 105.6% | 105.5% | 104.5% | 102.1% | 103.3% | 102.5% | 101.4% | 101.1% | 100.7% | 100.4% | 100% | 100%
Lewis County | Manufactured - Highly Impacted | Heat Central Gas Boiler | 118.4% | 117.4% | 115% | 114.5% | 112.9% | 112.3% | 111.4% | 111.1% | 111% | 111% | 109.1% | 108.7% | 108% | 108.1% | 106.7% | 105.9% | 105.6% | 105.5% | 104.5% | 102.1% | 103.3% | 102.5% | 101.4% | 101.1% | 100.7% | 100.4% | 100% | 100%
Lewis County | Single Family | Heat Central Gas Furnace | 118.4% | 117.4% | 115% | 114.5% | 112.9% | 112.3% | 111.4% | 111.1% | 111% | 111% | 109.1% | 108.7% | 108% | 108.1% | 106.7% | 105.9% | 105.6% | 105.5% | 104.5% | 102.1% | 103.3% | 102.5% | 101.4% | 101.1% | 100.7% | 100.4% | 100% | 100%
Lewis County | Single Family - Highly Impacted | Heat Central Gas Furnace | 118.4% | 117.4% | 115% | 114.5% | 112.9% | 112.3% | 111.4% | 111.1% | 111% | 111% | 109.1% | 108.7% | 108% | 108.1% | 106.7% | 105.9% | 105.6% | 105.5% | 104.5% | 102.1% | 103.3% | 102.5% | 101.4% | 101.1% | 100.7% | 100.4% | 100% | 100%
Lewis County | Multifamily | Heat Central Gas Furnace | 118.4% | 117.4% | 115% | 114.5% | 112.9% | 112.3% | 111.4% | 111.1% | 111% | 111% | 109.1% | 108.7% | 108% | 108.1% | 106.7% | 105.9% | 105.6% | 105.5% | 104.5% | 102.1% | 103.3% | 102.5% | 101.4% | 101.1% | 100.7% | 100.4% | 100% | 100%
Lewis County | Multifamily - Highly Impacted | Heat Central Gas Furnace | 118.4% | 117.4% | 115% | 114.5% | 112.9% | 112.3% | 111.4% | 111.1% | 111% | 111% | 109.1% | 108.7% | 108% | 108.1% | 106.7% | 105.9% | 105.6% | 105.5% | 104.5% | 102.1% | 103.3% | 102.5% | 101.4% | 101.1% | 100.7% | 100.4% | 100% | 100%
Lewis County | Manufactured | Heat Central Gas Furnace | 118.4% | 117.4% | 115% | 114.5% | 112.9% | 112.3% | 111.4% | 111.1% | 111% | 111% | 109.1% | 108.7% | 108% | 108.1% | 106.7% | 105.9% | 105.6% | 105.5% | 104.5% | 102.1% | 103.3% | 102.5% | 101.4% | 101.1% | 100.7% | 100.4% | 100% | 100%
Lewis County | Manufactured - Highly Impacted | Heat Central Gas Furnace | 118.4% | 117.4% | 115% | 114.5% | 112.9% | 112.3% | 111.4% | 111.1% | 111% | 111% | 109.1% | 108.7% | 108% | 108.1% | 106.7% | 105.9% | 105.6% | 105.5% | 104.5% | 102.1% | 103.3% | 102.5% | 101.4% | 101.1% | 100.7% | 100.4% | 100% | 100%
Lewis County | Single Family | Heat Room Gas | 118.4% | 117.4% | 115% | 114.5% | 112.9% | 112.3% | 111.4% | 111.1% | 111% | 111% | 109.1% | 108.7% | 108% | 108.1% | 106.7% | 105.9% | 105.6% | 105.5% | 104.5% | 102.1% | 103.3% | 102.5% | 101.4% | 101.1% | 100.7% | 100.4% | 100% | 100%
Lewis County | Single Family - Highly Impacted | Heat Room Gas | 118.4% | 117.4% | 115% | 114.5% | 112.9% | 112.3% | 111.4% | 111.1% | 111% | 111% | 109.1% | 108.7% | 108% | 108.1% | 106.7% | 105.9% | 105.6% | 105.5% | 104.5% | 102.1% | 103.3% | 102.5% | 101.4% | 101.1% | 100.7% | 100.4% | 100% | 100%
Lewis County | Multifamily | Heat Room Gas | 118.4% | 117.4% | 115% | 114.5% | 112.9% | 112.3% | 111.4% | 111.1% | 111% | 111% | 109.1% | 108.7% | 108% | 108.1% | 106.7% | 105.9% | 105.6% | 105.5% | 104.5% | 102.1% | 103.3% | 102.5% | 101.4% | 101.1% | 100.7% | 100.4% | 100% | 100%
Lewis County | Multifamily - Highly Impacted | Heat Room Gas | 118.4% | 117.4% | 115% | 114.5% | 112.9% | 112.3% | 111.4% | 111.1% | 111% | 111% | 109.1% | 108.7% | 108% | 108.1% | 106.7% | 105.9% | 105.6% | 105.5% | 104.5% | 102.1% | 103.3% | 102.5% | 101.4% | 101.1% | 100.7% | 100.4% | 100% | 100%
Lewis County | Manufactured | Heat Room Gas | 118.4% | 117.4% | 115% | 114.5% | 112.9% | 112.3% | 111.4% | 111.1% | 111% | 111% | 109.1% | 108.7% | 108% | 108.1% | 106.7% | 105.9% | 105.6% | 105.5% | 104.5% | 102.1% | 103.3% | 102.5% | 101.4% | 101.1% | 100.7% | 100.4% | 100% | 100%
Lewis County | Manufactured - Highly Impacted | Heat Room Gas | 118.4% | 117.4% | 115% | 114.5% | 112.9% | 112.3% | 111.4% | 111.1% | 111% | 111% | 109.1% | 108.7% | 108% | 108.1% | 106.7% | 105.9% | 105.6% | 105.5% | 104.5% | 102.1% | 103.3% | 102.5% | 101.4% | 101.1% | 100.7% | 100.4% | 100% | 100%
Lewis County | Single Family | Pool Heat | 100% | 100% | 100% | 100% | 100% | 100% | 100% | 100% | 100% | 100% | 100% | 100% | 100% | 100% | 100% | 100% | 100% | 100% | 100% | 100% | 100% | 100% | 100% | 100% | 100% | 100% | 100% | 100%
Lewis County | Single Family - Highly Impacted | Pool Heat | 100% | 100% | 100% | 100% | 100% | 100% | 100% | 100% | 100% | 100% | 100% | 100% | 100% | 100% | 100% | 100% | 100% | 100% | 100% | 100% | 100% | 100% | 100% | 100% | 100% | 100% | 100% | 100%
Lewis County | Multifamily | Pool Heat | 100% | 100% | 100% | 100% | 100% | 100% | 100% | 100% | 100% | 100% | 100% | 100% | 100% | 100% | 100% | 100% | 100% | 100% | 100% | 100% | 100% | 100% | 100% | 100% | 100% | 100% | 100% | 100%
Lewis County | Multifamily - Highly Impacted | Pool Heat | 100% | 100% | 100% | 100% | 100% | 100% | 100% | 100% | 100% | 100% | 100% | 100% | 100% | 100% | 100% | 100% | 100% | 100% | 100% | 100% | 100% | 100% | 100% | 100% | 100% | 100% | 100% | 100%
Lewis County | Manufactured | Pool Heat | 100% | 100% | 100% | 100% | 100% | 100% | 100% | 100% | 100% | 100% | 100% | 100% | 100% | 100% | 100% | 100% | 100% | 100% | 100% | 100% | 100% | 100% | 100% | 100% | 100% | 100% | 100% | 100%
Lewis County | Manufactured - Highly Impacted | Pool Heat | 100% | 100% | 100% | 100% | 100% | 100% | 100% | 100% | 100% | 100% | 100% | 100% | 100% | 100% | 100% | 100% | 100% | 100% | 100% | 100% | 100% | 100% | 100% | 100% | 100% | 100% | 100% | 100%
Lewis County | Single Family | Water Heat LE 55 Gal | 100% | 100% | 100% | 100% | 100% | 100% | 100% | 100% | 100% | 100% | 100% | 100% | 100% | 100% | 100% | 100% | 100% | 100% | 100% | 100% | 100% | 100% | 100% | 100% | 100% | 100% | 100% | 100%
Lewis County | Single Family - Highly Impacted | Water Heat LE 55 Gal | 100% | 100% | 100% | 100% | 100% | 100% | 100% | 100% | 100% | 100% | 100% | 100% | 100% | 100% | 100% | 100% | 100% | 100% | 100% | 100% | 100% | 100% | 100% | 100% | 100% | 100% | 100% | 100%
Lewis County | Multifamily | Water Heat LE 55 Gal | 100% | 100% | 100% | 100% | 100% | 100% | 100% | 100% | 100% | 100% | 100% | 100% | 100% | 100% | 100% | 100% | 100% | 100% | 100% | 100% | 100% | 100% | 100% | 100% | 100% | 100% | 100% | 100%
Lewis County | Multifamily - Highly Impacted | Water Heat LE 55 Gal | 100% | 100% | 100% | 100% | 100% | 100% | 100% | 100% | 100% | 100% | 100% | 100% | 100% | 100% | 100% | 100% | 100% | 100% | 100% | 100% | 100% | 100% | 100% | 100% | 100% | 100% | 100% | 100%
Lewis County | Manufactured | Water Heat LE 55 Gal | 100% | 100% | 100% | 100% | 100% | 100% | 100% | 100% | 100% | 100% | 100% | 100% | 100% | 100% | 100% | 100% | 100% | 100% | 100% | 100% | 100% | 100% | 100% | 100% | 100% | 100% | 100% | 100%
Lewis County | Manufactured - Highly Impacted | Water Heat LE 55 Gal | 100% | 100% | 100% | 100% | 100% | 100% | 100% | 100% | 100% | 100% | 100% | 100% | 100% | 100% | 100% | 100% | 100% | 100% | 100% | 100% | 100% | 100% | 100% | 100% | 100% | 100% | 100% | 100%
Lewis County | Single Family | Water Heat GT 55 Gal | 100% | 100% | 100% | 100% | 100% | 100% | 100% | 100% | 100% | 100% | 100% | 100% | 100% | 100% | 100% | 100% | 100% | 100% | 100% | 100% | 100% | 100% | 100% | 100% | 100% | 100% | 100% | 100%
Lewis County | Single Family - Highly Impacted | Water Heat GT 55 Gal | 100% | 100% | 100% | 100% | 100% | 100% | 100% | 100% | 100% | 100% | 100% | 100% | 100% | 100% | 100% | 100% | 100% | 100% | 100% | 100% | 100% | 100% | 100% | 100% | 100% | 100% | 100% | 100%
Lewis County | Multifamily | Water Heat GT 55 Gal | 100% | 100% | 100% | 100% | 100% | 100% | 100% | 100% | 100% | 100% | 100% | 100% | 100% | 100% | 100% | 100% | 100% | 100% | 100% | 100% | 100% | 100% | 100% | 100% | 100% | 100% | 100% | 100%
Lewis County | Multifamily - Highly Impacted | Water Heat GT 55 Gal | 100% | 100% | 100% | 100% | 100% | 100% | 100% | 100% | 100% | 100% | 100% | 100% | 100% | 100% | 100% | 100% | 100% | 100% | 100% | 100% | 100% | 100% | 100% | 100% | 100% | 100% | 100% | 100%
Lewis County | Manufactured | Water Heat GT 55 Gal | 100% | 100% | 100% | 100% | 100% | 100% | 100% | 100% | 100% | 100% | 100% | 100% | 100% | 100% | 100% | 100% | 100% | 100% | 100% | 100% | 100% | 100% | 100% | 100% | 100% | 100% | 100% | 100%
Lewis County | Manufactured - Highly Impacted | Water Heat GT 55 Gal | 100% | 100% | 100% | 100% | 100% | 100% | 100% | 100% | 100% | 100% | 100% | 100% | 100% | 100% | 100% | 100% | 100% | 100% | 100% | 100% | 100% | 100% | 100% | 100% | 100% | 100% | 100% | 100%
Pierce County | Single Family | Cooking Oven | 100% | 100% | 100% | 100% | 100% | 100% | 100% | 100% | 100% | 100% | 100% | 100% | 100% | 100% | 100% | 100% | 100% | 100% | 100% | 100% | 100% | 100% | 100% | 100% | 100% | 100% | 100% | 100%
Pierce County | Single Family - Highly Impacted | Cooking Oven | 100% | 100% | 100% | 100% | 100% | 100% | 100% | 100% | 100% | 100% | 100% | 100% | 100% | 100% | 100% | 100% | 100% | 100% | 100% | 100% | 100% | 100% | 100% | 100% | 100% | 100% | 100% | 100%
Pierce County | Multifamily | Cooking Oven | 100% | 100% | 100% | 100% | 100% | 100% | 100% | 100% | 100% | 100% | 100% | 100% | 100% | 100% | 100% | 100% | 100% | 100% | 100% | 100% | 100% | 100% | 100% | 100% | 100% | 100% | 100% | 100%
Pierce County | Multifamily - Highly Impacted | Cooking Oven | 100% | 100% | 100% | 100% | 100% | 100% | 100% | 100% | 100% | 100% | 100% | 100% | 100% | 100% | 100% | 100% | 100% | 100% | 100% | 100% | 100% | 100% | 100% | 100% | 100% | 100% | 100% | 100%
Pierce County | Manufactured | Cooking Oven | 100% | 100% | 100% | 100% | 100% | 100% | 100% | 100% | 100% | 100% | 100% | 100% | 100% | 100% | 100% | 100% | 100% | 100% | 100% | 100% | 100% | 100% | 100% | 100% | 100% | 100% | 100% | 100%
Pierce County | Manufactured - Highly Impacted | Cooking Oven | 100% | 100% | 100% | 100% | 100% | 100% | 100% | 100% | 100% | 100% | 100% | 100% | 100% | 100% | 100% | 100% | 100% | 100% | 100% | 100% | 100% | 100% | 100% | 100% | 100% | 100% | 100% | 100%
Pierce County | Single Family | Cooking Range | 100% | 100% | 100% | 100% | 100% | 100% | 100% | 100% | 100% | 100% | 100% | 100% | 100% | 100% | 100% | 100% | 100% | 100% | 100% | 100% | 100% | 100% | 100% | 100% | 100% | 100% | 100% | 100%
Pierce County | Single Family - Highly Impacted | Cooking Range | 100% | 100% | 100% | 100% | 100% | 100% | 100% | 100% | 100% | 100% | 100% | 100% | 100% | 100% | 100% | 100% | 100% | 100% | 100% | 100% | 100% | 100% | 100% | 100% | 100% | 100% | 100% | 100%
Pierce County | Multifamily | Cooking Range | 100% | 100% | 100% | 100% | 100% | 100% | 100% | 100% | 100% | 100% | 100% | 100% | 100% | 100% | 100% | 100% | 100% | 100% | 100% | 100% | 100% | 100% | 100% | 100% | 100% | 100% | 100% | 100%
Pierce County | Multifamily - Highly Impacted | Cooking Range | 100% | 100% | 100% | 100% | 100% | 100% | 100% | 100% | 100% | 100% | 100% | 100% | 100% | 100% | 100% | 100% | 100% | 100% | 100% | 100% | 100% | 100% | 100% | 100% | 100% | 100% | 100% | 100%
Pierce County | Manufactured | Cooking Range | 100% | 100% | 100% | 100% | 100% | 100% | 100% | 100% | 100% | 100% | 100% | 100% | 100% | 100% | 100% | 100% | 100% | 100% | 100% | 100% | 100% | 100% | 100% | 100% | 100% | 100% | 100% | 100%
Pierce County | Manufactured - Highly Impacted | Cooking Range | 100% | 100% | 100% | 100% | 100% | 100% | 100% | 100% | 100% | 100% | 100% | 100% | 100% | 100% | 100% | 100% | 100% | 100% | 100% | 100% | 100% | 100% | 100% | 100% | 100% | 100% | 100% | 100%
Pierce County | Single Family | Other | 100% | 100% | 100% | 100% | 100% | 100% | 100% | 100% | 100% | 100% | 100% | 100% | 100% | 100% | 100% | 100% | 100% | 100% | 100% | 100% | 100% | 100% | 100% | 100% | 100% | 100% | 100% | 100%
Pierce County | Single Family - Highly Impacted | Other | 100% | 100% | 100% | 100% | 100% | 100% | 100% | 100% | 100% | 100% | 100% | 100% | 100% | 100% | 100% | 100% | 100% | 100% | 100% | 100% | 100% | 100% | 100% | 100% | 100% | 100% | 100% | 100%
Pierce County | Multifamily | Other | 100% | 100% | 100% | 100% | 100% | 100% | 100% | 100% | 100% | 100% | 100% | 100% | 100% | 100% | 100% | 100% | 100% | 100% | 100% | 100% | 100% | 100% | 100% | 100% | 100% | 100% | 100% | 100%
Pierce County | Multifamily - Highly Impacted | Other | 100% | 100% | 100% | 100% | 100% | 100% | 100% | 100% | 100% | 100% | 100% | 100% | 100% | 100% | 100% | 100% | 100% | 100% | 100% | 100% | 100% | 100% | 100% | 100% | 100% | 100% | 100% | 100%
Pierce County | Manufactured | Other | 100% | 100% | 100% | 100% | 100% | 100% | 100% | 100% | 100% | 100% | 100% | 100% | 100% | 100% | 100% | 100% | 100% | 100% | 100% | 100% | 100% | 100% | 100% | 100% | 100% | 100% | 100% | 100%
Pierce County | Manufactured - Highly Impacted | Other | 100% | 100% | 100% | 100% | 100% | 100% | 100% | 100% | 100% | 100% | 100% | 100% | 100% | 100% | 100% | 100% | 100% | 100% | 100% | 100% | 100% | 100% | 100% | 100% | 100% | 100% | 100% | 100%
Pierce County | Single Family | Dryer | 100% | 100% | 100% | 100% | 100% | 100% | 100% | 100% | 100% | 100% | 100% | 100% | 100% | 100% | 100% | 100% | 100% | 100% | 100% | 100% | 100% | 100% | 100% | 100% | 100% | 100% | 100% | 100%
Pierce County | Single Family - Highly Impacted | Dryer | 100% | 100% | 100% | 100% | 100% | 100% | 100% | 100% | 100% | 100% | 100% | 100% | 100% | 100% | 100% | 100% | 100% | 100% | 100% | 100% | 100% | 100% | 100% | 100% | 100% | 100% | 100% | 100%
Pierce County | Multifamily | Dryer | 100% | 100% | 100% | 100% | 100% | 100% | 100% | 100% | 100% | 100% | 100% | 100% | 100% | 100% | 100% | 100% | 100% | 100% | 100% | 100% | 100% | 100% | 100% | 100% | 100% | 100% | 100% | 100%
Pierce County | Multifamily - Highly Impacted | Dryer | 100% | 100% | 100% | 100% | 100% | 100% | 100% | 100% | 100% | 100% | 100% | 100% | 100% | 100% | 100% | 100% | 100% | 100% | 100% | 100% | 100% | 100% | 100% | 100% | 100% | 100% | 100% | 100%
Pierce County | Manufactured | Dryer | 100% | 100% | 100% | 100% | 100% | 100% | 100% | 100% | 100% | 100% | 100% | 100% | 100% | 100% | 100% | 100% | 100% | 100% | 100% | 100% | 100% | 100% | 100% | 100% | 100% | 100% | 100% | 100%
Pierce County | Manufactured - Highly Impacted | Dryer | 100% | 100% | 100% | 100% | 100% | 100% | 100% | 100% | 100% | 100% | 100% | 100% | 100% | 100% | 100% | 100% | 100% | 100% | 100% | 100% | 100% | 100% | 100% | 100% | 100% | 100% | 100% | 100%
Pierce County | Single Family | Heat Central Gas Boiler | 118.4% | 117.4% | 115% | 114.5% | 112.9% | 112.3% | 111.4% | 111.1% | 111% | 111% | 109.1% | 108.7% | 108% | 108.1% | 106.7% | 105.9% | 105.6% | 105.5% | 104.5% | 102.1% | 103.3% | 102.5% | 101.4% | 101.1% | 100.7% | 100.4% | 100% | 100%
Pierce County | Single Family - Highly Impacted | Heat Central Gas Boiler | 118.4% | 117.4% | 115% | 114.5% | 112.9% | 112.3% | 111.4% | 111.1% | 111% | 111% | 109.1% | 108.7% | 108% | 108.1% | 106.7% | 105.9% | 105.6% | 105.5% | 104.5% | 102.1% | 103.3% | 102.5% | 101.4% | 101.1% | 100.7% | 100.4% | 100% | 100%
Pierce County | Multifamily | Heat Central Gas Boiler | 118.4% | 117.4% | 115% | 114.5% | 112.9% | 112.3% | 111.4% | 111.1% | 111% | 111% | 109.1% | 108.7% | 108% | 108.1% | 106.7% | 105.9% | 105.6% | 105.5% | 104.5% | 102.1% | 103.3% | 102.5% | 101.4% | 101.1% | 100.7% | 100.4% | 100% | 100%
Pierce County | Multifamily - Highly Impacted | Heat Central Gas Boiler | 118.4% | 117.4% | 115% | 114.5% | 112.9% | 112.3% | 111.4% | 111.1% | 111% | 111% | 109.1% | 108.7% | 108% | 108.1% | 106.7% | 105.9% | 105.6% | 105.5% | 104.5% | 102.1% | 103.3% | 102.5% | 101.4% | 101.1% | 100.7% | 100.4% | 100% | 100%
Pierce County | Manufactured | Heat Central Gas Boiler | 118.4% | 117.4% | 115% | 114.5% | 112.9% | 112.3% | 111.4% | 111.1% | 111% | 111% | 109.1% | 108.7% | 108% | 108.1% | 106.7% | 105.9% | 105.6% | 105.5% | 104.5% | 102.1% | 103.3% | 102.5% | 101.4% | 101.1% | 100.7% | 100.4% | 100% | 100%
Pierce County | Manufactured - Highly Impacted | Heat Central Gas Boiler | 118.4% | 117.4% | 115% | 114.5% | 112.9% | 112.3% | 111.4% | 111.1% | 111% | 111% | 109.1% | 108.7% | 108% | 108.1% | 106.7% | 105.9% | 105.6% | 105.5% | 104.5% | 102.1% | 103.3% | 102.5% | 101.4% | 101.1% | 100.7% | 100.4% | 100% | 100%
Pierce County | Single Family | Heat Central Gas Furnace | 118.4% | 117.4% | 115% | 114.5% | 112.9% | 112.3% | 111.4% | 111.1% | 111% | 111% | 109.1% | 108.7% | 108% | 108.1% | 106.7% | 105.9% | 105.6% | 105.5% | 104.5% | 102.1% | 103.3% | 102.5% | 101.4% | 101.1% | 100.7% | 100.4% | 100% | 100%
Pierce County | Single Family - Highly Impacted | Heat Central Gas Furnace | 118.4% | 117.4% | 115% | 114.5% | 112.9% | 112.3% | 111.4% | 111.1% | 111% | 111% | 109.1% | 108.7% | 108% | 108.1% | 106.7% | 105.9% | 105.6% | 105.5% | 104.5% | 102.1% | 103.3% | 102.5% | 101.4% | 101.1% | 100.7% | 100.4% | 100% | 100%
Pierce County | Multifamily | Heat Central Gas Furnace | 118.4% | 117.4% | 115% | 114.5% | 112.9% | 112.3% | 111.4% | 111.1% | 111% | 111% | 109.1% | 108.7% | 108% | 108.1% | 106.7% | 105.9% | 105.6% | 105.5% | 104.5% | 102.1% | 103.3% | 102.5% | 101.4% | 101.1% | 100.7% | 100.4% | 100% | 100%
Pierce County | Multifamily - Highly Impacted | Heat Central Gas Furnace | 118.4% | 117.4% | 115% | 114.5% | 112.9% | 112.3% | 111.4% | 111.1% | 111% | 111% | 109.1% | 108.7% | 108% | 108.1% | 106.7% | 105.9% | 105.6% | 105.5% | 104.5% | 102.1% | 103.3% | 102.5% | 101.4% | 101.1% | 100.7% | 100.4% | 100% | 100%
Pierce County | Manufactured | Heat Central Gas Furnace | 118.4% | 117.4% | 115% | 114.5% | 112.9% | 112.3% | 111.4% | 111.1% | 111% | 111% | 109.1% | 108.7% | 108% | 108.1% | 106.7% | 105.9% | 105.6% | 105.5% | 104.5% | 102.1% | 103.3% | 102.5% | 101.4% | 101.1% | 100.7% | 100.4% | 100% | 100%
Pierce County | Manufactured - Highly Impacted | Heat Central Gas Furnace | 118.4% | 117.4% | 115% | 114.5% | 112.9% | 112.3% | 111.4% | 111.1% | 111% | 111% | 109.1% | 108.7% | 108% | 108.1% | 106.7% | 105.9% | 105.6% | 105.5% | 104.5% | 102.1% | 103.3% | 102.5% | 101.4% | 101.1% | 100.7% | 100.4% | 100% | 100%
Pierce County | Single Family | Heat Room Gas | 118.4% | 117.4% | 115% | 114.5% | 112.9% | 112.3% | 111.4% | 111.1% | 111% | 111% | 109.1% | 108.7% | 108% | 108.1% | 106.7% | 105.9% | 105.6% | 105.5% | 104.5% | 102.1% | 103.3% | 102.5% | 101.4% | 101.1% | 100.7% | 100.4% | 100% | 100%
Pierce County | Single Family - Highly Impacted | Heat Room Gas | 118.4% | 117.4% | 115% | 114.5% | 112.9% | 112.3% | 111.4% | 111.1% | 111% | 111% | 109.1% | 108.7% | 108% | 108.1% | 106.7% | 105.9% | 105.6% | 105.5% | 104.5% | 102.1% | 103.3% | 102.5% | 101.4% | 101.1% | 100.7% | 100.4% | 100% | 100%
Pierce County | Multifamily | Heat Room Gas | 118.4% | 117.4% | 115% | 114.5% | 112.9% | 112.3% | 111.4% | 111.1% | 111% | 111% | 109.1% | 108.7% | 108% | 108.1% | 106.7% | 105.9% | 105.6% | 105.5% | 104.5% | 102.1% | 103.3% | 102.5% | 101.4% | 101.1% | 100.7% | 100.4% | 100% | 100%
Pierce County | Multifamily - Highly Impacted | Heat Room Gas | 118.4% | 117.4% | 115% | 114.5% | 112.9% | 112.3% | 111.4% | 111.1% | 111% | 111% | 109.1% | 108.7% | 108% | 108.1% | 106.7% | 105.9% | 105.6% | 105.5% | 104.5% | 102.1% | 103.3% | 102.5% | 101.4% | 101.1% | 100.7% | 100.4% | 100% | 100%
Pierce County | Manufactured | Heat Room Gas | 118.4% | 117.4% | 115% | 114.5% | 112.9% | 112.3% | 111.4% | 111.1% | 111% | 111% | 109.1% | 108.7% | 108% | 108.1% | 106.7% | 105.9% | 105.6% | 105.5% | 104.5% | 102.1% | 103.3% | 102.5% | 101.4% | 101.1% | 100.7% | 100.4% | 100% | 100%
Pierce County | Manufactured - Highly Impacted | Heat Room Gas | 118.4% | 117.4% | 115% | 114.5% | 112.9% | 112.3% | 111.4% | 111.1% | 111% | 111% | 109.1% | 108.7% | 108% | 108.1% | 106.7% | 105.9% | 105.6% | 105.5% | 104.5% | 102.1% | 103.3% | 102.5% | 101.4% | 101.1% | 100.7% | 100.4% | 100% | 100%
Pierce County | Single Family | Pool Heat | 100% | 100% | 100% | 100% | 100% | 100% | 100% | 100% | 100% | 100% | 100% | 100% | 100% | 100% | 100% | 100% | 100% | 100% | 100% | 100% | 100% | 100% | 100% | 100% | 100% | 100% | 100% | 100%
Pierce County | Single Family - Highly Impacted | Pool Heat | 100% | 100% | 100% | 100% | 100% | 100% | 100% | 100% | 100% | 100% | 100% | 100% | 100% | 100% | 100% | 100% | 100% | 100% | 100% | 100% | 100% | 100% | 100% | 100% | 100% | 100% | 100% | 100%
Pierce County | Multifamily | Pool Heat | 100% | 100% | 100% | 100% | 100% | 100% | 100% | 100% | 100% | 100% | 100% | 100% | 100% | 100% | 100% | 100% | 100% | 100% | 100% | 100% | 100% | 100% | 100% | 100% | 100% | 100% | 100% | 100%
Pierce County | Multifamily - Highly Impacted | Pool Heat | 100% | 100% | 100% | 100% | 100% | 100% | 100% | 100% | 100% | 100% | 100% | 100% | 100% | 100% | 100% | 100% | 100% | 100% | 100% | 100% | 100% | 100% | 100% | 100% | 100% | 100% | 100% | 100%
Pierce County | Manufactured | Pool Heat | 100% | 100% | 100% | 100% | 100% | 100% | 100% | 100% | 100% | 100% | 100% | 100% | 100% | 100% | 100% | 100% | 100% | 100% | 100% | 100% | 100% | 100% | 100% | 100% | 100% | 100% | 100% | 100%
Pierce County | Manufactured - Highly Impacted | Pool Heat | 100% | 100% | 100% | 100% | 100% | 100% | 100% | 100% | 100% | 100% | 100% | 100% | 100% | 100% | 100% | 100% | 100% | 100% | 100% | 100% | 100% | 100% | 100% | 100% | 100% | 100% | 100% | 100%
Pierce County | Single Family | Water Heat LE 55 Gal | 100% | 100% | 100% | 100% | 100% | 100% | 100% | 100% | 100% | 100% | 100% | 100% | 100% | 100% | 100% | 100% | 100% | 100% | 100% | 100% | 100% | 100% | 100% | 100% | 100% | 100% | 100% | 100%
Pierce County | Single Family - Highly Impacted | Water Heat LE 55 Gal | 100% | 100% | 100% | 100% | 100% | 100% | 100% | 100% | 100% | 100% | 100% | 100% | 100% | 100% | 100% | 100% | 100% | 100% | 100% | 100% | 100% | 100% | 100% | 100% | 100% | 100% | 100% | 100%
Pierce County | Multifamily | Water Heat LE 55 Gal | 100% | 100% | 100% | 100% | 100% | 100% | 100% | 100% | 100% | 100% | 100% | 100% | 100% | 100% | 100% | 100% | 100% | 100% | 100% | 100% | 100% | 100% | 100% | 100% | 100% | 100% | 100% | 100%
Pierce County | Multifamily - Highly Impacted | Water Heat LE 55 Gal | 100% | 100% | 100% | 100% | 100% | 100% | 100% | 100% | 100% | 100% | 100% | 100% | 100% | 100% | 100% | 100% | 100% | 100% | 100% | 100% | 100% | 100% | 100% | 100% | 100% | 100% | 100% | 100%
Pierce County | Manufactured | Water Heat LE 55 Gal | 100% | 100% | 100% | 100% | 100% | 100% | 100% | 100% | 100% | 100% | 100% | 100% | 100% | 100% | 100% | 100% | 100% | 100% | 100% | 100% | 100% | 100% | 100% | 100% | 100% | 100% | 100% | 100%
Pierce County | Manufactured - Highly Impacted | Water Heat LE 55 Gal | 100% | 100% | 100% | 100% | 100% | 100% | 100% | 100% | 100% | 100% | 100% | 100% | 100% | 100% | 100% | 100% | 100% | 100% | 100% | 100% | 100% | 100% | 100% | 100% | 100% | 100% | 100% | 100%
Pierce County | Single Family | Water Heat GT 55 Gal | 100% | 100% | 100% | 100% | 100% | 100% | 100% | 100% | 100% | 100% | 100% | 100% | 100% | 100% | 100% | 100% | 100% | 100% | 100% | 100% | 100% | 100% | 100% | 100% | 100% | 100% | 100% | 100%
Pierce County | Single Family - Highly Impacted | Water Heat GT 55 Gal | 100% | 100% | 100% | 100% | 100% | 100% | 100% | 100% | 100% | 100% | 100% | 100% | 100% | 100% | 100% | 100% | 100% | 100% | 100% | 100% | 100% | 100% | 100% | 100% | 100% | 100% | 100% | 100%
Pierce County | Multifamily | Water Heat GT 55 Gal | 100% | 100% | 100% | 100% | 100% | 100% | 100% | 100% | 100% | 100% | 100% | 100% | 100% | 100% | 100% | 100% | 100% | 100% | 100% | 100% | 100% | 100% | 100% | 100% | 100% | 100% | 100% | 100%
Pierce County | Multifamily - Highly Impacted | Water Heat GT 55 Gal | 100% | 100% | 100% | 100% | 100% | 100% | 100% | 100% | 100% | 100% | 100% | 100% | 100% | 100% | 100% | 100% | 100% | 100% | 100% | 100% | 100% | 100% | 100% | 100% | 100% | 100% | 100% | 100%
Pierce County | Manufactured | Water Heat GT 55 Gal | 100% | 100% | 100% | 100% | 100% | 100% | 100% | 100% | 100% | 100% | 100% | 100% | 100% | 100% | 100% | 100% | 100% | 100% | 100% | 100% | 100% | 100% | 100% | 100% | 100% | 100% | 100% | 100%
Pierce County | Manufactured - Highly Impacted | Water Heat GT 55 Gal | 100% | 100% | 100% | 100% | 100% | 100% | 100% | 100% | 100% | 100% | 100% | 100% | 100% | 100% | 100% | 100% | 100% | 100% | 100% | 100% | 100% | 100% | 100% | 100% | 100% | 100% | 100% | 100%
Snohomish County | Single Family | Cooking Oven | 100% | 100% | 100% | 100% | 100% | 100% | 100% | 100% | 100% | 100% | 100% | 100% | 100% | 100% | 100% | 100% | 100% | 100% | 100% | 100% | 100% | 100% | 100% | 100% | 100% | 100% | 100% | 100%
Snohomish County | Single Family - Highly Impacted | Cooking Oven | 100% | 100% | 100% | 100% | 100% | 100% | 100% | 100% | 100% | 100% | 100% | 100% | 100% | 100% | 100% | 100% | 100% | 100% | 100% | 100% | 100% | 100% | 100% | 100% | 100% | 100% | 100% | 100%
Snohomish County | Multifamily | Cooking Oven | 100% | 100% | 100% | 100% | 100% | 100% | 100% | 100% | 100% | 100% | 100% | 100% | 100% | 100% | 100% | 100% | 100% | 100% | 100% | 100% | 100% | 100% | 100% | 100% | 100% | 100% | 100% | 100%
Snohomish County | Multifamily - Highly Impacted | Cooking Oven | 100% | 100% | 100% | 100% | 100% | 100% | 100% | 100% | 100% | 100% | 100% | 100% | 100% | 100% | 100% | 100% | 100% | 100% | 100% | 100% | 100% | 100% | 100% | 100% | 100% | 100% | 100% | 100%
Snohomish County | Manufactured | Cooking Oven | 100% | 100% | 100% | 100% | 100% | 100% | 100% | 100% | 100% | 100% | 100% | 100% | 100% | 100% | 100% | 100% | 100% | 100% | 100% | 100% | 100% | 100% | 100% | 100% | 100% | 100% | 100% | 100%
Snohomish County | Manufactured - Highly Impacted | Cooking Oven | 100% | 100% | 100% | 100% | 100% | 100% | 100% | 100% | 100% | 100% | 100% | 100% | 100% | 100% | 100% | 100% | 100% | 100% | 100% | 100% | 100% | 100% | 100% | 100% | 100% | 100% | 100% | 100%
Snohomish County | Single Family | Cooking Range | 100% | 100% | 100% | 100% | 100% | 100% | 100% | 100% | 100% | 100% | 100% | 100% | 100% | 100% | 100% | 100% | 100% | 100% | 100% | 100% | 100% | 100% | 100% | 100% | 100% | 100% | 100% | 100%
Snohomish County | Single Family - Highly Impacted | Cooking Range | 100% | 100% | 100% | 100% | 100% | 100% | 100% | 100% | 100% | 100% | 100% | 100% | 100% | 100% | 100% | 100% | 100% | 100% | 100% | 100% | 100% | 100% | 100% | 100% | 100% | 100% | 100% | 100%
Snohomish County | Multifamily | Cooking Range | 100% | 100% | 100% | 100% | 100% | 100% | 100% | 100% | 100% | 100% | 100% | 100% | 100% | 100% | 100% | 100% | 100% | 100% | 100% | 100% | 100% | 100% | 100% | 100% | 100% | 100% | 100% | 100%
Snohomish County | Multifamily - Highly Impacted | Cooking Range | 100% | 100% | 100% | 100% | 100% | 100% | 100% | 100% | 100% | 100% | 100% | 100% | 100% | 100% | 100% | 100% | 100% | 100% | 100% | 100% | 100% | 100% | 100% | 100% | 100% | 100% | 100% | 100%
Snohomish County | Manufactured | Cooking Range | 100% | 100% | 100% | 100% | 100% | 100% | 100% | 100% | 100% | 100% | 100% | 100% | 100% | 100% | 100% | 100% | 100% | 100% | 100% | 100% | 100% | 100% | 100% | 100% | 100% | 100% | 100% | 100%
Snohomish County | Manufactured - Highly Impacted | Cooking Range | 100% | 100% | 100% | 100% | 100% | 100% | 100% | 100% | 100% | 100% | 100% | 100% | 100% | 100% | 100% | 100% | 100% | 100% | 100% | 100% | 100% | 100% | 100% | 100% | 100% | 100% | 100% | 100%
Snohomish County | Single Family | Other | 100% | 100% | 100% | 100% | 100% | 100% | 100% | 100% | 100% | 100% | 100% | 100% | 100% | 100% | 100% | 100% | 100% | 100% | 100% | 100% | 100% | 100% | 100% | 100% | 100% | 100% | 100% | 100%
Snohomish County | Single Family - Highly Impacted | Other | 100% | 100% | 100% | 100% | 100% | 100% | 100% | 100% | 100% | 100% | 100% | 100% | 100% | 100% | 100% | 100% | 100% | 100% | 100% | 100% | 100% | 100% | 100% | 100% | 100% | 100% | 100% | 100%
Snohomish County | Multifamily | Other | 100% | 100% | 100% | 100% | 100% | 100% | 100% | 100% | 100% | 100% | 100% | 100% | 100% | 100% | 100% | 100% | 100% | 100% | 100% | 100% | 100% | 100% | 100% | 100% | 100% | 100% | 100% | 100%
Snohomish County | Multifamily - Highly Impacted | Other | 100% | 100% | 100% | 100% | 100% | 100% | 100% | 100% | 100% | 100% | 100% | 100% | 100% | 100% | 100% | 100% | 100% | 100% | 100% | 100% | 100% | 100% | 100% | 100% | 100% | 100% | 100% | 100%
Snohomish County | Manufactured | Other | 100% | 100% | 100% | 100% | 100% | 100% | 100% | 100% | 100% | 100% | 100% | 100% | 100% | 100% | 100% | 100% | 100% | 100% | 100% | 100% | 100% | 100% | 100% | 100% | 100% | 100% | 100% | 100%
Snohomish County | Manufactured - Highly Impacted | Other | 100% | 100% | 100% | 100% | 100% | 100% | 100% | 100% | 100% | 100% | 100% | 100% | 100% | 100% | 100% | 100% | 100% | 100% | 100% | 100% | 100% | 100% | 100% | 100% | 100% | 100% | 100% | 100%
Snohomish County | Single Family | Dryer | 100% | 100% | 100% | 100% | 100% | 100% | 100% | 100% | 100% | 100% | 100% | 100% | 100% | 100% | 100% | 100% | 100% | 100% | 100% | 100% | 100% | 100% | 100% | 100% | 100% | 100% | 100% | 100%
Snohomish County | Single Family - Highly Impacted | Dryer | 100% | 100% | 100% | 100% | 100% | 100% | 100% | 100% | 100% | 100% | 100% | 100% | 100% | 100% | 100% | 100% | 100% | 100% | 100% | 100% | 100% | 100% | 100% | 100% | 100% | 100% | 100% | 100%
Snohomish County | Multifamily | Dryer | 100% | 100% | 100% | 100% | 100% | 100% | 100% | 100% | 100% | 100% | 100% | 100% | 100% | 100% | 100% | 100% | 100% | 100% | 100% | 100% | 100% | 100% | 100% | 100% | 100% | 100% | 100% | 100%
Snohomish County | Multifamily - Highly Impacted | Dryer | 100% | 100% | 100% | 100% | 100% | 100% | 100% | 100% | 100% | 100% | 100% | 100% | 100% | 100% | 100% | 100% | 100% | 100% | 100% | 100% | 100% | 100% | 100% | 100% | 100% | 100% | 100% | 100%
Snohomish County | Manufactured | Dryer | 100% | 100% | 100% | 100% | 100% | 100% | 100% | 100% | 100% | 100% | 100% | 100% | 100% | 100% | 100% | 100% | 100% | 100% | 100% | 100% | 100% | 100% | 100% | 100% | 100% | 100% | 100% | 100%
Snohomish County | Manufactured - Highly Impacted | Dryer | 100% | 100% | 100% | 100% | 100% | 100% | 100% | 100% | 100% | 100% | 100% | 100% | 100% | 100% | 100% | 100% | 100% | 100% | 100% | 100% | 100% | 100% | 100% | 100% | 100% | 100% | 100% | 100%
Snohomish County | Single Family | Heat Central Gas Boiler | 118.4% | 117.4% | 115% | 114.5% | 112.9% | 112.3% | 111.4% | 111.1% | 111% | 111% | 109.1% | 108.7% | 108% | 108.1% | 106.7% | 105.9% | 105.6% | 105.5% | 104.5% | 102.1% | 103.3% | 102.5% | 101.4% | 101.1% | 100.7% | 100.4% | 100% | 100%
Snohomish County | Single Family - Highly Impacted | Heat Central Gas Boiler | 118.4% | 117.4% | 115% | 114.5% | 112.9% | 112.3% | 111.4% | 111.1% | 111% | 111% | 109.1% | 108.7% | 108% | 108.1% | 106.7% | 105.9% | 105.6% | 105.5% | 104.5% | 102.1% | 103.3% | 102.5% | 101.4% | 101.1% | 100.7% | 100.4% | 100% | 100%
Snohomish County | Multifamily | Heat Central Gas Boiler | 118.4% | 117.4% | 115% | 114.5% | 112.9% | 112.3% | 111.4% | 111.1% | 111% | 111% | 109.1% | 108.7% | 108% | 108.1% | 106.7% | 105.9% | 105.6% | 105.5% | 104.5% | 102.1% | 103.3% | 102.5% | 101.4% | 101.1% | 100.7% | 100.4% | 100% | 100%
Snohomish County | Multifamily - Highly Impacted | Heat Central Gas Boiler | 118.4% | 117.4% | 115% | 114.5% | 112.9% | 112.3% | 111.4% | 111.1% | 111% | 111% | 109.1% | 108.7% | 108% | 108.1% | 106.7% | 105.9% | 105.6% | 105.5% | 104.5% | 102.1% | 103.3% | 102.5% | 101.4% | 101.1% | 100.7% | 100.4% | 100% | 100%
Snohomish County | Manufactured | Heat Central Gas Boiler | 118.4% | 117.4% | 115% | 114.5% | 112.9% | 112.3% | 111.4% | 111.1% | 111% | 111% | 109.1% | 108.7% | 108% | 108.1% | 106.7% | 105.9% | 105.6% | 105.5% | 104.5% | 102.1% | 103.3% | 102.5% | 101.4% | 101.1% | 100.7% | 100.4% | 100% | 100%
Snohomish County | Manufactured - Highly Impacted | Heat Central Gas Boiler | 118.4% | 117.4% | 115% | 114.5% | 112.9% | 112.3% | 111.4% | 111.1% | 111% | 111% | 109.1% | 108.7% | 108% | 108.1% | 106.7% | 105.9% | 105.6% | 105.5% | 104.5% | 102.1% | 103.3% | 102.5% | 101.4% | 101.1% | 100.7% | 100.4% | 100% | 100%
Snohomish County | Single Family | Heat Central Gas Furnace | 118.4% | 117.4% | 115% | 114.5% | 112.9% | 112.3% | 111.4% | 111.1% | 111% | 111% | 109.1% | 108.7% | 108% | 108.1% | 106.7% | 105.9% | 105.6% | 105.5% | 104.5% | 102.1% | 103.3% | 102.5% | 101.4% | 101.1% | 100.7% | 100.4% | 100% | 100%
Snohomish County | Single Family - Highly Impacted | Heat Central Gas Furnace | 118.4% | 117.4% | 115% | 114.5% | 112.9% | 112.3% | 111.4% | 111.1% | 111% | 111% | 109.1% | 108.7% | 108% | 108.1% | 106.7% | 105.9% | 105.6% | 105.5% | 104.5% | 102.1% | 103.3% | 102.5% | 101.4% | 101.1% | 100.7% | 100.4% | 100% | 100%
Snohomish County | Multifamily | Heat Central Gas Furnace | 118.4% | 117.4% | 115% | 114.5% | 112.9% | 112.3% | 111.4% | 111.1% | 111% | 111% | 109.1% | 108.7% | 108% | 108.1% | 106.7% | 105.9% | 105.6% | 105.5% | 104.5% | 102.1% | 103.3% | 102.5% | 101.4% | 101.1% | 100.7% | 100.4% | 100% | 100%
Snohomish County | Multifamily - Highly Impacted | Heat Central Gas Furnace | 118.4% | 117.4% | 115% | 114.5% | 112.9% | 112.3% | 111.4% | 111.1% | 111% | 111% | 109.1% | 108.7% | 108% | 108.1% | 106.7% | 105.9% | 105.6% | 105.5% | 104.5% | 102.1% | 103.3% | 102.5% | 101.4% | 101.1% | 100.7% | 100.4% | 100% | 100%
Snohomish County | Manufactured | Heat Central Gas Furnace | 118.4% | 117.4% | 115% | 114.5% | 112.9% | 112.3% | 111.4% | 111.1% | 111% | 111% | 109.1% | 108.7% | 108% | 108.1% | 106.7% | 105.9% | 105.6% | 105.5% | 104.5% | 102.1% | 103.3% | 102.5% | 101.4% | 101.1% | 100.7% | 100.4% | 100% | 100%
Snohomish County | Manufactured - Highly Impacted | Heat Central Gas Furnace | 118.4% | 117.4% | 115% | 114.5% | 112.9% | 112.3% | 111.4% | 111.1% | 111% | 111% | 109.1% | 108.7% | 108% | 108.1% | 106.7% | 105.9% | 105.6% | 105.5% | 104.5% | 102.1% | 103.3% | 102.5% | 101.4% | 101.1% | 100.7% | 100.4% | 100% | 100%
Snohomish County | Single Family | Heat Room Gas | 118.4% | 117.4% | 115% | 114.5% | 112.9% | 112.3% | 111.4% | 111.1% | 111% | 111% | 109.1% | 108.7% | 108% | 108.1% | 106.7% | 105.9% | 105.6% | 105.5% | 104.5% | 102.1% | 103.3% | 102.5% | 101.4% | 101.1% | 100.7% | 100.4% | 100% | 100%
Snohomish County | Single Family - Highly Impacted | Heat Room Gas | 118.4% | 117.4% | 115% | 114.5% | 112.9% | 112.3% | 111.4% | 111.1% | 111% | 111% | 109.1% | 108.7% | 108% | 108.1% | 106.7% | 105.9% | 105.6% | 105.5% | 104.5% | 102.1% | 103.3% | 102.5% | 101.4% | 101.1% | 100.7% | 100.4% | 100% | 100%
Snohomish County | Multifamily | Heat Room Gas | 118.4% | 117.4% | 115% | 114.5% | 112.9% | 112.3% | 111.4% | 111.1% | 111% | 111% | 109.1% | 108.7% | 108% | 108.1% | 106.7% | 105.9% | 105.6% | 105.5% | 104.5% | 102.1% | 103.3% | 102.5% | 101.4% | 101.1% | 100.7% | 100.4% | 100% | 100%
Snohomish County | Multifamily - Highly Impacted | Heat Room Gas | 118.4% | 117.4% | 115% | 114.5% | 112.9% | 112.3% | 111.4% | 111.1% | 111% | 111% | 109.1% | 108.7% | 108% | 108.1% | 106.7% | 105.9% | 105.6% | 105.5% | 104.5% | 102.1% | 103.3% | 102.5% | 101.4% | 101.1% | 100.7% | 100.4% | 100% | 100%
Snohomish County | Manufactured | Heat Room Gas | 118.4% | 117.4% | 115% | 114.5% | 112.9% | 112.3% | 111.4% | 111.1% | 111% | 111% | 109.1% | 108.7% | 108% | 108.1% | 106.7% | 105.9% | 105.6% | 105.5% | 104.5% | 102.1% | 103.3% | 102.5% | 101.4% | 101.1% | 100.7% | 100.4% | 100% | 100%
Snohomish County | Manufactured - Highly Impacted | Heat Room Gas | 118.4% | 117.4% | 115% | 114.5% | 112.9% | 112.3% | 111.4% | 111.1% | 111% | 111% | 109.1% | 108.7% | 108% | 108.1% | 106.7% | 105.9% | 105.6% | 105.5% | 104.5% | 102.1% | 103.3% | 102.5% | 101.4% | 101.1% | 100.7% | 100.4% | 100% | 100%
Snohomish County | Single Family | Pool Heat | 100% | 100% | 100% | 100% | 100% | 100% | 100% | 100% | 100% | 100% | 100% | 100% | 100% | 100% | 100% | 100% | 100% | 100% | 100% | 100% | 100% | 100% | 100% | 100% | 100% | 100% | 100% | 100%
Snohomish County | Single Family - Highly Impacted | Pool Heat | 100% | 100% | 100% | 100% | 100% | 100% | 100% | 100% | 100% | 100% | 100% | 100% | 100% | 100% | 100% | 100% | 100% | 100% | 100% | 100% | 100% | 100% | 100% | 100% | 100% | 100% | 100% | 100%
Snohomish County | Multifamily | Pool Heat | 100% | 100% | 100% | 100% | 100% | 100% | 100% | 100% | 100% | 100% | 100% | 100% | 100% | 100% | 100% | 100% | 100% | 100% | 100% | 100% | 100% | 100% | 100% | 100% | 100% | 100% | 100% | 100%
Snohomish County | Multifamily - Highly Impacted | Pool Heat | 100% | 100% | 100% | 100% | 100% | 100% | 100% | 100% | 100% | 100% | 100% | 100% | 100% | 100% | 100% | 100% | 100% | 100% | 100% | 100% | 100% | 100% | 100% | 100% | 100% | 100% | 100% | 100%
Snohomish County | Manufactured | Pool Heat | 100% | 100% | 100% | 100% | 100% | 100% | 100% | 100% | 100% | 100% | 100% | 100% | 100% | 100% | 100% | 100% | 100% | 100% | 100% | 100% | 100% | 100% | 100% | 100% | 100% | 100% | 100% | 100%
Snohomish County | Manufactured - Highly Impacted | Pool Heat | 100% | 100% | 100% | 100% | 100% | 100% | 100% | 100% | 100% | 100% | 100% | 100% | 100% | 100% | 100% | 100% | 100% | 100% | 100% | 100% | 100% | 100% | 100% | 100% | 100% | 100% | 100% | 100%
Snohomish County | Single Family | Water Heat LE 55 Gal | 100% | 100% | 100% | 100% | 100% | 100% | 100% | 100% | 100% | 100% | 100% | 100% | 100% | 100% | 100% | 100% | 100% | 100% | 100% | 100% | 100% | 100% | 100% | 100% | 100% | 100% | 100% | 100%
Snohomish County | Single Family - Highly Impacted | Water Heat LE 55 Gal | 100% | 100% | 100% | 100% | 100% | 100% | 100% | 100% | 100% | 100% | 100% | 100% | 100% | 100% | 100% | 100% | 100% | 100% | 100% | 100% | 100% | 100% | 100% | 100% | 100% | 100% | 100% | 100%
Snohomish County | Multifamily | Water Heat LE 55 Gal | 100% | 100% | 100% | 100% | 100% | 100% | 100% | 100% | 100% | 100% | 100% | 100% | 100% | 100% | 100% | 100% | 100% | 100% | 100% | 100% | 100% | 100% | 100% | 100% | 100% | 100% | 100% | 100%
Snohomish County | Multifamily - Highly Impacted | Water Heat LE 55 Gal | 100% | 100% | 100% | 100% | 100% | 100% | 100% | 100% | 100% | 100% | 100% | 100% | 100% | 100% | 100% | 100% | 100% | 100% | 100% | 100% | 100% | 100% | 100% | 100% | 100% | 100% | 100% | 100%
Snohomish County | Manufactured | Water Heat LE 55 Gal | 100% | 100% | 100% | 100% | 100% | 100% | 100% | 100% | 100% | 100% | 100% | 100% | 100% | 100% | 100% | 100% | 100% | 100% | 100% | 100% | 100% | 100% | 100% | 100% | 100% | 100% | 100% | 100%
Snohomish County | Manufactured - Highly Impacted | Water Heat LE 55 Gal | 100% | 100% | 100% | 100% | 100% | 100% | 100% | 100% | 100% | 100% | 100% | 100% | 100% | 100% | 100% | 100% | 100% | 100% | 100% | 100% | 100% | 100% | 100% | 100% | 100% | 100% | 100% | 100%
Snohomish County | Single Family | Water Heat GT 55 Gal | 100% | 100% | 100% | 100% | 100% | 100% | 100% | 100% | 100% | 100% | 100% | 100% | 100% | 100% | 100% | 100% | 100% | 100% | 100% | 100% | 100% | 100% | 100% | 100% | 100% | 100% | 100% | 100%
Snohomish County | Single Family - Highly Impacted | Water Heat GT 55 Gal | 100% | 100% | 100% | 100% | 100% | 100% | 100% | 100% | 100% | 100% | 100% | 100% | 100% | 100% | 100% | 100% | 100% | 100% | 100% | 100% | 100% | 100% | 100% | 100% | 100% | 100% | 100% | 100%
Snohomish County | Multifamily | Water Heat GT 55 Gal | 100% | 100% | 100% | 100% | 100% | 100% | 100% | 100% | 100% | 100% | 100% | 100% | 100% | 100% | 100% | 100% | 100% | 100% | 100% | 100% | 100% | 100% | 100% | 100% | 100% | 100% | 100% | 100%
Snohomish County | Multifamily - Highly Impacted | Water Heat GT 55 Gal | 100% | 100% | 100% | 100% | 100% | 100% | 100% | 100% | 100% | 100% | 100% | 100% | 100% | 100% | 100% | 100% | 100% | 100% | 100% | 100% | 100% | 100% | 100% | 100% | 100% | 100% | 100% | 100%
Snohomish County | Manufactured | Water Heat GT 55 Gal | 100% | 100% | 100% | 100% | 100% | 100% | 100% | 100% | 100% | 100% | 100% | 100% | 100% | 100% | 100% | 100% | 100% | 100% | 100% | 100% | 100% | 100% | 100% | 100% | 100% | 100% | 100% | 100%
Snohomish County | Manufactured - Highly Impacted | Water Heat GT 55 Gal | 100% | 100% | 100% | 100% | 100% | 100% | 100% | 100% | 100% | 100% | 100% | 100% | 100% | 100% | 100% | 100% | 100% | 100% | 100% | 100% | 100% | 100% | 100% | 100% | 100% | 100% | 100% | 100%
Thurston County | Single Family | Cooking Oven | 100% | 100% | 100% | 100% | 100% | 100% | 100% | 100% | 100% | 100% | 100% | 100% | 100% | 100% | 100% | 100% | 100% | 100% | 100% | 100% | 100% | 100% | 100% | 100% | 100% | 100% | 100% | 100%
Thurston County | Single Family - Highly Impacted | Cooking Oven | 100% | 100% | 100% | 100% | 100% | 100% | 100% | 100% | 100% | 100% | 100% | 100% | 100% | 100% | 100% | 100% | 100% | 100% | 100% | 100% | 100% | 100% | 100% | 100% | 100% | 100% | 100% | 100%
Thurston County | Multifamily | Cooking Oven | 100% | 100% | 100% | 100% | 100% | 100% | 100% | 100% | 100% | 100% | 100% | 100% | 100% | 100% | 100% | 100% | 100% | 100% | 100% | 100% | 100% | 100% | 100% | 100% | 100% | 100% | 100% | 100%
Thurston County | Multifamily - Highly Impacted | Cooking Oven | 100% | 100% | 100% | 100% | 100% | 100% | 100% | 100% | 100% | 100% | 100% | 100% | 100% | 100% | 100% | 100% | 100% | 100% | 100% | 100% | 100% | 100% | 100% | 100% | 100% | 100% | 100% | 100%
Thurston County | Manufactured | Cooking Oven | 100% | 100% | 100% | 100% | 100% | 100% | 100% | 100% | 100% | 100% | 100% | 100% | 100% | 100% | 100% | 100% | 100% | 100% | 100% | 100% | 100% | 100% | 100% | 100% | 100% | 100% | 100% | 100%
Thurston County | Manufactured - Highly Impacted | Cooking Oven | 100% | 100% | 100% | 100% | 100% | 100% | 100% | 100% | 100% | 100% | 100% | 100% | 100% | 100% | 100% | 100% | 100% | 100% | 100% | 100% | 100% | 100% | 100% | 100% | 100% | 100% | 100% | 100%
Thurston County | Single Family | Cooking Range | 100% | 100% | 100% | 100% | 100% | 100% | 100% | 100% | 100% | 100% | 100% | 100% | 100% | 100% | 100% | 100% | 100% | 100% | 100% | 100% | 100% | 100% | 100% | 100% | 100% | 100% | 100% | 100%
Thurston County | Single Family - Highly Impacted | Cooking Range | 100% | 100% | 100% | 100% | 100% | 100% | 100% | 100% | 100% | 100% | 100% | 100% | 100% | 100% | 100% | 100% | 100% | 100% | 100% | 100% | 100% | 100% | 100% | 100% | 100% | 100% | 100% | 100%
Thurston County | Multifamily | Cooking Range | 100% | 100% | 100% | 100% | 100% | 100% | 100% | 100% | 100% | 100% | 100% | 100% | 100% | 100% | 100% | 100% | 100% | 100% | 100% | 100% | 100% | 100% | 100% | 100% | 100% | 100% | 100% | 100%
Thurston County | Multifamily - Highly Impacted | Cooking Range | 100% | 100% | 100% | 100% | 100% | 100% | 100% | 100% | 100% | 100% | 100% | 100% | 100% | 100% | 100% | 100% | 100% | 100% | 100% | 100% | 100% | 100% | 100% | 100% | 100% | 100% | 100% | 100%
Thurston County | Manufactured | Cooking Range | 100% | 100% | 100% | 100% | 100% | 100% | 100% | 100% | 100% | 100% | 100% | 100% | 100% | 100% | 100% | 100% | 100% | 100% | 100% | 100% | 100% | 100% | 100% | 100% | 100% | 100% | 100% | 100%
Thurston County | Manufactured - Highly Impacted | Cooking Range | 100% | 100% | 100% | 100% | 100% | 100% | 100% | 100% | 100% | 100% | 100% | 100% | 100% | 100% | 100% | 100% | 100% | 100% | 100% | 100% | 100% | 100% | 100% | 100% | 100% | 100% | 100% | 100%
Thurston County | Single Family | Other | 100% | 100% | 100% | 100% | 100% | 100% | 100% | 100% | 100% | 100% | 100% | 100% | 100% | 100% | 100% | 100% | 100% | 100% | 100% | 100% | 100% | 100% | 100% | 100% | 100% | 100% | 100% | 100%
Thurston County | Single Family - Highly Impacted | Other | 100% | 100% | 100% | 100% | 100% | 100% | 100% | 100% | 100% | 100% | 100% | 100% | 100% | 100% | 100% | 100% | 100% | 100% | 100% | 100% | 100% | 100% | 100% | 100% | 100% | 100% | 100% | 100%
Thurston County | Multifamily | Other | 100% | 100% | 100% | 100% | 100% | 100% | 100% | 100% | 100% | 100% | 100% | 100% | 100% | 100% | 100% | 100% | 100% | 100% | 100% | 100% | 100% | 100% | 100% | 100% | 100% | 100% | 100% | 100%
Thurston County | Multifamily - Highly Impacted | Other | 100% | 100% | 100% | 100% | 100% | 100% | 100% | 100% | 100% | 100% | 100% | 100% | 100% | 100% | 100% | 100% | 100% | 100% | 100% | 100% | 100% | 100% | 100% | 100% | 100% | 100% | 100% | 100%
Thurston County | Manufactured | Other | 100% | 100% | 100% | 100% | 100% | 100% | 100% | 100% | 100% | 100% | 100% | 100% | 100% | 100% | 100% | 100% | 100% | 100% | 100% | 100% | 100% | 100% | 100% | 100% | 100% | 100% | 100% | 100%
Thurston County | Manufactured - Highly Impacted | Other | 100% | 100% | 100% | 100% | 100% | 100% | 100% | 100% | 100% | 100% | 100% | 100% | 100% | 100% | 100% | 100% | 100% | 100% | 100% | 100% | 100% | 100% | 100% | 100% | 100% | 100% | 100% | 100%
Thurston County | Single Family | Dryer | 100% | 100% | 100% | 100% | 100% | 100% | 100% | 100% | 100% | 100% | 100% | 100% | 100% | 100% | 100% | 100% | 100% | 100% | 100% | 100% | 100% | 100% | 100% | 100% | 100% | 100% | 100% | 100%
Thurston County | Single Family - Highly Impacted | Dryer | 100% | 100% | 100% | 100% | 100% | 100% | 100% | 100% | 100% | 100% | 100% | 100% | 100% | 100% | 100% | 100% | 100% | 100% | 100% | 100% | 100% | 100% | 100% | 100% | 100% | 100% | 100% | 100%
Thurston County | Multifamily | Dryer | 100% | 100% | 100% | 100% | 100% | 100% | 100% | 100% | 100% | 100% | 100% | 100% | 100% | 100% | 100% | 100% | 100% | 100% | 100% | 100% | 100% | 100% | 100% | 100% | 100% | 100% | 100% | 100%
Thurston County | Multifamily - Highly Impacted | Dryer | 100% | 100% | 100% | 100% | 100% | 100% | 100% | 100% | 100% | 100% | 100% | 100% | 100% | 100% | 100% | 100% | 100% | 100% | 100% | 100% | 100% | 100% | 100% | 100% | 100% | 100% | 100% | 100%
Thurston County | Manufactured | Dryer | 100% | 100% | 100% | 100% | 100% | 100% | 100% | 100% | 100% | 100% | 100% | 100% | 100% | 100% | 100% | 100% | 100% | 100% | 100% | 100% | 100% | 100% | 100% | 100% | 100% | 100% | 100% | 100%
Thurston County | Manufactured - Highly Impacted | Dryer | 100% | 100% | 100% | 100% | 100% | 100% | 100% | 100% | 100% | 100% | 100% | 100% | 100% | 100% | 100% | 100% | 100% | 100% | 100% | 100% | 100% | 100% | 100% | 100% | 100% | 100% | 100% | 100%
Thurston County | Single Family | Heat Central Gas Boiler | 118.4% | 117.4% | 115% | 114.5% | 112.9% | 112.3% | 111.4% | 111.1% | 111% | 111% | 109.1% | 108.7% | 108% | 108.1% | 106.7% | 105.9% | 105.6% | 105.5% | 104.5% | 102.1% | 103.3% | 102.5% | 101.4% | 101.1% | 100.7% | 100.4% | 100% | 100%
Thurston County | Single Family - Highly Impacted | Heat Central Gas Boiler | 118.4% | 117.4% | 115% | 114.5% | 112.9% | 112.3% | 111.4% | 111.1% | 111% | 111% | 109.1% | 108.7% | 108% | 108.1% | 106.7% | 105.9% | 105.6% | 105.5% | 104.5% | 102.1% | 103.3% | 102.5% | 101.4% | 101.1% | 100.7% | 100.4% | 100% | 100%
Thurston County | Multifamily | Heat Central Gas Boiler | 118.4% | 117.4% | 115% | 114.5% | 112.9% | 112.3% | 111.4% | 111.1% | 111% | 111% | 109.1% | 108.7% | 108% | 108.1% | 106.7% | 105.9% | 105.6% | 105.5% | 104.5% | 102.1% | 103.3% | 102.5% | 101.4% | 101.1% | 100.7% | 100.4% | 100% | 100%
Thurston County | Multifamily - Highly Impacted | Heat Central Gas Boiler | 118.4% | 117.4% | 115% | 114.5% | 112.9% | 112.3% | 111.4% | 111.1% | 111% | 111% | 109.1% | 108.7% | 108% | 108.1% | 106.7% | 105.9% | 105.6% | 105.5% | 104.5% | 102.1% | 103.3% | 102.5% | 101.4% | 101.1% | 100.7% | 100.4% | 100% | 100%
Thurston County | Manufactured | Heat Central Gas Boiler | 118.4% | 117.4% | 115% | 114.5% | 112.9% | 112.3% | 111.4% | 111.1% | 111% | 111% | 109.1% | 108.7% | 108% | 108.1% | 106.7% | 105.9% | 105.6% | 105.5% | 104.5% | 102.1% | 103.3% | 102.5% | 101.4% | 101.1% | 100.7% | 100.4% | 100% | 100%
Thurston County | Manufactured - Highly Impacted | Heat Central Gas Boiler | 118.4% | 117.4% | 115% | 114.5% | 112.9% | 112.3% | 111.4% | 111.1% | 111% | 111% | 109.1% | 108.7% | 108% | 108.1% | 106.7% | 105.9% | 105.6% | 105.5% | 104.5% | 102.1% | 103.3% | 102.5% | 101.4% | 101.1% | 100.7% | 100.4% | 100% | 100%
Thurston County | Single Family | Heat Central Gas Furnace | 118.4% | 117.4% | 115% | 114.5% | 112.9% | 112.3% | 111.4% | 111.1% | 111% | 111% | 109.1% | 108.7% | 108% | 108.1% | 106.7% | 105.9% | 105.6% | 105.5% | 104.5% | 102.1% | 103.3% | 102.5% | 101.4% | 101.1% | 100.7% | 100.4% | 100% | 100%
Thurston County | Single Family - Highly Impacted | Heat Central Gas Furnace | 118.4% | 117.4% | 115% | 114.5% | 112.9% | 112.3% | 111.4% | 111.1% | 111% | 111% | 109.1% | 108.7% | 108% | 108.1% | 106.7% | 105.9% | 105.6% | 105.5% | 104.5% | 102.1% | 103.3% | 102.5% | 101.4% | 101.1% | 100.7% | 100.4% | 100% | 100%
Thurston County | Multifamily | Heat Central Gas Furnace | 118.4% | 117.4% | 115% | 114.5% | 112.9% | 112.3% | 111.4% | 111.1% | 111% | 111% | 109.1% | 108.7% | 108% | 108.1% | 106.7% | 105.9% | 105.6% | 105.5% | 104.5% | 102.1% | 103.3% | 102.5% | 101.4% | 101.1% | 100.7% | 100.4% | 100% | 100%
Thurston County | Multifamily - Highly Impacted | Heat Central Gas Furnace | 118.4% | 117.4% | 115% | 114.5% | 112.9% | 112.3% | 111.4% | 111.1% | 111% | 111% | 109.1% | 108.7% | 108% | 108.1% | 106.7% | 105.9% | 105.6% | 105.5% | 104.5% | 102.1% | 103.3% | 102.5% | 101.4% | 101.1% | 100.7% | 100.4% | 100% | 100%
Thurston County | Manufactured | Heat Central Gas Furnace | 118.4% | 117.4% | 115% | 114.5% | 112.9% | 112.3% | 111.4% | 111.1% | 111% | 111% | 109.1% | 108.7% | 108% | 108.1% | 106.7% | 105.9% | 105.6% | 105.5% | 104.5% | 102.1% | 103.3% | 102.5% | 101.4% | 101.1% | 100.7% | 100.4% | 100% | 100%
Thurston County | Manufactured - Highly Impacted | Heat Central Gas Furnace | 118.4% | 117.4% | 115% | 114.5% | 112.9% | 112.3% | 111.4% | 111.1% | 111% | 111% | 109.1% | 108.7% | 108% | 108.1% | 106.7% | 105.9% | 105.6% | 105.5% | 104.5% | 102.1% | 103.3% | 102.5% | 101.4% | 101.1% | 100.7% | 100.4% | 100% | 100%
Thurston County | Single Family | Heat Room Gas | 118.4% | 117.4% | 115% | 114.5% | 112.9% | 112.3% | 111.4% | 111.1% | 111% | 111% | 109.1% | 108.7% | 108% | 108.1% | 106.7% | 105.9% | 105.6% | 105.5% | 104.5% | 102.1% | 103.3% | 102.5% | 101.4% | 101.1% | 100.7% | 100.4% | 100% | 100%
Thurston County | Single Family - Highly Impacted | Heat Room Gas | 118.4% | 117.4% | 115% | 114.5% | 112.9% | 112.3% | 111.4% | 111.1% | 111% | 111% | 109.1% | 108.7% | 108% | 108.1% | 106.7% | 105.9% | 105.6% | 105.5% | 104.5% | 102.1% | 103.3% | 102.5% | 101.4% | 101.1% | 100.7% | 100.4% | 100% | 100%
Thurston County | Multifamily | Heat Room Gas | 118.4% | 117.4% | 115% | 114.5% | 112.9% | 112.3% | 111.4% | 111.1% | 111% | 111% | 109.1% | 108.7% | 108% | 108.1% | 106.7% | 105.9% | 105.6% | 105.5% | 104.5% | 102.1% | 103.3% | 102.5% | 101.4% | 101.1% | 100.7% | 100.4% | 100% | 100%
Thurston County | Multifamily - Highly Impacted | Heat Room Gas | 118.4% | 117.4% | 115% | 114.5% | 112.9% | 112.3% | 111.4% | 111.1% | 111% | 111% | 109.1% | 108.7% | 108% | 108.1% | 106.7% | 105.9% | 105.6% | 105.5% | 104.5% | 102.1% | 103.3% | 102.5% | 101.4% | 101.1% | 100.7% | 100.4% | 100% | 100%
Thurston County | Manufactured | Heat Room Gas | 118.4% | 117.4% | 115% | 114.5% | 112.9% | 112.3% | 111.4% | 111.1% | 111% | 111% | 109.1% | 108.7% | 108% | 108.1% | 106.7% | 105.9% | 105.6% | 105.5% | 104.5% | 102.1% | 103.3% | 102.5% | 101.4% | 101.1% | 100.7% | 100.4% | 100% | 100%
Thurston County | Manufactured - Highly Impacted | Heat Room Gas | 118.4% | 117.4% | 115% | 114.5% | 112.9% | 112.3% | 111.4% | 111.1% | 111% | 111% | 109.1% | 108.7% | 108% | 108.1% | 106.7% | 105.9% | 105.6% | 105.5% | 104.5% | 102.1% | 103.3% | 102.5% | 101.4% | 101.1% | 100.7% | 100.4% | 100% | 100%
Thurston County | Single Family | Pool Heat | 100% | 100% | 100% | 100% | 100% | 100% | 100% | 100% | 100% | 100% | 100% | 100% | 100% | 100% | 100% | 100% | 100% | 100% | 100% | 100% | 100% | 100% | 100% | 100% | 100% | 100% | 100% | 100%
Thurston County | Single Family - Highly Impacted | Pool Heat | 100% | 100% | 100% | 100% | 100% | 100% | 100% | 100% | 100% | 100% | 100% | 100% | 100% | 100% | 100% | 100% | 100% | 100% | 100% | 100% | 100% | 100% | 100% | 100% | 100% | 100% | 100% | 100%
Thurston County | Multifamily | Pool Heat | 100% | 100% | 100% | 100% | 100% | 100% | 100% | 100% | 100% | 100% | 100% | 100% | 100% | 100% | 100% | 100% | 100% | 100% | 100% | 100% | 100% | 100% | 100% | 100% | 100% | 100% | 100% | 100%
Thurston County | Multifamily - Highly Impacted | Pool Heat | 100% | 100% | 100% | 100% | 100% | 100% | 100% | 100% | 100% | 100% | 100% | 100% | 100% | 100% | 100% | 100% | 100% | 100% | 100% | 100% | 100% | 100% | 100% | 100% | 100% | 100% | 100% | 100%
Thurston County | Manufactured | Pool Heat | 100% | 100% | 100% | 100% | 100% | 100% | 100% | 100% | 100% | 100% | 100% | 100% | 100% | 100% | 100% | 100% | 100% | 100% | 100% | 100% | 100% | 100% | 100% | 100% | 100% | 100% | 100% | 100%
Thurston County | Manufactured - Highly Impacted | Pool Heat | 100% | 100% | 100% | 100% | 100% | 100% | 100% | 100% | 100% | 100% | 100% | 100% | 100% | 100% | 100% | 100% | 100% | 100% | 100% | 100% | 100% | 100% | 100% | 100% | 100% | 100% | 100% | 100%
Thurston County | Single Family | Water Heat LE 55 Gal | 100% | 100% | 100% | 100% | 100% | 100% | 100% | 100% | 100% | 100% | 100% | 100% | 100% | 100% | 100% | 100% | 100% | 100% | 100% | 100% | 100% | 100% | 100% | 100% | 100% | 100% | 100% | 100%
Thurston County | Single Family - Highly Impacted | Water Heat LE 55 Gal | 100% | 100% | 100% | 100% | 100% | 100% | 100% | 100% | 100% | 100% | 100% | 100% | 100% | 100% | 100% | 100% | 100% | 100% | 100% | 100% | 100% | 100% | 100% | 100% | 100% | 100% | 100% | 100%
Thurston County | Multifamily | Water Heat LE 55 Gal | 100% | 100% | 100% | 100% | 100% | 100% | 100% | 100% | 100% | 100% | 100% | 100% | 100% | 100% | 100% | 100% | 100% | 100% | 100% | 100% | 100% | 100% | 100% | 100% | 100% | 100% | 100% | 100%
Thurston County | Multifamily - Highly Impacted | Water Heat LE 55 Gal | 100% | 100% | 100% | 100% | 100% | 100% | 100% | 100% | 100% | 100% | 100% | 100% | 100% | 100% | 100% | 100% | 100% | 100% | 100% | 100% | 100% | 100% | 100% | 100% | 100% | 100% | 100% | 100%
Thurston County | Manufactured | Water Heat LE 55 Gal | 100% | 100% | 100% | 100% | 100% | 100% | 100% | 100% | 100% | 100% | 100% | 100% | 100% | 100% | 100% | 100% | 100% | 100% | 100% | 100% | 100% | 100% | 100% | 100% | 100% | 100% | 100% | 100%
Thurston County | Manufactured - Highly Impacted | Water Heat LE 55 Gal | 100% | 100% | 100% | 100% | 100% | 100% | 100% | 100% | 100% | 100% | 100% | 100% | 100% | 100% | 100% | 100% | 100% | 100% | 100% | 100% | 100% | 100% | 100% | 100% | 100% | 100% | 100% | 100%
Thurston County | Single Family | Water Heat GT 55 Gal | 100% | 100% | 100% | 100% | 100% | 100% | 100% | 100% | 100% | 100% | 100% | 100% | 100% | 100% | 100% | 100% | 100% | 100% | 100% | 100% | 100% | 100% | 100% | 100% | 100% | 100% | 100% | 100%
Thurston County | Single Family - Highly Impacted | Water Heat GT 55 Gal | 100% | 100% | 100% | 100% | 100% | 100% | 100% | 100% | 100% | 100% | 100% | 100% | 100% | 100% | 100% | 100% | 100% | 100% | 100% | 100% | 100% | 100% | 100% | 100% | 100% | 100% | 100% | 100%
Thurston County | Multifamily | Water Heat GT 55 Gal | 100% | 100% | 100% | 100% | 100% | 100% | 100% | 100% | 100% | 100% | 100% | 100% | 100% | 100% | 100% | 100% | 100% | 100% | 100% | 100% | 100% | 100% | 100% | 100% | 100% | 100% | 100% | 100%
Thurston County | Multifamily - Highly Impacted | Water Heat GT 55 Gal | 100% | 100% | 100% | 100% | 100% | 100% | 100% | 100% | 100% | 100% | 100% | 100% | 100% | 100% | 100% | 100% | 100% | 100% | 100% | 100% | 100% | 100% | 100% | 100% | 100% | 100% | 100% | 100%
Thurston County | Manufactured | Water Heat GT 55 Gal | 100% | 100% | 100% | 100% | 100% | 100% | 100% | 100% | 100% | 100% | 100% | 100% | 100% | 100% | 100% | 100% | 100% | 100% | 100% | 100% | 100% | 100% | 100% | 100% | 100% | 100% | 100% | 100%
Thurston County | Manufactured - Highly Impacted | Water Heat GT 55 Gal | 100% | 100% | 100% | 100% | 100% | 100% | 100% | 100% | 100% | 100% | 100% | 100% | 100% | 100% | 100% | 100% | 100% | 100% | 100% | 100% | 100% | 100% | 100% | 100% | 100% | 100% | 100% | 100%
Note on E2: [Threaded comment] Your version of Excel allows you to read this threaded comment; however, any edits to it will get removed if the file is opened in a newer version of Excel. Learn more: https://go.microsoft.com/fwlink/?linkid=870924 Comment: This is a downward adjustment applied to all HVAC UECs prior to baseline forecast calibration to account for climate change adjustments. This is because the UECs in the equipment measures tab only include climate change adjustments in 2045 and should vary by year